## bus
| name | vn_kv | type | zone | in_service
0 | bus_LV_3424-3_1_8_node_3 | 0.4 | n |  | TRUE
1 | bus_LV_3424-3_1_8_node_4 | 0.4 | n |  | TRUE
2 | bus_LV_3424-3_1_8_node_5 | 0.4 | n |  | TRUE
3 | bus_LV_3424-3_1_8_node_6 | 0.4 | n |  | TRUE
4 | bus_LV_3424-3_1_8_node_8 | 0.4 | n |  | TRUE
5 | bus_LV_3424-3_1_8_node_9 | 0.4 | n |  | TRUE
6 | bus_LV_3424-3_1_8_node_16 | 0.4 | n |  | TRUE
7 | bus_LV_3424-3_1_8_node_7 | 0.4 | n |  | TRUE
8 | bus_LV_3424-3_1_8_node_25 | 0.4 | n |  | TRUE
9 | bus_LV_3424-3_1_8_node_39 | 0.4 | n |  | TRUE
10 | bus_LV_3424-3_1_8_node_22 | 0.4 | n |  | TRUE
11 | bus_LV_3424-3_1_8_node_24 | 0.4 | n |  | TRUE
12 | bus_LV_3424-3_1_8_node_17 | 0.4 | n |  | TRUE
13 | bus_LV_3424-3_1_8_node_23 | 0.4 | n |  | TRUE
14 | bus_LV_3424-3_1_8_node_52 | 0.4 | n |  | TRUE
15 | bus_LV_3424-3_1_8_node_37 | 0.4 | n |  | TRUE
16 | bus_LV_3424-3_1_8_node_21 | 0.4 | n |  | TRUE
17 | bus_LV_3424-3_1_8_node_20 | 0.4 | n |  | TRUE
18 | bus_LV_3424-3_1_8_node_19 | 0.4 | n |  | TRUE
19 | bus_LV_3424-3_1_8_node_216 | 0.4 | n |  | TRUE
20 | bus_LV_3424-3_1_8_node_291 | 0.4 | n |  | TRUE
21 | bus_LV_3424-3_1_8_node_212 | 0.4 | n |  | TRUE
22 | bus_LV_3424-3_1_8_node_214 | 0.4 | n |  | TRUE
23 | bus_LV_3424-3_1_8_node_290 | 0.4 | n |  | TRUE
24 | bus_LV_3424-3_1_8_node_30 | 0.4 | n |  | TRUE
25 | bus_LV_3424-3_1_8_node_31 | 0.4 | n |  | TRUE
26 | bus_LV_3424-3_1_8_node_32 | 0.4 | n |  | TRUE
27 | bus_LV_3424-3_1_8_node_33 | 0.4 | n |  | TRUE
28 | bus_LV_3424-3_1_8_node_34 | 0.4 | n |  | TRUE
29 | bus_LV_3424-3_1_8_node_35 | 0.4 | n |  | TRUE
30 | bus_LV_3424-3_1_8_node_298 | 0.4 | n |  | TRUE
31 | bus_LV_3424-3_1_8_node_297 | 0.4 | n |  | TRUE
32 | bus_LV_3424-3_1_8_node_44 | 0.4 | n |  | TRUE
33 | bus_LV_3424-3_1_8_node_42 | 0.4 | n |  | TRUE
34 | bus_LV_3424-3_1_8_node_41 | 0.4 | n |  | TRUE
35 | bus_LV_3424-3_1_8_node_45 | 0.4 | n |  | TRUE
36 | bus_LV_3424-3_1_8_node_49 | 0.4 | n |  | TRUE
37 | bus_LV_3424-3_1_8_node_36 | 0.4 | n |  | TRUE
38 | bus_LV_3424-3_1_8_node_38 | 0.4 | n |  | TRUE
39 | bus_LV_3424-3_1_8_node_40 | 0.4 | n |  | TRUE
40 | bus_LV_3424-3_1_8_node_54 | 0.4 | n |  | TRUE
41 | bus_LV_3424-3_1_8_node_56 | 0.4 | n |  | TRUE
42 | bus_LV_3424-3_1_8_node_58 | 0.4 | n |  | TRUE
43 | bus_LV_3424-3_1_8_node_51 | 0.4 | n |  | TRUE
44 | bus_LV_3424-3_1_8_node_53 | 0.4 | n |  | TRUE
45 | bus_LV_3424-3_1_8_node_55 | 0.4 | n |  | TRUE
46 | bus_LV_3424-3_1_8_node_50 | 0.4 | n |  | TRUE
47 | bus_LV_3424-3_1_8_node_47 | 0.4 | n |  | TRUE
48 | bus_LV_3424-3_1_8_node_46 | 0.4 | n |  | TRUE
49 | bus_LV_3424-3_1_8_node_59 | 0.4 | n |  | TRUE
50 | bus_LV_3424-3_1_8_node_83 | 0.4 | n |  | TRUE
51 | bus_LV_3424-3_1_8_node_86 | 0.4 | n |  | TRUE
52 | bus_LV_3424-3_1_8_node_81 | 0.4 | n |  | TRUE
53 | bus_LV_3424-3_1_8_node_82 | 0.4 | n |  | TRUE
54 | bus_LV_3424-3_1_8_node_85 | 0.4 | n |  | TRUE
55 | bus_LV_3424-3_1_8_node_84 | 0.4 | n |  | TRUE
56 | bus_LV_3424-3_1_8_node_201 | 0.4 | n |  | TRUE
57 | bus_LV_3424-3_1_8_node_127 | 0.4 | n |  | TRUE
58 | bus_LV_3424-3_1_8_node_250 | 0.4 | n |  | TRUE
59 | bus_LV_3424-3_1_8_node_226 | 0.4 | n |  | TRUE
60 | bus_LV_3424-3_1_8_node_199 | 0.4 | n |  | TRUE
61 | bus_LV_3424-3_1_8_node_128 | 0.4 | n |  | TRUE
62 | bus_LV_3424-3_1_8_node_126 | 0.4 | n |  | TRUE
63 | bus_LV_3424-3_1_8_node_143 | 0.4 | n |  | TRUE
64 | bus_LV_3424-3_1_8_node_119 | 0.4 | n |  | TRUE
65 | bus_LV_3424-3_1_8_node_120 | 0.4 | n |  | TRUE
66 | bus_LV_3424-3_1_8_node_121 | 0.4 | n |  | TRUE
67 | bus_LV_3424-3_1_8_node_122 | 0.4 | n |  | TRUE
68 | bus_LV_3424-3_1_8_node_130 | 0.4 | n |  | TRUE
69 | bus_LV_3424-3_1_8_node_123 | 0.4 | n |  | TRUE
70 | bus_LV_3424-3_1_8_node_278 | 0.4 | n |  | TRUE
71 | bus_LV_3424-3_1_8_node_245 | 0.4 | n |  | TRUE
72 | bus_LV_3424-3_1_8_node_242 | 0.4 | n |  | TRUE
73 | bus_LV_3424-3_1_8_node_124 | 0.4 | n |  | TRUE
74 | bus_LV_3424-3_1_8_node_277 | 0.4 | n |  | TRUE
75 | bus_LV_3424-3_1_8_node_125 | 0.4 | n |  | TRUE
76 | bus_LV_3424-3_1_8_node_129 | 0.4 | n |  | TRUE
77 | bus_LV_3424-3_1_8_node_131 | 0.4 | n |  | TRUE
78 | bus_LV_3424-3_1_8_node_265 | 0.4 | n |  | TRUE
79 | bus_LV_3424-3_1_8_node_145 | 0.4 | n |  | TRUE
80 | bus_LV_3424-3_1_8_node_243 | 0.4 | n |  | TRUE
81 | bus_LV_3424-3_1_8_node_132 | 0.4 | n |  | TRUE
82 | bus_LV_3424-3_1_8_node_241 | 0.4 | n |  | TRUE
83 | bus_LV_3424-3_1_8_node_240 | 0.4 | n |  | TRUE
84 | bus_LV_3424-3_1_8_node_261 | 0.4 | n |  | TRUE
85 | bus_LV_3424-3_1_8_node_223 | 0.4 | n |  | TRUE
86 | bus_LV_3424-3_1_8_node_133 | 0.4 | n |  | TRUE
87 | bus_LV_3424-3_1_8_node_134 | 0.4 | n |  | TRUE
88 | bus_LV_3424-3_1_8_node_135 | 0.4 | n |  | TRUE
89 | bus_LV_3424-3_1_8_node_136 | 0.4 | n |  | TRUE
90 | bus_LV_3424-3_1_8_node_137 | 0.4 | n |  | TRUE
91 | bus_LV_3424-3_1_8_node_148 | 0.4 | n |  | TRUE
92 | bus_LV_3424-3_1_8_node_144 | 0.4 | n |  | TRUE
93 | bus_LV_3424-3_1_8_node_147 | 0.4 | n |  | TRUE
94 | bus_LV_3424-3_1_8_node_146 | 0.4 | n |  | TRUE
95 | bus_LV_3424-3_1_8_node_138 | 0.4 | n |  | TRUE
96 | bus_LV_3424-3_1_8_node_139 | 0.4 | n |  | TRUE
97 | bus_LV_3424-3_1_8_node_140 | 0.4 | n |  | TRUE
98 | bus_LV_3424-3_1_8_node_142 | 0.4 | n |  | TRUE
99 | bus_LV_3424-3_1_8_node_274 | 0.4 | n |  | TRUE
100 | bus_LV_3424-3_1_8_node_150 | 0.4 | n |  | TRUE
101 | bus_LV_3424-3_1_8_node_273 | 0.4 | n |  | TRUE
102 | bus_LV_3424-3_1_8_node_149 | 0.4 | n |  | TRUE
103 | bus_LV_3424-3_1_8_node_193 | 0.4 | n |  | TRUE
104 | bus_LV_3424-3_1_8_node_194 | 0.4 | n |  | TRUE
105 | bus_LV_3424-3_1_8_node_195 | 0.4 | n |  | TRUE
106 | bus_LV_3424-3_1_8_node_196 | 0.4 | n |  | TRUE
107 | bus_LV_3424-3_1_8_node_197 | 0.4 | n |  | TRUE
108 | bus_LV_3424-3_1_8_node_249 | 0.4 | n |  | TRUE
109 | bus_LV_3424-3_1_8_node_217 | 0.4 | n |  | TRUE
110 | bus_LV_3424-3_1_8_node_248 | 0.4 | n |  | TRUE
111 | bus_LV_3424-3_1_8_node_215 | 0.4 | n |  | TRUE
112 | bus_LV_3424-3_1_8_node_198 | 0.4 | n |  | TRUE
113 | bus_LV_3424-3_1_8_node_200 | 0.4 | n |  | TRUE
114 | bus_LV_3424-3_1_8_node_202 | 0.4 | n |  | TRUE
115 | bus_LV_3424-3_1_8_node_260 | 0.4 | n |  | TRUE
116 | bus_LV_3424-3_1_8_node_225 | 0.4 | n |  | TRUE
117 | bus_LV_3424-3_1_8_node_259 | 0.4 | n |  | TRUE
118 | bus_LV_3424-3_1_8_node_203 | 0.4 | n |  | TRUE
119 | bus_LV_3424-3_1_8_node_204 | 0.4 | n |  | TRUE
120 | bus_LV_3424-3_1_8_node_205 | 0.4 | n |  | TRUE
121 | bus_LV_3424-3_1_8_node_206 | 0.4 | n |  | TRUE
122 | bus_LV_3424-3_1_8_node_207 | 0.4 | n |  | TRUE
123 | bus_LV_3424-3_1_8_node_237 | 0.4 | n |  | TRUE
124 | bus_LV_3424-3_1_8_node_227 | 0.4 | n |  | TRUE
125 | bus_LV_3424-3_1_8_node_251 | 0.4 | n |  | TRUE
126 | bus_LV_3424-3_1_8_node_247 | 0.4 | n |  | TRUE
127 | bus_LV_3424-3_1_8_node_235 | 0.4 | n |  | TRUE
128 | bus_LV_3424-3_1_8_node_208 | 0.4 | n |  | TRUE
129 | bus_LV_3424-3_1_8_node_209 | 0.4 | n |  | TRUE
130 | bus_LV_3424-3_1_8_node_210 | 0.4 | n |  | TRUE
131 | bus_LV_3424-3_1_8_node_211 | 0.4 | n |  | TRUE
132 | bus_LV_3424-3_1_8_node_252 | 0.4 | n |  | TRUE
133 | bus_LV_3424-3_1_8_node_236 | 0.4 | n |  | TRUE
134 | bus_LV_3424-3_1_8_node_220 | 0.4 | n |  | TRUE
135 | bus_LV_3424-3_1_8_node_213 | 0.4 | n |  | TRUE
136 | bus_LV_3424-3_1_8_node_218 | 0.4 | n |  | TRUE
137 | bus_LV_3424-3_1_8_node_219 | 0.4 | n |  | TRUE
138 | bus_LV_3424-3_1_8_node_221 | 0.4 | n |  | TRUE
139 | bus_LV_3424-3_1_8_node_222 | 0.4 | n |  | TRUE
140 | bus_LV_3424-3_1_8_node_224 | 0.4 | n |  | TRUE
141 | bus_LV_3424-3_1_8_node_268 | 0.4 | n |  | TRUE
142 | bus_LV_3424-3_1_8_node_270 | 0.4 | n |  | TRUE
143 | bus_LV_3424-3_1_8_node_262 | 0.4 | n |  | TRUE
144 | bus_LV_3424-3_1_8_node_269 | 0.4 | n |  | TRUE
145 | bus_LV_3424-3_1_8_node_271 | 0.4 | n |  | TRUE
146 | bus_LV_3424-3_1_8_node_266 | 0.4 | n |  | TRUE
147 | bus_LV_3424-3_1_8_node_246 | 0.4 | n |  | TRUE
148 | bus_LV_3424-3_1_8_node_228 | 0.4 | n |  | TRUE
149 | bus_LV_3424-3_1_8_node_229 | 0.4 | n |  | TRUE
150 | bus_LV_3424-3_1_8_node_230 | 0.4 | n |  | TRUE
151 | bus_LV_3424-3_1_8_node_231 | 0.4 | n |  | TRUE
152 | bus_LV_3424-3_1_8_node_232 | 0.4 | n |  | TRUE
153 | bus_LV_3424-3_1_8_node_238 | 0.4 | n |  | TRUE
154 | bus_LV_3424-3_1_8_node_239 | 0.4 | n |  | TRUE
155 | bus_LV_3424-3_1_8_node_233 | 0.4 | n |  | TRUE
156 | bus_LV_3424-3_1_8_node_234 | 0.4 | n |  | TRUE
157 | bus_LV_3424-3_1_8_node_253 | 0.4 | n |  | TRUE
158 | bus_LV_3424-3_1_8_node_264 | 0.4 | n |  | TRUE
159 | bus_LV_3424-3_1_8_node_267 | 0.4 | n |  | TRUE
160 | bus_LV_3424-3_1_8_node_254 | 0.4 | n |  | TRUE
161 | bus_LV_3424-3_1_8_node_255 | 0.4 | n |  | TRUE
162 | bus_LV_3424-3_1_8_node_256 | 0.4 | n |  | TRUE
163 | bus_LV_3424-3_1_8_node_257 | 0.4 | n |  | TRUE
164 | bus_LV_3424-3_1_8_node_258 | 0.4 | n |  | TRUE
165 | bus_LV_3424-3_1_8_node_263 | 0.4 | n |  | TRUE
166 | bus_LV_3424-3_1_8_node_284 | 0.4 | n |  | TRUE
167 | bus_LV_3424-3_1_8_node_285 | 0.4 | n |  | TRUE
168 | bus_LV_3424-3_1_8_node_272 | 0.4 | n |  | TRUE
169 | bus_LV_3424-3_1_8_node_275 | 0.4 | n |  | TRUE
170 | bus_LV_3424-3_1_8_node_276 | 0.4 | n |  | TRUE
171 | bus_LV_3424-3_1_8_node_307 | 0.4 | n |  | TRUE
172 | bus_LV_3424-3_1_8_node_279 | 0.4 | n |  | TRUE
173 | bus_LV_3424-3_1_8_node_280 | 0.4 | n |  | TRUE
174 | bus_LV_3424-3_1_8_node_281 | 0.4 | n |  | TRUE
175 | bus_LV_3424-3_1_8_node_282 | 0.4 | n |  | TRUE
176 | bus_LV_3424-3_1_8_node_283 | 0.4 | n |  | TRUE
177 | bus_LV_3424-3_1_8_node_286 | 0.4 | n |  | TRUE
178 | bus_LV_3424-3_1_8_node_287 | 0.4 | n |  | TRUE
179 | bus_LV_3424-3_1_8_node_288 | 0.4 | n |  | TRUE
180 | bus_LV_3424-3_1_8_node_289 | 0.4 | n |  | TRUE
181 | bus_MV_588_0_node_36 | 20 | n |  | TRUE

## load
| name | bus | p_mw | q_mvar | const_z_percent | const_i_percent | sn_mva | scaling | in_service | type
0 | LV_3424-3_1_8_load_3 | 0 | 0.010663 | 0.0026725 | 0 | 0 |  | 1 | TRUE | wye
1 | LV_3424-3_1_8_load_16 | 6 | 0.0012017 | 0.00030118 | 0 | 0 |  | 1 | TRUE | wye
2 | LV_3424-3_1_8_load_25 | 8 | 0.00019128 | 4.7941e-05 | 0 | 0 |  | 1 | TRUE | wye
3 | LV_3424-3_1_8_load_39 | 9 | 5.9408e-05 | 1.4889e-05 | 0 | 0 |  | 1 | TRUE | wye
4 | LV_3424-3_1_8_load_22 | 10 | 0.00012809 | 3.2102e-05 | 0 | 0 |  | 1 | TRUE | wye
5 | LV_3424-3_1_8_load_24 | 11 | 0.00044546 | 0.00011164 | 0 | 0 |  | 1 | TRUE | wye
6 | LV_3424-3_1_8_load_52 | 14 | 0.00030556 | 7.6582e-05 | 0 | 0 |  | 1 | TRUE | wye
7 | LV_3424-3_1_8_load_37 | 15 | 0.00012265 | 3.0739e-05 | 0 | 0 |  | 1 | TRUE | wye
8 | LV_3424-3_1_8_load_21 | 16 | 0.00012926 | 3.2395e-05 | 0 | 0 |  | 1 | TRUE | wye
9 | LV_3424-3_1_8_load_20 | 17 | 0.001779 | 0.00044585 | 0 | 0 |  | 1 | TRUE | wye
10 | LV_3424-3_1_8_load_19 | 18 | 0.0014129 | 0.00035411 | 0 | 0 |  | 1 | TRUE | wye
11 | LV_3424-3_1_8_load_291 | 20 | 0.0012686 | 0.00031795 | 0 | 0 |  | 1 | TRUE | wye
12 | LV_3424-3_1_8_load_214 | 22 | 0.0019817 | 0.00049666 | 0 | 0 |  | 1 | TRUE | wye
13 | LV_3424-3_1_8_load_290 | 23 | 0.0011033 | 0.00027651 | 0 | 0 |  | 1 | TRUE | wye
14 | LV_3424-3_1_8_load_30 | 24 | 0.00049424 | 0.00012387 | 0 | 0 |  | 1 | TRUE | wye
15 | LV_3424-3_1_8_load_31 | 25 | 0.00048995 | 0.00012279 | 0 | 0 |  | 1 | TRUE | wye
16 | LV_3424-3_1_8_load_35 | 29 | 5.8245e-05 | 1.4598e-05 | 0 | 0 |  | 1 | TRUE | wye
17 | LV_3424-3_1_8_load_298 | 30 | 7.8115e-05 | 1.9577e-05 | 0 | 0 |  | 1 | TRUE | wye
18 | LV_3424-3_1_8_load_297 | 31 | 0.00053489 | 0.00013406 | 0 | 0 |  | 1 | TRUE | wye
19 | LV_3424-3_1_8_load_42 | 33 | 8.8693e-05 | 2.2229e-05 | 0 | 0 |  | 1 | TRUE | wye
20 | LV_3424-3_1_8_load_45 | 35 | 0.00033229 | 8.328e-05 | 0 | 0 |  | 1 | TRUE | wye
21 | LV_3424-3_1_8_load_36 | 37 | 0.00046972 | 0.00011772 | 0 | 0 |  | 1 | TRUE | wye
22 | LV_3424-3_1_8_load_54 | 40 | 0.0003446 | 8.6364e-05 | 0 | 0 |  | 1 | TRUE | wye
23 | LV_3424-3_1_8_load_56 | 41 | 5.6634e-05 | 1.4194e-05 | 0 | 0 |  | 1 | TRUE | wye
24 | LV_3424-3_1_8_load_58 | 42 | 0.00046981 | 0.00011775 | 0 | 0 |  | 1 | TRUE | wye
25 | LV_3424-3_1_8_load_51 | 43 | 9.147e-05 | 2.2925e-05 | 0 | 0 |  | 1 | TRUE | wye
26 | LV_3424-3_1_8_load_53 | 44 | 0.00027057 | 6.7811e-05 | 0 | 0 |  | 1 | TRUE | wye
27 | LV_3424-3_1_8_load_55 | 45 | 0.00045848 | 0.00011491 | 0 | 0 |  | 1 | TRUE | wye
28 | LV_3424-3_1_8_load_50 | 46 | 0.00017578 | 4.4055e-05 | 0 | 0 |  | 1 | TRUE | wye
29 | LV_3424-3_1_8_load_46 | 48 | 9.3607e-05 | 2.346e-05 | 0 | 0 |  | 1 | TRUE | wye
30 | LV_3424-3_1_8_load_59 | 49 | 0.00017566 | 4.4025e-05 | 0 | 0 |  | 1 | TRUE | wye
31 | LV_3424-3_1_8_load_86 | 51 | 0.0044978 | 0.0011273 | 0 | 0 |  | 1 | TRUE | wye
32 | LV_3424-3_1_8_load_81 | 52 | 0.0014582 | 0.00036545 | 0 | 0 |  | 1 | TRUE | wye
33 | LV_3424-3_1_8_load_85 | 54 | 0.00064973 | 0.00016284 | 0 | 0 |  | 1 | TRUE | wye
34 | LV_3424-3_1_8_load_84 | 55 | 0.001874 | 0.00046967 | 0 | 0 |  | 1 | TRUE | wye
35 | LV_3424-3_1_8_load_250 | 58 | 0.0013718 | 0.00034381 | 0 | 0 |  | 1 | TRUE | wye
36 | LV_3424-3_1_8_load_226 | 59 | 0.0016438 | 0.00041197 | 0 | 0 |  | 1 | TRUE | wye
37 | LV_3424-3_1_8_load_199 | 60 | 0.0020265 | 0.00050788 | 0 | 0 |  | 1 | TRUE | wye
38 | LV_3424-3_1_8_load_128 | 61 | 0.0017817 | 0.00044653 | 0 | 0 |  | 1 | TRUE | wye
39 | LV_3424-3_1_8_load_126 | 62 | 0.0084003 | 0.0021053 | 0 | 0 |  | 1 | TRUE | wye
40 | LV_3424-3_1_8_load_143 | 63 | 0.00095902 | 0.00024035 | 0 | 0 |  | 1 | TRUE | wye
41 | LV_3424-3_1_8_load_119 | 64 | 0.040552 | 0.010163 | 0 | 0 |  | 1 | TRUE | wye
42 | LV_3424-3_1_8_load_121 | 66 | 0.032516 | 0.0081493 | 0 | 0 |  | 1 | TRUE | wye
43 | LV_3424-3_1_8_load_130 | 68 | 0.018086 | 0.0045327 | 0 | 0 |  | 1 | TRUE | wye
44 | LV_3424-3_1_8_load_278 | 70 | 0.0067453 | 0.0016905 | 0 | 0 |  | 1 | TRUE | wye
45 | LV_3424-3_1_8_load_242 | 72 | 0.0029748 | 0.00074555 | 0 | 0 |  | 1 | TRUE | wye
46 | LV_3424-3_1_8_load_129 | 76 | 0.0067458 | 0.0016906 | 0 | 0 |  | 1 | TRUE | wye
47 | LV_3424-3_1_8_load_265 | 78 | 0.0025578 | 0.00064104 | 0 | 0 |  | 1 | TRUE | wye
48 | LV_3424-3_1_8_load_243 | 80 | 0.0028721 | 0.00071981 | 0 | 0 |  | 1 | TRUE | wye
49 | LV_3424-3_1_8_load_241 | 82 | 0.0042219 | 0.0010581 | 0 | 0 |  | 1 | TRUE | wye
50 | LV_3424-3_1_8_load_240 | 83 | 0.0057965 | 0.0014527 | 0 | 0 |  | 1 | TRUE | wye
51 | LV_3424-3_1_8_load_261 | 84 | 0.0053641 | 0.0013444 | 0 | 0 |  | 1 | TRUE | wye
52 | LV_3424-3_1_8_load_133 | 86 | 0.007187 | 0.0018012 | 0 | 0 |  | 1 | TRUE | wye
53 | LV_3424-3_1_8_load_134 | 87 | 0.0013715 | 0.00034373 | 0 | 0 |  | 1 | TRUE | wye
54 | LV_3424-3_1_8_load_135 | 88 | 0.0023221 | 0.00058197 | 0 | 0 |  | 1 | TRUE | wye
55 | LV_3424-3_1_8_load_137 | 90 | 0.0036752 | 0.0009211 | 0 | 0 |  | 1 | TRUE | wye
56 | LV_3424-3_1_8_load_148 | 91 | 0.00068087 | 0.00017064 | 0 | 0 |  | 1 | TRUE | wye
57 | LV_3424-3_1_8_load_147 | 93 | 0.0015547 | 0.00038964 | 0 | 0 |  | 1 | TRUE | wye
58 | LV_3424-3_1_8_load_138 | 95 | 0.00074356 | 0.00018635 | 0 | 0 |  | 1 | TRUE | wye
59 | LV_3424-3_1_8_load_139 | 96 | 0.0011972 | 0.00030004 | 0 | 0 |  | 1 | TRUE | wye
60 | LV_3424-3_1_8_load_142 | 98 | 0.0013021 | 0.00032633 | 0 | 0 |  | 1 | TRUE | wye
61 | LV_3424-3_1_8_load_274 | 99 | 0.0023043 | 0.0005775 | 0 | 0 |  | 1 | TRUE | wye
62 | LV_3424-3_1_8_load_150 | 100 | 0.0017165 | 0.00043019 | 0 | 0 |  | 1 | TRUE | wye
63 | LV_3424-3_1_8_load_273 | 101 | 0.0050251 | 0.0012594 | 0 | 0 |  | 1 | TRUE | wye
64 | LV_3424-3_1_8_load_149 | 102 | 0.0015671 | 0.00039276 | 0 | 0 |  | 1 | TRUE | wye
65 | LV_3424-3_1_8_load_193 | 103 | 0.002237 | 0.00056064 | 0 | 0 |  | 1 | TRUE | wye
66 | LV_3424-3_1_8_load_194 | 104 | 0.0010964 | 0.00027478 | 0 | 0 |  | 1 | TRUE | wye
67 | LV_3424-3_1_8_load_195 | 105 | 0.0008048 | 0.0002017 | 0 | 0 |  | 1 | TRUE | wye
68 | LV_3424-3_1_8_load_196 | 106 | 0.002005 | 0.0005025 | 0 | 0 |  | 1 | TRUE | wye
69 | LV_3424-3_1_8_load_197 | 107 | 0.0018409 | 0.00046138 | 0 | 0 |  | 1 | TRUE | wye
70 | LV_3424-3_1_8_load_249 | 108 | 0.0011437 | 0.00028664 | 0 | 0 |  | 1 | TRUE | wye
71 | LV_3424-3_1_8_load_217 | 109 | 0.0012182 | 0.00030531 | 0 | 0 |  | 1 | TRUE | wye
72 | LV_3424-3_1_8_load_248 | 110 | 0.0029884 | 0.00074897 | 0 | 0 |  | 1 | TRUE | wye
73 | LV_3424-3_1_8_load_215 | 111 | 0.0020082 | 0.00050331 | 0 | 0 |  | 1 | TRUE | wye
74 | LV_3424-3_1_8_load_198 | 112 | 0.0019236 | 0.0004821 | 0 | 0 |  | 1 | TRUE | wye
75 | LV_3424-3_1_8_load_200 | 113 | 0.0019585 | 0.00049084 | 0 | 0 |  | 1 | TRUE | wye
76 | LV_3424-3_1_8_load_202 | 114 | 0.0015593 | 0.00039081 | 0 | 0 |  | 1 | TRUE | wye
77 | LV_3424-3_1_8_load_260 | 115 | 0.0014268 | 0.00035758 | 0 | 0 |  | 1 | TRUE | wye
78 | LV_3424-3_1_8_load_225 | 116 | 0.002358 | 0.00059098 | 0 | 0 |  | 1 | TRUE | wye
79 | LV_3424-3_1_8_load_259 | 117 | 0.0013872 | 0.00034766 | 0 | 0 |  | 1 | TRUE | wye
80 | LV_3424-3_1_8_load_203 | 118 | 0.0045712 | 0.0011457 | 0 | 0 |  | 1 | TRUE | wye
81 | LV_3424-3_1_8_load_204 | 119 | 0.0021635 | 0.00054224 | 0 | 0 |  | 1 | TRUE | wye
82 | LV_3424-3_1_8_load_205 | 120 | 0.0020244 | 0.00050735 | 0 | 0 |  | 1 | TRUE | wye
83 | LV_3424-3_1_8_load_207 | 122 | 0.004609 | 0.0011551 | 0 | 0 |  | 1 | TRUE | wye
84 | LV_3424-3_1_8_load_237 | 123 | 0.0026257 | 0.00065806 | 0 | 0 |  | 1 | TRUE | wye
85 | LV_3424-3_1_8_load_251 | 125 | 0.0014244 | 0.00035698 | 0 | 0 |  | 1 | TRUE | wye
86 | LV_3424-3_1_8_load_247 | 126 | 0.0029406 | 0.00073699 | 0 | 0 |  | 1 | TRUE | wye
87 | LV_3424-3_1_8_load_235 | 127 | 0.0015145 | 0.00037958 | 0 | 0 |  | 1 | TRUE | wye
88 | LV_3424-3_1_8_load_208 | 128 | 0.0033706 | 0.00084475 | 0 | 0 |  | 1 | TRUE | wye
89 | LV_3424-3_1_8_load_209 | 129 | 0.0053692 | 0.0013457 | 0 | 0 |  | 1 | TRUE | wye
90 | LV_3424-3_1_8_load_210 | 130 | 0.0042372 | 0.0010619 | 0 | 0 |  | 1 | TRUE | wye
91 | LV_3424-3_1_8_load_211 | 131 | 0.0016283 | 0.0004081 | 0 | 0 |  | 1 | TRUE | wye
92 | LV_3424-3_1_8_load_252 | 132 | 0.0029571 | 0.00074112 | 0 | 0 |  | 1 | TRUE | wye
93 | LV_3424-3_1_8_load_236 | 133 | 0.0016324 | 0.00040912 | 0 | 0 |  | 1 | TRUE | wye
94 | LV_3424-3_1_8_load_213 | 135 | 0.002057 | 0.00051552 | 0 | 0 |  | 1 | TRUE | wye
95 | LV_3424-3_1_8_load_218 | 136 | 0.0058948 | 0.0014774 | 0 | 0 |  | 1 | TRUE | wye
96 | LV_3424-3_1_8_load_221 | 138 | 0.0062339 | 0.0015624 | 0 | 0 |  | 1 | TRUE | wye
97 | LV_3424-3_1_8_load_222 | 139 | 0.0041745 | 0.0010462 | 0 | 0 |  | 1 | TRUE | wye
98 | LV_3424-3_1_8_load_224 | 140 | 0.022704 | 0.0056901 | 0 | 0 |  | 1 | TRUE | wye
99 | LV_3424-3_1_8_load_268 | 141 | 0.005637 | 0.0014128 | 0 | 0 |  | 1 | TRUE | wye
100 | LV_3424-3_1_8_load_270 | 142 | 0.0039106 | 0.00098009 | 0 | 0 |  | 1 | TRUE | wye
101 | LV_3424-3_1_8_load_262 | 143 | 0.020302 | 0.0050882 | 0 | 0 |  | 1 | TRUE | wye
102 | LV_3424-3_1_8_load_269 | 144 | 0.0022706 | 0.00056907 | 0 | 0 |  | 1 | TRUE | wye
103 | LV_3424-3_1_8_load_266 | 146 | 0.0021407 | 0.00053651 | 0 | 0 |  | 1 | TRUE | wye
104 | LV_3424-3_1_8_load_246 | 147 | 0.001233 | 0.00030901 | 0 | 0 |  | 1 | TRUE | wye
105 | LV_3424-3_1_8_load_228 | 148 | 0.0029609 | 0.00074207 | 0 | 0 |  | 1 | TRUE | wye
106 | LV_3424-3_1_8_load_229 | 149 | 0.0026609 | 0.00066689 | 0 | 0 |  | 1 | TRUE | wye
107 | LV_3424-3_1_8_load_230 | 150 | 0.0032983 | 0.00082664 | 0 | 0 |  | 1 | TRUE | wye
108 | LV_3424-3_1_8_load_231 | 151 | 0.0030259 | 0.00075837 | 0 | 0 |  | 1 | TRUE | wye
109 | LV_3424-3_1_8_load_232 | 152 | 0.0029437 | 0.00073777 | 0 | 0 |  | 1 | TRUE | wye
110 | LV_3424-3_1_8_load_238 | 153 | 0.0022658 | 0.00056787 | 0 | 0 |  | 1 | TRUE | wye
111 | LV_3424-3_1_8_load_239 | 154 | 0.0024964 | 0.00062567 | 0 | 0 |  | 1 | TRUE | wye
112 | LV_3424-3_1_8_load_233 | 155 | 0.0015874 | 0.00039785 | 0 | 0 |  | 1 | TRUE | wye
113 | LV_3424-3_1_8_load_234 | 156 | 0.001688 | 0.00042304 | 0 | 0 |  | 1 | TRUE | wye
114 | LV_3424-3_1_8_load_253 | 157 | 0.0015637 | 0.00039189 | 0 | 0 |  | 1 | TRUE | wye
115 | LV_3424-3_1_8_load_264 | 158 | 0.00093952 | 0.00023546 | 0 | 0 |  | 1 | TRUE | wye
116 | LV_3424-3_1_8_load_267 | 159 | 0.00074727 | 0.00018728 | 0 | 0 |  | 1 | TRUE | wye
117 | LV_3424-3_1_8_load_254 | 160 | 0.00038125 | 9.5551e-05 | 0 | 0 |  | 1 | TRUE | wye
118 | LV_3424-3_1_8_load_255 | 161 | 0.00051905 | 0.00013009 | 0 | 0 |  | 1 | TRUE | wye
119 | LV_3424-3_1_8_load_256 | 162 | 0.0063706 | 0.0015966 | 0 | 0 |  | 1 | TRUE | wye
120 | LV_3424-3_1_8_load_258 | 164 | 0.0006002 | 0.00015042 | 0 | 0 |  | 1 | TRUE | wye
121 | LV_3424-3_1_8_load_263 | 165 | 0.0012768 | 0.00031999 | 0 | 0 |  | 1 | TRUE | wye
122 | LV_3424-3_1_8_load_284 | 166 | 0.0014862 | 0.00037248 | 0 | 0 |  | 1 | TRUE | wye
123 | LV_3424-3_1_8_load_285 | 167 | 0.0022523 | 0.00056447 | 0 | 0 |  | 1 | TRUE | wye
124 | LV_3424-3_1_8_load_272 | 168 | 0.0082828 | 0.0020759 | 0 | 0 |  | 1 | TRUE | wye
125 | LV_3424-3_1_8_load_307 | 171 | 0.0067453 | 0.0016905 | 0 | 0 |  | 1 | TRUE | wye
126 | LV_3424-3_1_8_load_279 | 172 | 0.0017233 | 0.0004319 | 0 | 0 |  | 1 | TRUE | wye
127 | LV_3424-3_1_8_load_280 | 173 | 0.0011512 | 0.00028851 | 0 | 0 |  | 1 | TRUE | wye
128 | LV_3424-3_1_8_load_281 | 174 | 0.00042035 | 0.00010535 | 0 | 0 |  | 1 | TRUE | wye
129 | LV_3424-3_1_8_load_282 | 175 | 0.0019696 | 0.00049362 | 0 | 0 |  | 1 | TRUE | wye
130 | LV_3424-3_1_8_load_283 | 176 | 0.00089652 | 0.00022469 | 0 | 0 |  | 1 | TRUE | wye
131 | LV_3424-3_1_8_load_286 | 177 | 0.000949 | 0.00023784 | 0 | 0 |  | 1 | TRUE | wye
132 | LV_3424-3_1_8_load_287 | 178 | 0.0011208 | 0.0002809 | 0 | 0 |  | 1 | TRUE | wye
133 | LV_3424-3_1_8_load_288 | 179 | 0.0012962 | 0.00032485 | 0 | 0 |  | 1 | TRUE | wye
134 | LV_3424-3_1_8_load_289 | 180 | 0.00085727 | 0.00021485 | 0 | 0 |  | 1 | TRUE | wye

## ext_grid
| name | bus | vm_pu | va_degree | slack_weight | in_service
0 |  | 153 | 1 | 0 | 1 | TRUE

## line
| name | std_type | from_bus | to_bus | length_km | r_ohm_per_km | x_ohm_per_km | c_nf_per_km | g_us_per_km | max_i_ka | df | parallel | type | in_service
0 | LV_3424-3_1_8_line_0 |  | 0 | 1 | 0.035583 | 0.125 | 0.08 | 261 | 0 | 0.364 | 1 | 1 | cs | TRUE
1 | LV_3424-3_1_8_line_1 |  | 0 | 2 | 0.089688 | 0.125 | 0.08 | 261 | 0 | 0.364 | 1 | 1 | cs | TRUE
2 | LV_3424-3_1_8_line_2 |  | 1 | 3 | 0.015938 | 0.125 | 0.08 | 261 | 0 | 0.364 | 1 | 1 | cs | TRUE
3 | LV_3424-3_1_8_line_3 |  | 2 | 4 | 0.050373 | 0.125 | 0.08 | 261 | 0 | 0.364 | 1 | 1 | cs | TRUE
4 | LV_3424-3_1_8_line_4 |  | 2 | 5 | 0.041529 | 0.125 | 0.08 | 261 | 0 | 0.364 | 1 | 1 | cs | TRUE
5 | LV_3424-3_1_8_line_5 |  | 3 | 6 | 0.012982 | 0.125 | 0.08 | 261 | 0 | 0.364 | 1 | 1 | cs | TRUE
6 | LV_3424-3_1_8_line_6 |  | 4 | 10 | 0.021958 | 0.125 | 0.08 | 261 | 0 | 0.364 | 1 | 1 | cs | TRUE
7 | LV_3424-3_1_8_line_7 |  | 5 | 11 | 0.0030723 | 0.125 | 0.08 | 261 | 0 | 0.364 | 1 | 1 | cs | TRUE
8 | LV_3424-3_1_8_line_8 |  | 6 | 12 | 0.16451 | 0.125 | 0.08 | 261 | 0 | 0.364 | 1 | 2 | cs | TRUE
9 | LV_3424-3_1_8_line_9 |  | 7 | 8 | 0.067679 | 0.125 | 0.08 | 261 | 0 | 0.364 | 1 | 1 | cs | TRUE
10 | LV_3424-3_1_8_line_10 |  | 7 | 9 | 0.14538 | 0.125 | 0.08 | 261 | 0 | 0.364 | 1 | 1 | cs | TRUE
11 | LV_3424-3_1_8_line_11 |  | 8 | 13 | 0.021902 | 0.125 | 0.08 | 261 | 0 | 0.364 | 1 | 1 | cs | TRUE
12 | LV_3424-3_1_8_line_12 |  | 9 | 14 | 0.25438 | 0.125 | 0.08 | 261 | 0 | 0.364 | 1 | 1 | cs | TRUE
13 | LV_3424-3_1_8_line_13 |  | 9 | 15 | 0.021736 | 0.125 | 0.08 | 261 | 0 | 0.364 | 1 | 1 | cs | TRUE
14 | LV_3424-3_1_8_line_14 |  | 10 | 16 | 0.020758 | 0.125 | 0.08 | 261 | 0 | 0.364 | 1 | 1 | cs | TRUE
15 | LV_3424-3_1_8_line_15 |  | 12 | 17 | 0.013899 | 0.125 | 0.08 | 261 | 0 | 0.364 | 1 | 4 | cs | TRUE
16 | LV_3424-3_1_8_line_16 |  | 13 | 16 | 0.040247 | 0.125 | 0.08 | 261 | 0 | 0.364 | 1 | 1 | cs | TRUE
17 | LV_3424-3_1_8_line_17 |  | 14 | 44 | 0.035011 | 0.125 | 0.08 | 261 | 0 | 0.364 | 1 | 1 | cs | TRUE
18 | LV_3424-3_1_8_line_18 |  | 14 | 40 | 0.030874 | 0.125 | 0.08 | 261 | 0 | 0.364 | 1 | 1 | cs | TRUE
19 | LV_3424-3_1_8_line_19 |  | 15 | 37 | 0.028984 | 0.125 | 0.08 | 261 | 0 | 0.364 | 1 | 1 | cs | TRUE
20 | LV_3424-3_1_8_line_20 |  | 17 | 20 | 0.0065903 | 0.125 | 0.08 | 261 | 0 | 0.364 | 1 | 4 | cs | TRUE
21 | LV_3424-3_1_8_line_21 |  | 18 | 19 | 0.02698 | 0.125 | 0.08 | 261 | 0 | 0.364 | 1 | 1 | cs | TRUE
22 | LV_3424-3_1_8_line_22 |  | 19 | 21 | 0.058855 | 0.125 | 0.08 | 261 | 0 | 0.364 | 1 | 4 | cs | TRUE
23 | LV_3424-3_1_8_line_23 |  | 19 | 22 | 0.016047 | 0.125 | 0.08 | 261 | 0 | 0.364 | 1 | 4 | cs | TRUE
24 | LV_3424-3_1_8_line_24 |  | 20 | 23 | 0.017271 | 0.125 | 0.08 | 261 | 0 | 0.364 | 1 | 4 | cs | TRUE
25 | LV_3424-3_1_8_line_25 |  | 21 | 85 | 0.014379 | 0.125 | 0.08 | 261 | 0 | 0.364 | 1 | 1 | cs | TRUE
26 | LV_3424-3_1_8_line_26 |  | 21 | 130 | 0.027596 | 0.125 | 0.08 | 261 | 0 | 0.364 | 1 | 4 | cs | TRUE
27 | LV_3424-3_1_8_line_27 |  | 22 | 135 | 0.026126 | 0.125 | 0.08 | 261 | 0 | 0.364 | 1 | 4 | cs | TRUE
28 | LV_3424-3_1_8_line_28 |  | 23 | 180 | 0.0054487 | 0.125 | 0.08 | 261 | 0 | 0.364 | 1 | 4 | cs | TRUE
29 | LV_3424-3_1_8_line_29 |  | 24 | 25 | 0.01476 | 0.125 | 0.08 | 261 | 0 | 0.364 | 1 | 1 | cs | TRUE
30 | LV_3424-3_1_8_line_30 |  | 24 | 26 | 0.025821 | 0.125 | 0.08 | 261 | 0 | 0.364 | 1 | 1 | cs | TRUE
31 | LV_3424-3_1_8_line_31 |  | 25 | 27 | 0.034313 | 0.125 | 0.08 | 261 | 0 | 0.364 | 1 | 1 | cs | TRUE
32 | LV_3424-3_1_8_line_32 |  | 26 | 28 | 0.012361 | 0.125 | 0.08 | 261 | 0 | 0.364 | 1 | 1 | cs | TRUE
33 | LV_3424-3_1_8_line_33 |  | 26 | 29 | 0.043312 | 0.125 | 0.08 | 261 | 0 | 0.364 | 1 | 1 | cs | TRUE
34 | LV_3424-3_1_8_line_34 |  | 27 | 30 | 0.050521 | 0.125 | 0.08 | 261 | 0 | 0.364 | 1 | 1 | cs | TRUE
35 | LV_3424-3_1_8_line_35 |  | 27 | 31 | 0.0023445 | 0.125 | 0.08 | 261 | 0 | 0.364 | 1 | 1 | cs | TRUE
36 | LV_3424-3_1_8_line_36 |  | 28 | 32 | 0.025225 | 0.125 | 0.08 | 261 | 0 | 0.364 | 1 | 1 | cs | TRUE
37 | LV_3424-3_1_8_line_37 |  | 28 | 33 | 0.017717 | 0.125 | 0.08 | 261 | 0 | 0.364 | 1 | 1 | cs | TRUE
38 | LV_3424-3_1_8_line_38 |  | 31 | 34 | 0.15461 | 0.125 | 0.08 | 261 | 0 | 0.364 | 1 | 1 | cs | TRUE
39 | LV_3424-3_1_8_line_39 |  | 32 | 35 | 0.016984 | 0.125 | 0.08 | 261 | 0 | 0.364 | 1 | 1 | cs | TRUE
40 | LV_3424-3_1_8_line_40 |  | 32 | 36 | 0.002967 | 0.125 | 0.08 | 261 | 0 | 0.364 | 1 | 1 | cs | TRUE
41 | LV_3424-3_1_8_line_41 |  | 34 | 38 | 0.016531 | 0.125 | 0.08 | 261 | 0 | 0.364 | 1 | 1 | cs | TRUE
42 | LV_3424-3_1_8_line_42 |  | 36 | 46 | 0.01318 | 0.125 | 0.08 | 261 | 0 | 0.364 | 1 | 1 | cs | TRUE
43 | LV_3424-3_1_8_line_43 |  | 36 | 47 | 0.018848 | 0.125 | 0.08 | 261 | 0 | 0.364 | 1 | 1 | cs | TRUE
44 | LV_3424-3_1_8_line_44 |  | 37 | 38 | 0.039629 | 0.125 | 0.08 | 261 | 0 | 0.364 | 1 | 1 | cs | TRUE
45 | LV_3424-3_1_8_line_45 |  | 38 | 39 | 0.02037 | 0.125 | 0.08 | 261 | 0 | 0.364 | 1 | 1 | cs | TRUE
46 | LV_3424-3_1_8_line_46 |  | 39 | 43 | 0.026272 | 0.125 | 0.08 | 261 | 0 | 0.364 | 1 | 1 | cs | TRUE
47 | LV_3424-3_1_8_line_47 |  | 40 | 41 | 0.013912 | 0.125 | 0.08 | 261 | 0 | 0.364 | 1 | 1 | cs | TRUE
48 | LV_3424-3_1_8_line_48 |  | 41 | 42 | 0.02271 | 0.125 | 0.08 | 261 | 0 | 0.364 | 1 | 1 | cs | TRUE
49 | LV_3424-3_1_8_line_49 |  | 42 | 49 | 0.033706 | 0.125 | 0.08 | 261 | 0 | 0.364 | 1 | 1 | cs | TRUE
50 | LV_3424-3_1_8_line_50 |  | 44 | 45 | 0.002907 | 0.125 | 0.08 | 261 | 0 | 0.364 | 1 | 1 | cs | TRUE
51 | LV_3424-3_1_8_line_51 |  | 47 | 48 | 0.029371 | 0.125 | 0.08 | 261 | 0 | 0.364 | 1 | 1 | cs | TRUE
52 | LV_3424-3_1_8_line_52 |  | 50 | 51 | 0.026774 | 0.125 | 0.08 | 261 | 0 | 0.364 | 1 | 1 | cs | TRUE
53 | LV_3424-3_1_8_line_53 |  | 50 | 52 | 0.03056 | 0.125 | 0.08 | 261 | 0 | 0.364 | 1 | 1 | cs | TRUE
54 | LV_3424-3_1_8_line_54 |  | 51 | 58 | 0.033887 | 0.125 | 0.08 | 261 | 0 | 0.364 | 1 | 1 | cs | TRUE
55 | LV_3424-3_1_8_line_55 |  | 52 | 53 | 0.053843 | 0.125 | 0.08 | 261 | 0 | 0.364 | 1 | 1 | cs | TRUE
56 | LV_3424-3_1_8_line_56 |  | 53 | 54 | 0.017351 | 0.125 | 0.08 | 261 | 0 | 0.364 | 1 | 1 | cs | TRUE
57 | LV_3424-3_1_8_line_57 |  | 54 | 57 | 0.019232 | 0.125 | 0.08 | 261 | 0 | 0.364 | 1 | 1 | cs | TRUE
58 | LV_3424-3_1_8_line_58 |  | 55 | 56 | 0.013987 | 0.125 | 0.08 | 261 | 0 | 0.364 | 1 | 1 | cs | TRUE
59 | LV_3424-3_1_8_line_59 |  | 56 | 59 | 0.017193 | 0.125 | 0.08 | 261 | 0 | 0.364 | 1 | 4 | cs | TRUE
60 | LV_3424-3_1_8_line_60 |  | 56 | 60 | 0.034992 | 0.125 | 0.08 | 261 | 0 | 0.364 | 1 | 4 | cs | TRUE
61 | LV_3424-3_1_8_line_61 |  | 57 | 61 | 0.023709 | 0.125 | 0.08 | 261 | 0 | 0.364 | 1 | 1 | cs | TRUE
62 | LV_3424-3_1_8_line_62 |  | 57 | 62 | 0.0023578 | 0.125 | 0.08 | 261 | 0 | 0.364 | 1 | 1 | cs | TRUE
63 | LV_3424-3_1_8_line_63 |  | 58 | 63 | 0.0040879 | 0.125 | 0.08 | 261 | 0 | 0.364 | 1 | 1 | cs | TRUE
64 | LV_3424-3_1_8_line_64 |  | 59 | 116 | 0.025201 | 0.125 | 0.08 | 261 | 0 | 0.364 | 1 | 4 | cs | TRUE
65 | LV_3424-3_1_8_line_65 |  | 60 | 112 | 0.0037305 | 0.125 | 0.08 | 261 | 0 | 0.364 | 1 | 4 | cs | TRUE
66 | LV_3424-3_1_8_line_66 |  | 62 | 75 | 0.051493 | 0.125 | 0.08 | 261 | 0 | 0.364 | 1 | 1 | cs | TRUE
67 | LV_3424-3_1_8_line_67 |  | 63 | 97 | 0.015153 | 0.125 | 0.08 | 261 | 0 | 0.364 | 1 | 1 | cs | TRUE
68 | LV_3424-3_1_8_line_68 |  | 64 | 65 | 0.046382 | 0.125 | 0.08 | 261 | 0 | 0.364 | 1 | 1 | cs | TRUE
69 | LV_3424-3_1_8_line_69 |  | 65 | 66 | 0.1078 | 0.125 | 0.08 | 261 | 0 | 0.364 | 1 | 4 | cs | TRUE
70 | LV_3424-3_1_8_line_70 |  | 65 | 67 | 0.10624 | 0.125 | 0.08 | 261 | 0 | 0.364 | 1 | 4 | cs | TRUE
71 | LV_3424-3_1_8_line_71 |  | 66 | 68 | 0.056339 | 0.125 | 0.08 | 261 | 0 | 0.364 | 1 | 4 | cs | TRUE
72 | LV_3424-3_1_8_line_72 |  | 67 | 69 | 0.014694 | 0.125 | 0.08 | 261 | 0 | 0.364 | 1 | 1 | cs | TRUE
73 | LV_3424-3_1_8_line_73 |  | 67 | 70 | 0.015734 | 0.125 | 0.08 | 261 | 0 | 0.364 | 1 | 4 | cs | TRUE
74 | LV_3424-3_1_8_line_74 |  | 68 | 77 | 0.042519 | 0.125 | 0.08 | 261 | 0 | 0.364 | 1 | 4 | cs | TRUE
75 | LV_3424-3_1_8_line_75 |  | 69 | 71 | 0.029856 | 0.125 | 0.08 | 261 | 0 | 0.364 | 1 | 1 | cs | TRUE
76 | LV_3424-3_1_8_line_76 |  | 69 | 72 | 0.013458 | 0.125 | 0.08 | 261 | 0 | 0.364 | 1 | 1 | cs | TRUE
77 | LV_3424-3_1_8_line_77 |  | 70 | 73 | 0.020994 | 0.125 | 0.08 | 261 | 0 | 0.364 | 1 | 4 | cs | TRUE
78 | LV_3424-3_1_8_line_78 |  | 71 | 78 | 0.014699 | 0.125 | 0.08 | 261 | 0 | 0.364 | 1 | 1 | cs | TRUE
79 | LV_3424-3_1_8_line_79 |  | 71 | 79 | 0.012032 | 0.125 | 0.08 | 261 | 0 | 0.364 | 1 | 1 | cs | TRUE
80 | LV_3424-3_1_8_line_80 |  | 72 | 80 | 0.02336 | 0.125 | 0.08 | 261 | 0 | 0.364 | 1 | 1 | cs | TRUE
81 | LV_3424-3_1_8_line_81 |  | 73 | 74 | 0.00094 | 0.125 | 0.08 | 261 | 0 | 0.364 | 1 | 1 | cs | TRUE
82 | LV_3424-3_1_8_line_82 |  | 74 | 76 | 0.016912 | 0.125 | 0.08 | 261 | 0 | 0.364 | 1 | 1 | cs | TRUE
83 | LV_3424-3_1_8_line_83 |  | 75 | 76 | 0.0109 | 0.125 | 0.08 | 261 | 0 | 0.364 | 1 | 1 | cs | TRUE
84 | LV_3424-3_1_8_line_84 |  | 77 | 81 | 0.038244 | 0.125 | 0.08 | 261 | 0 | 0.364 | 1 | 4 | cs | TRUE
85 | LV_3424-3_1_8_line_85 |  | 78 | 158 | 0.014692 | 0.125 | 0.08 | 261 | 0 | 0.364 | 1 | 1 | cs | TRUE
86 | LV_3424-3_1_8_line_86 |  | 79 | 99 | 0.01637 | 0.125 | 0.08 | 261 | 0 | 0.364 | 1 | 1 | cs | TRUE
87 | LV_3424-3_1_8_line_87 |  | 81 | 82 | 0.016938 | 0.125 | 0.08 | 261 | 0 | 0.364 | 1 | 4 | cs | TRUE
88 | LV_3424-3_1_8_line_88 |  | 82 | 83 | 0.018227 | 0.125 | 0.08 | 261 | 0 | 0.364 | 1 | 4 | cs | TRUE
89 | LV_3424-3_1_8_line_89 |  | 83 | 151 | 0.0062127 | 0.125 | 0.08 | 261 | 0 | 0.364 | 1 | 4 | cs | TRUE
90 | LV_3424-3_1_8_line_90 |  | 84 | 85 | 0.011793 | 0.125 | 0.08 | 261 | 0 | 0.364 | 1 | 1 | cs | TRUE
91 | LV_3424-3_1_8_line_91 |  | 85 | 134 | 0.011502 | 0.125 | 0.08 | 261 | 0 | 0.364 | 1 | 1 | cs | TRUE
92 | LV_3424-3_1_8_line_92 |  | 86 | 87 | 0.00076799 | 0.125 | 0.08 | 261 | 0 | 0.364 | 1 | 1 | cs | TRUE
93 | LV_3424-3_1_8_line_93 |  | 86 | 88 | 0.017639 | 0.125 | 0.08 | 261 | 0 | 0.364 | 1 | 1 | cs | TRUE
94 | LV_3424-3_1_8_line_94 |  | 87 | 89 | 0.015134 | 0.125 | 0.08 | 261 | 0 | 0.364 | 1 | 1 | cs | TRUE
95 | LV_3424-3_1_8_line_95 |  | 88 | 90 | 0.012131 | 0.125 | 0.08 | 261 | 0 | 0.364 | 1 | 1 | cs | TRUE
96 | LV_3424-3_1_8_line_96 |  | 89 | 91 | 0.0081583 | 0.125 | 0.08 | 261 | 0 | 0.364 | 1 | 1 | cs | TRUE
97 | LV_3424-3_1_8_line_97 |  | 90 | 92 | 0.0074462 | 0.125 | 0.08 | 261 | 0 | 0.364 | 1 | 1 | cs | TRUE
98 | LV_3424-3_1_8_line_98 |  | 91 | 93 | 0.0082079 | 0.125 | 0.08 | 261 | 0 | 0.364 | 1 | 1 | cs | TRUE
99 | LV_3424-3_1_8_line_99 |  | 92 | 94 | 0.005779 | 0.125 | 0.08 | 261 | 0 | 0.364 | 1 | 1 | cs | TRUE
100 | LV_3424-3_1_8_line_100 |  | 93 | 98 | 0.020027 | 0.125 | 0.08 | 261 | 0 | 0.364 | 1 | 1 | cs | TRUE
101 | LV_3424-3_1_8_line_101 |  | 94 | 100 | 0.017139 | 0.125 | 0.08 | 261 | 0 | 0.364 | 1 | 1 | cs | TRUE
102 | LV_3424-3_1_8_line_102 |  | 95 | 96 | 0.0096777 | 0.125 | 0.08 | 261 | 0 | 0.364 | 1 | 1 | cs | TRUE
103 | LV_3424-3_1_8_line_103 |  | 95 | 97 | 0.012236 | 0.125 | 0.08 | 261 | 0 | 0.364 | 1 | 1 | cs | TRUE
104 | LV_3424-3_1_8_line_104 |  | 97 | 98 | 0.0012753 | 0.125 | 0.08 | 261 | 0 | 0.364 | 1 | 1 | cs | TRUE
105 | LV_3424-3_1_8_line_105 |  | 99 | 101 | 0.0069434 | 0.125 | 0.08 | 261 | 0 | 0.364 | 1 | 1 | cs | TRUE
106 | LV_3424-3_1_8_line_106 |  | 100 | 102 | 0.017705 | 0.125 | 0.08 | 261 | 0 | 0.364 | 1 | 1 | cs | TRUE
107 | LV_3424-3_1_8_line_107 |  | 101 | 169 | 0.015942 | 0.125 | 0.08 | 261 | 0 | 0.364 | 1 | 1 | cs | TRUE
108 | LV_3424-3_1_8_line_108 |  | 103 | 104 | 0.0030545 | 0.125 | 0.08 | 261 | 0 | 0.364 | 1 | 4 | cs | TRUE
109 | LV_3424-3_1_8_line_109 |  | 103 | 105 | 0.0087769 | 0.125 | 0.08 | 261 | 0 | 0.364 | 1 | 4 | cs | TRUE
110 | LV_3424-3_1_8_line_110 |  | 104 | 106 | 0.027605 | 0.125 | 0.08 | 261 | 0 | 0.364 | 1 | 4 | cs | TRUE
111 | LV_3424-3_1_8_line_111 |  | 105 | 107 | 0.0051905 | 0.125 | 0.08 | 261 | 0 | 0.364 | 1 | 4 | cs | TRUE
112 | LV_3424-3_1_8_line_112 |  | 106 | 108 | 0.0038074 | 0.125 | 0.08 | 261 | 0 | 0.364 | 1 | 4 | cs | TRUE
113 | LV_3424-3_1_8_line_113 |  | 107 | 109 | 0.012291 | 0.125 | 0.08 | 261 | 0 | 0.364 | 1 | 4 | cs | TRUE
114 | LV_3424-3_1_8_line_114 |  | 108 | 110 | 0.016637 | 0.125 | 0.08 | 261 | 0 | 0.364 | 1 | 4 | cs | TRUE
115 | LV_3424-3_1_8_line_115 |  | 109 | 111 | 0.0068371 | 0.125 | 0.08 | 261 | 0 | 0.364 | 1 | 4 | cs | TRUE
116 | LV_3424-3_1_8_line_116 |  | 110 | 147 | 0.012029 | 0.125 | 0.08 | 261 | 0 | 0.364 | 1 | 4 | cs | TRUE
117 | LV_3424-3_1_8_line_117 |  | 111 | 135 | 0.014191 | 0.125 | 0.08 | 261 | 0 | 0.364 | 1 | 4 | cs | TRUE
118 | LV_3424-3_1_8_line_118 |  | 112 | 113 | 0.021676 | 0.125 | 0.08 | 261 | 0 | 0.364 | 1 | 4 | cs | TRUE
119 | LV_3424-3_1_8_line_119 |  | 113 | 114 | 0.0072854 | 0.125 | 0.08 | 261 | 0 | 0.364 | 1 | 4 | cs | TRUE
120 | LV_3424-3_1_8_line_120 |  | 114 | 115 | 0.021613 | 0.125 | 0.08 | 261 | 0 | 0.364 | 1 | 4 | cs | TRUE
121 | LV_3424-3_1_8_line_121 |  | 115 | 117 | 0.0043538 | 0.125 | 0.08 | 261 | 0 | 0.364 | 1 | 4 | cs | TRUE
122 | LV_3424-3_1_8_line_122 |  | 116 | 121 | 0.021055 | 0.125 | 0.08 | 261 | 0 | 0.364 | 1 | 4 | cs | TRUE
123 | LV_3424-3_1_8_line_123 |  | 117 | 157 | 0.024468 | 0.125 | 0.08 | 261 | 0 | 0.364 | 1 | 4 | cs | TRUE
124 | LV_3424-3_1_8_line_124 |  | 118 | 119 | 0.00762 | 0.125 | 0.08 | 261 | 0 | 0.364 | 1 | 4 | cs | TRUE
125 | LV_3424-3_1_8_line_125 |  | 118 | 120 | 0.011714 | 0.125 | 0.08 | 261 | 0 | 0.364 | 1 | 4 | cs | TRUE
126 | LV_3424-3_1_8_line_126 |  | 119 | 121 | 0.033463 | 0.125 | 0.08 | 261 | 0 | 0.364 | 1 | 4 | cs | TRUE
127 | LV_3424-3_1_8_line_127 |  | 120 | 122 | 0.016404 | 0.125 | 0.08 | 261 | 0 | 0.364 | 1 | 4 | cs | TRUE
128 | LV_3424-3_1_8_line_128 |  | 122 | 123 | 0.0076061 | 0.125 | 0.08 | 261 | 0 | 0.364 | 1 | 4 | cs | TRUE
129 | LV_3424-3_1_8_line_129 |  | 123 | 127 | 0.010819 | 0.125 | 0.08 | 261 | 0 | 0.364 | 1 | 4 | cs | TRUE
130 | LV_3424-3_1_8_line_130 |  | 124 | 125 | 0.018143 | 0.125 | 0.08 | 261 | 0 | 0.364 | 1 | 4 | cs | TRUE
131 | LV_3424-3_1_8_line_131 |  | 124 | 126 | 0.016131 | 0.125 | 0.08 | 261 | 0 | 0.364 | 1 | 4 | cs | TRUE
132 | LV_3424-3_1_8_line_132 |  | 125 | 146 | 0.022068 | 0.125 | 0.08 | 261 | 0 | 0.364 | 1 | 4 | cs | TRUE
133 | LV_3424-3_1_8_line_133 |  | 126 | 147 | 0.01869 | 0.125 | 0.08 | 261 | 0 | 0.364 | 1 | 4 | cs | TRUE
134 | LV_3424-3_1_8_line_134 |  | 127 | 155 | 0.0069733 | 0.125 | 0.08 | 261 | 0 | 0.364 | 1 | 4 | cs | TRUE
135 | LV_3424-3_1_8_line_135 |  | 128 | 129 | 0.0058242 | 0.125 | 0.08 | 261 | 0 | 0.364 | 1 | 4 | cs | TRUE
136 | LV_3424-3_1_8_line_136 |  | 128 | 130 | 0.020357 | 0.125 | 0.08 | 261 | 0 | 0.364 | 1 | 4 | cs | TRUE
137 | LV_3424-3_1_8_line_137 |  | 129 | 131 | 0.018238 | 0.125 | 0.08 | 261 | 0 | 0.364 | 1 | 4 | cs | TRUE
138 | LV_3424-3_1_8_line_138 |  | 131 | 132 | 0.010432 | 0.125 | 0.08 | 261 | 0 | 0.364 | 1 | 4 | cs | TRUE
139 | LV_3424-3_1_8_line_139 |  | 132 | 133 | 0.013766 | 0.125 | 0.08 | 261 | 0 | 0.364 | 1 | 4 | cs | TRUE
140 | LV_3424-3_1_8_line_140 |  | 133 | 156 | 0.013931 | 0.125 | 0.08 | 261 | 0 | 0.364 | 1 | 4 | cs | TRUE
141 | LV_3424-3_1_8_line_141 |  | 134 | 140 | 0.026446 | 0.125 | 0.08 | 261 | 0 | 0.364 | 1 | 1 | cs | TRUE
142 | LV_3424-3_1_8_line_142 |  | 134 | 136 | 0.015319 | 0.125 | 0.08 | 261 | 0 | 0.364 | 1 | 1 | cs | TRUE
143 | LV_3424-3_1_8_line_143 |  | 136 | 137 | 0.034165 | 0.125 | 0.08 | 261 | 0 | 0.364 | 1 | 1 | cs | TRUE
144 | LV_3424-3_1_8_line_144 |  | 137 | 138 | 0.025582 | 0.125 | 0.08 | 261 | 0 | 0.364 | 1 | 1 | cs | TRUE
145 | LV_3424-3_1_8_line_145 |  | 137 | 139 | 0.0044168 | 0.125 | 0.08 | 261 | 0 | 0.364 | 1 | 1 | cs | TRUE
146 | LV_3424-3_1_8_line_146 |  | 138 | 141 | 0.025828 | 0.125 | 0.08 | 261 | 0 | 0.364 | 1 | 1 | cs | TRUE
147 | LV_3424-3_1_8_line_147 |  | 139 | 142 | 0.028712 | 0.125 | 0.08 | 261 | 0 | 0.364 | 1 | 1 | cs | TRUE
148 | LV_3424-3_1_8_line_148 |  | 140 | 143 | 0.051721 | 0.125 | 0.08 | 261 | 0 | 0.364 | 1 | 1 | cs | TRUE
149 | LV_3424-3_1_8_line_149 |  | 141 | 144 | 0.0083979 | 0.125 | 0.08 | 261 | 0 | 0.364 | 1 | 1 | cs | TRUE
150 | LV_3424-3_1_8_line_150 |  | 142 | 145 | 0.020116 | 0.125 | 0.08 | 261 | 0 | 0.364 | 1 | 1 | cs | TRUE
151 | LV_3424-3_1_8_line_151 |  | 144 | 168 | 0.024689 | 0.125 | 0.08 | 261 | 0 | 0.364 | 1 | 1 | cs | TRUE
152 | LV_3424-3_1_8_line_152 |  | 145 | 163 | 0.026049 | 0.125 | 0.08 | 261 | 0 | 0.364 | 1 | 1 | cs | TRUE
153 | LV_3424-3_1_8_line_153 |  | 146 | 159 | 0.020374 | 0.125 | 0.08 | 261 | 0 | 0.364 | 1 | 4 | cs | TRUE
154 | LV_3424-3_1_8_line_154 |  | 148 | 149 | 0.003653 | 0.125 | 0.08 | 261 | 0 | 0.364 | 1 | 4 | cs | TRUE
155 | LV_3424-3_1_8_line_155 |  | 148 | 150 | 0.019545 | 0.125 | 0.08 | 261 | 0 | 0.364 | 1 | 4 | cs | TRUE
156 | LV_3424-3_1_8_line_156 |  | 149 | 151 | 0.026137 | 0.125 | 0.08 | 261 | 0 | 0.364 | 1 | 4 | cs | TRUE
157 | LV_3424-3_1_8_line_157 |  | 150 | 152 | 0.013013 | 0.125 | 0.08 | 261 | 0 | 0.364 | 1 | 4 | cs | TRUE
158 | LV_3424-3_1_8_line_158 |  | 152 | 153 | 0.011805 | 0.125 | 0.08 | 261 | 0 | 0.364 | 1 | 4 | cs | TRUE
159 | LV_3424-3_1_8_line_159 |  | 153 | 154 | 0.017794 | 0.125 | 0.08 | 261 | 0 | 0.364 | 1 | 4 | cs | TRUE
160 | LV_3424-3_1_8_line_160 |  | 154 | 157 | 0.0062067 | 0.125 | 0.08 | 261 | 0 | 0.364 | 1 | 4 | cs | TRUE
161 | LV_3424-3_1_8_line_161 |  | 155 | 156 | 0.0099549 | 0.125 | 0.08 | 261 | 0 | 0.364 | 1 | 4 | cs | TRUE
162 | LV_3424-3_1_8_line_162 |  | 158 | 165 | 0.012234 | 0.125 | 0.08 | 261 | 0 | 0.364 | 1 | 1 | cs | TRUE
163 | LV_3424-3_1_8_line_163 |  | 159 | 166 | 0.0086082 | 0.125 | 0.08 | 261 | 0 | 0.364 | 1 | 4 | cs | TRUE
164 | LV_3424-3_1_8_line_164 |  | 160 | 161 | 0.021365 | 0.125 | 0.08 | 261 | 0 | 0.364 | 1 | 1 | cs | TRUE
165 | LV_3424-3_1_8_line_165 |  | 160 | 162 | 0.053539 | 0.125 | 0.08 | 261 | 0 | 0.364 | 1 | 1 | cs | TRUE
166 | LV_3424-3_1_8_line_166 |  | 161 | 163 | 0.074894 | 0.125 | 0.08 | 261 | 0 | 0.364 | 1 | 1 | cs | TRUE
167 | LV_3424-3_1_8_line_167 |  | 162 | 164 | 0.011178 | 0.125 | 0.08 | 261 | 0 | 0.364 | 1 | 1 | cs | TRUE
168 | LV_3424-3_1_8_line_168 |  | 166 | 167 | 0.01941 | 0.125 | 0.08 | 261 | 0 | 0.364 | 1 | 4 | cs | TRUE
169 | LV_3424-3_1_8_line_169 |  | 167 | 175 | 0.0022942 | 0.125 | 0.08 | 261 | 0 | 0.364 | 1 | 4 | cs | TRUE
170 | LV_3424-3_1_8_line_170 |  | 169 | 170 | 0.01227 | 0.125 | 0.08 | 261 | 0 | 0.364 | 1 | 1 | cs | TRUE
171 | LV_3424-3_1_8_line_171 |  | 170 | 171 | 0.015347 | 0.125 | 0.08 | 261 | 0 | 0.364 | 1 | 1 | cs | TRUE
172 | LV_3424-3_1_8_line_172 |  | 172 | 173 | 0.0053693 | 0.125 | 0.08 | 261 | 0 | 0.364 | 1 | 4 | cs | TRUE
173 | LV_3424-3_1_8_line_173 |  | 172 | 174 | 0.017837 | 0.125 | 0.08 | 261 | 0 | 0.364 | 1 | 4 | cs | TRUE
174 | LV_3424-3_1_8_line_174 |  | 173 | 175 | 0.018142 | 0.125 | 0.08 | 261 | 0 | 0.364 | 1 | 4 | cs | TRUE
175 | LV_3424-3_1_8_line_175 |  | 174 | 176 | 0.0014371 | 0.125 | 0.08 | 261 | 0 | 0.364 | 1 | 4 | cs | TRUE
176 | LV_3424-3_1_8_line_176 |  | 176 | 177 | 0.0060885 | 0.125 | 0.08 | 261 | 0 | 0.364 | 1 | 4 | cs | TRUE
177 | LV_3424-3_1_8_line_177 |  | 177 | 178 | 0.01504 | 0.125 | 0.08 | 261 | 0 | 0.364 | 1 | 4 | cs | TRUE
178 | LV_3424-3_1_8_line_178 |  | 178 | 179 | 0.0073625 | 0.125 | 0.08 | 261 | 0 | 0.364 | 1 | 4 | cs | TRUE
179 | LV_3424-3_1_8_line_179 |  | 179 | 180 | 0.017164 | 0.125 | 0.08 | 261 | 0 | 0.364 | 1 | 4 | cs | TRUE

## trafo
| name | std_type | hv_bus | lv_bus | sn_mva | vn_hv_kv | vn_lv_kv | vk_percent | vkr_percent | pfe_kw | i0_percent | shift_degree | tap_side | tap_neutral | tap_min | tap_max | tap_step_percent | tap_step_degree | tap_pos | tap_phase_shifter | parallel | df | in_service
0 | LV_3424-3_1_8_trafo_238 | 0.63 MVA 20/0.4 kV | 181 | 153 | 0.63 | 20 | 0.4 | 6 | 1.206 | 1.65 | 0.2619 | 150 | hv | 0 | -2 | 2 | 2.5 | 0 | 0 | FALSE | 1 | 1 | TRUE

## line_geodata
| x0 | y0 | x1 | y1 | x2 | y2 | x3 | y3 | x4 | y4 | x5 | y5 | x6 | y6 | x7 | y7 | x8 | y8 | x9 | y9 | x10 | y10 | x11 | y11
0 | 2729998.9288 | 1257702.0296 | 2730004.0195 | 1257703.0868 | 2730022.1512 | 1257716.1635 | 2730028.992 | 1257720.3665
1 | 2730106.0792 | 1257766.1751 | 2730082.5453 | 1257751.4779 | 2730063.1366 | 1257740.5749 | 2730042.9891 | 1257728.9662 | 2730028.992 | 1257720.3665
2 | 2729997.5116 | 1257686.2063 | 2729997.7023 | 1257695.3744 | 2729998.9288 | 1257702.0296
3 | 2730150.9692 | 1257789.294 | 2730106.0792 | 1257766.1751
4 | 2730112.9665 | 1257806.9302 | 2730113.3838 | 1257804.7596 | 2730111.9461 | 1257792.9729 | 2730109.3906 | 1257779.1931 | 2730106.0792 | 1257766.1751
5 | 2729997.5116 | 1257686.2063 | 2729997.1378 | 1257674.7321 | 2729997.2752 | 1257673.2372
6 | 2730150.9692 | 1257789.294 | 2730143.7282 | 1257810.0234
7 | 2730112.9665 | 1257806.9302 | 2730111.9 | 1257807.7519 | 2730110.2301 | 1257807.3155
8 | 2729998.7928 | 1257508.8403 | 2729999.4348 | 1257540.7166 | 2729999.1053 | 1257546.7816 | 2730000.2053 | 1257607.2383 | 2729999.5965 | 1257631.8472 | 2729998.707 | 1257654.4704 | 2729998.4761 | 1257660.1705 | 2729997.2752 | 1257673.2372
9 | 2730039.3233 | 1257886.7622 | 2730048.0907 | 1257884.5639 | 2730056.802 | 1257879.7732 | 2730068.5132 | 1257870.6111 | 2730074.1168 | 1257866.1746 | 2730078.1596 | 1257861.3702 | 2730083.5731 | 1257853.9157 | 2730087.9948 | 1257845.9501 | 2730089.0975 | 1257844.1872
10 | 2730039.3233 | 1257886.7622 | 2730043.1303 | 1257903.3164 | 2730046.6559 | 1257915.1713 | 2730050.5578 | 1257926.3783 | 2730055.973 | 1257937.018 | 2730090.9595 | 1258004.6816 | 2730095.3076 | 1258012.74 | 2730098.2202 | 1258016.4519 | 2730100.0071 | 1258017.6945
11 | 2730103.7256 | 1257829.9591 | 2730101.0902 | 1257830.1013 | 2730098.2365 | 1257831.2507 | 2730095.3576 | 1257833.2003 | 2730093.483 | 1257835.7837 | 2730091.9816 | 1257839.5764 | 2730089.0975 | 1257844.1872
12 | 2730100.0071 | 1258017.6945 | 2730041.5399 | 1258265.2614
13 | 2730100.0071 | 1258017.6945 | 2730102.5139 | 1258019.4378 | 2730108.7543 | 1258021.0209 | 2730120.9442 | 1258022.181
14 | 2730136.4836 | 1257829.4702 | 2730139.8124 | 1257821.2333 | 2730143.7282 | 1257810.0234
15 | 2729998.7928 | 1257508.8403 | 2730009.5553 | 1257510.6116 | 2730012.3897 | 1257511.5674
16 | 2730103.7256 | 1257829.9591 | 2730107.2362 | 1257831.1818 | 2730118.3627 | 1257835.9196 | 2730123.9623 | 1257838.8675 | 2730126.3763 | 1257839.5323 | 2730129.0042 | 1257839.39 | 2730131.0544 | 1257838.423 | 2730132.6944 | 1257837.2469 | 2730133.948 | 1257835.4617 | 2730136.0793 | 1257830.4707 | 2730136.4836 | 1257829.4702
17 | 2730041.5399 | 1258265.2614 | 2730020.2498 | 1258262.351 | 2730006.7451 | 1258263.0486
18 | 2730041.5399 | 1258265.2614 | 2730042.8378 | 1258265.4389 | 2730043.963 | 1258269.8343 | 2730054.4913 | 1258278.0731 | 2730065.8485 | 1258280.7062
19 | 2730149.785 | 1258025.0552 | 2730128.9704 | 1258022.9448 | 2730120.9442 | 1258022.181
20 | 2730018.6345 | 1257513.6731 | 2730012.3897 | 1257511.5674
21 | 2729997.0011 | 1257445.5325 | 2729998.6669 | 1257464.464 | 2729998.75 | 1257472.4388
22 | 2729997.0011 | 1257445.5325 | 2729994.6273 | 1257427.5863 | 2729991.6448 | 1257411.2505 | 2729986.036 | 1257387.7616
23 | 2729997.0011 | 1257445.5325 | 2730004.9556 | 1257445.6851 | 2730012.5943 | 1257448.3521
24 | 2730018.6345 | 1257513.6731 | 2730035.0001 | 1257519.1916
25 | 2729986.036 | 1257387.7616 | 2729982.776 | 1257373.7551
26 | 2729986.036 | 1257387.7616 | 2729993.6466 | 1257387.0948 | 2730013.2812 | 1257390.6609
27 | 2730036.7804 | 1257458.178 | 2730021.9178 | 1257451.6074 | 2730012.5943 | 1257448.3521
28 | 2730040.1632 | 1257520.9326 | 2730035.0001 | 1257519.1916
29 | 2730405.4907 | 1258080.8048 | 2730391.1738 | 1258077.2144
30 | 2730429.2269 | 1258090.7037 | 2730418.0728 | 1258084.8526 | 2730408.5064 | 1258081.561 | 2730405.4907 | 1258080.8048
31 | 2730357.8915 | 1258068.8679 | 2730391.1738 | 1258077.2144
32 | 2730429.2269 | 1258090.7037 | 2730439.8176 | 1258097.1318
33 | 2730429.2269 | 1258090.7037 | 2730422.6501 | 1258109.854 | 2730416.4659 | 1258114.9668 | 2730408.5495 | 1258116.2046 | 2730401.5915 | 1258115.2207
34 | 2730357.8915 | 1258068.8679 | 2730353.266 | 1258082.3116 | 2730352.6989 | 1258089.5613 | 2730355.3734 | 1258096.8824 | 2730371.4089 | 1258110.8705
35 | 2730357.8915 | 1258068.8679 | 2730355.6262 | 1258068.2638
36 | 2730461.4934 | 1258110.1435 | 2730439.8176 | 1258097.1318
37 | 2730439.8176 | 1258097.1318 | 2730448.2676 | 1258081.5599
38 | 2730205.7074 | 1258030.7282 | 2730211.2159 | 1258031.6391 | 2730222.7158 | 1258033.7829 | 2730242.0148 | 1258037.9669 | 2730355.6262 | 1258068.2638
39 | 2730461.4934 | 1258110.1435 | 2730470.2623 | 1258095.5983
40 | 2730463.992 | 1258111.7556 | 2730461.4934 | 1258110.1435
41 | 2730189.2117 | 1258029.0528 | 2730205.7074 | 1258030.7282
42 | 2730463.992 | 1258111.7556 | 2730459.1373 | 1258124.0088
43 | 2730463.992 | 1258111.7556 | 2730479.7439 | 1258122.179
44 | 2730189.2117 | 1258029.0528 | 2730149.785 | 1258025.0552
45 | 2730189.2117 | 1258029.0528 | 2730190.6067 | 1258032.1529 | 2730197.1579 | 1258037.7688 | 2730203.8114 | 1258042.8531
46 | 2730203.8114 | 1258042.8531 | 2730216.1771 | 1258051.2327 | 2730221.8301 | 1258054.4822 | 2730226.2115 | 1258056.4779
47 | 2730079.4014 | 1258283.8485 | 2730065.8485 | 1258280.7062
48 | 2730079.4014 | 1258283.8485 | 2730079.9287 | 1258283.9707 | 2730100.6743 | 1258291.7867
49 | 2730133.5586 | 1258298.9514 | 2730104.5377 | 1258293.2422 | 2730100.6743 | 1258291.7867
50 | 2730006.7451 | 1258263.0486 | 2730003.8419 | 1258263.1986
51 | 2730479.7439 | 1258122.179 | 2730485.6315 | 1258126.7463 | 2730494.018 | 1258133.2593 | 2730503.5794 | 1258139.2841
52 | 2730294.2209 | 1257102.956 | 2730288.601 | 1257097.1382 | 2730272.9514 | 1257086.9285
53 | 2730294.2209 | 1257102.956 | 2730285.7064 | 1257132.3055
54 | 2730243.3471 | 1257070.4516 | 2730270.9763 | 1257085.6399 | 2730272.9514 | 1257086.9285
55 | 2730270.733 | 1257184.0237 | 2730278.5454 | 1257156.7376 | 2730280.221 | 1257151.2139 | 2730285.7064 | 1257132.3055
56 | 2730270.733 | 1257184.0237 | 2730254.1866 | 1257178.8014
57 | 2730235.8461 | 1257173.0129 | 2730254.1866 | 1257178.8014
58 | 2730210.7184 | 1257382.4055 | 2730214.7998 | 1257369.0276
59 | 2730210.7184 | 1257382.4055 | 2730205.8141 | 1257398.884
60 | 2730210.7184 | 1257382.4055 | 2730177.6729 | 1257370.8989
61 | 2730235.8461 | 1257173.0129 | 2730243.3099 | 1257150.5092
62 | 2730235.8461 | 1257173.0129 | 2730233.6094 | 1257172.2672
63 | 2730243.3471 | 1257070.4516 | 2730241.6259 | 1257066.7437
64 | 2730198.6253 | 1257423.0378 | 2730205.8141 | 1257398.884
65 | 2730174.1498 | 1257369.6722 | 2730177.6729 | 1257370.8989
66 | 2730184.6551 | 1257156.3051 | 2730201.8414 | 1257161.6768 | 2730233.6094 | 1257172.2672
67 | 2730240.971 | 1257051.6045 | 2730241.6259 | 1257066.7437
68 | 2730109.7081 | 1257234.6619 | 2730136.4469 | 1257241.9562 | 2730142.115 | 1257224.1713
69 | 2730109.7081 | 1257234.6619 | 2730097.8224 | 1257279.8193 | 2730092.0206 | 1257300.7886 | 2730053.9565 | 1257290.8303
70 | 2730109.7081 | 1257234.6619 | 2730107.4704 | 1257233.8564 | 2730107.8616 | 1257232.5305 | 2730108.3991 | 1257230.7295 | 2730108.4889 | 1257230.4201 | 2730110.1739 | 1257225.486 | 2730108.4905 | 1257224.5148 | 2730124.5204 | 1257170.6628 | 2730123.2235 | 1257165.1515 | 2730129.2021 | 1257144.0416 | 2730130.5185 | 1257139.4107 | 2730134.834 | 1257140.7513
71 | 2730053.9565 | 1257290.8303 | 2729999.4519 | 1257276.5709
72 | 2730120.9456 | 1257135.9972 | 2730127.7741 | 1257138.6609 | 2730130.5185 | 1257139.4107 | 2730134.834 | 1257140.7513
73 | 2730134.834 | 1257140.7513 | 2730137.092 | 1257135.1514 | 2730144.1646 | 1257136.6638 | 2730146.5253 | 1257137.3662
74 | 2729958.3171 | 1257265.8092 | 2729999.4519 | 1257276.5709
75 | 2730120.9456 | 1257135.9972 | 2730124.6686 | 1257127.5826 | 2730130.2358 | 1257107.6869
76 | 2730120.9456 | 1257135.9972 | 2730107.8836 | 1257132.7554
77 | 2730166.6475 | 1257143.353 | 2730146.5253 | 1257137.3662
78 | 2730130.2358 | 1257107.6869 | 2730123.6124 | 1257105.9842 | 2730115.8071 | 1257105.055
79 | 2730130.2358 | 1257107.6869 | 2730132.2057 | 1257100.7795 | 2730134.2936 | 1257096.3992
80 | 2730107.8836 | 1257132.7554 | 2730097.9357 | 1257130.2864 | 2730084.9729 | 1257128.3233
81 | 2730166.6475 | 1257143.353 | 2730167.3478 | 1257142.7234
82 | 2730167.3478 | 1257142.7234 | 2730176.3807 | 1257146.3364 | 2730183.248 | 1257148.4446
83 | 2730184.6551 | 1257156.3051 | 2730186.878 | 1257149.559 | 2730183.248 | 1257148.4446
84 | 2729966.3284 | 1257303.2079 | 2729958.3171 | 1257265.8092
85 | 2730115.8071 | 1257105.055 | 2730101.2185 | 1257103.3183
86 | 2730134.2936 | 1257096.3992 | 2730140.3725 | 1257098.8462 | 2730147.9175 | 1257102.5487 | 2730149.2754 | 1257102.9372
87 | 2729966.3284 | 1257303.2079 | 2729974.2686 | 1257302.3036 | 2729982.7667 | 1257305.1017
88 | 2730000.0794 | 1257310.8021 | 2729982.7667 | 1257305.1017
89 | 2730000.0794 | 1257310.8021 | 2730005.9805 | 1257312.7451
90 | 2729982.776 | 1257373.7551 | 2729979.8251 | 1257362.3375
91 | 2729972.8183 | 1257378.5964 | 2729974.3804 | 1257376.5066 | 2729976.6575 | 1257375.1776 | 2729982.776 | 1257373.7551
92 | 2730189.528 | 1257039.9176 | 2730188.7894 | 1257039.7071
93 | 2730171.8676 | 1257034.7303 | 2730178.4453 | 1257036.7603 | 2730188.7894 | 1257039.7071
94 | 2730204.0833 | 1257044.0641 | 2730189.528 | 1257039.9176
95 | 2730171.8676 | 1257034.7303 | 2730162.3811 | 1257031.8026 | 2730160.2624 | 1257031.2
96 | 2730204.0833 | 1257044.0641 | 2730212.0184 | 1257045.9596
97 | 2730153.1003 | 1257029.1629 | 2730160.2624 | 1257031.2
98 | 2730220.0121 | 1257047.8194 | 2730218.5962 | 1257047.5308 | 2730212.0184 | 1257045.9596
99 | 2730147.5061 | 1257027.6496 | 2730153.1003 | 1257029.1629
100 | 2730220.0121 | 1257047.8194 | 2730229.5454 | 1257049.7626 | 2730239.712 | 1257051.4015
101 | 2730147.5061 | 1257027.6496 | 2730148.7829 | 1257018.6473 | 2730149.5392 | 1257010.6362
102 | 2730262.5999 | 1257055.0215 | 2730256.1195 | 1257053.6062 | 2730253.1012 | 1257053.2074
103 | 2730240.971 | 1257051.6045 | 2730253.1012 | 1257053.2074
104 | 2730240.971 | 1257051.6045 | 2730239.712 | 1257051.4015
105 | 2730155.9509 | 1257104.8471 | 2730149.2754 | 1257102.9372
106 | 2730149.5392 | 1257010.6362 | 2730150.278 | 1257002.8103 | 2730153.2658 | 1256993.4304
107 | 2730169.5262 | 1257112.9777 | 2730165.624 | 1257110.6787 | 2730158.4872 | 1257105.5727 | 2730155.9509 | 1257104.8471
108 | 2730081.1091 | 1257474.3254 | 2730084.0435 | 1257475.1733
109 | 2730081.1091 | 1257474.3254 | 2730072.6771 | 1257471.889
110 | 2730084.0435 | 1257475.1733 | 2730106.2825 | 1257481.5993 | 2730110.4682 | 1257483.128
111 | 2730067.6906 | 1257470.4482 | 2730072.6771 | 1257471.889
112 | 2730114.0446 | 1257484.4342 | 2730110.4682 | 1257483.128
113 | 2730056.0126 | 1257466.6803 | 2730058.5823 | 1257467.8164 | 2730067.6906 | 1257470.4482
114 | 2730114.0446 | 1257484.4342 | 2730119.6319 | 1257486.4749 | 2730129.3394 | 1257490.9489
115 | 2730056.0126 | 1257466.6803 | 2730049.7594 | 1257463.9158
116 | 2730140.2644 | 1257495.984 | 2730129.3394 | 1257490.9489
117 | 2730036.7804 | 1257458.178 | 2730049.7594 | 1257463.9158
118 | 2730174.1498 | 1257369.6722 | 2730153.6795 | 1257362.5443
119 | 2730146.7992 | 1257360.1486 | 2730153.6795 | 1257362.5443
120 | 2730126.388 | 1257353.0413 | 2730146.7992 | 1257360.1486
121 | 2730122.2763 | 1257351.6096 | 2730126.388 | 1257353.0413
122 | 2730192.6191 | 1257443.2181 | 2730198.6253 | 1257423.0378
123 | 2730122.2763 | 1257351.6096 | 2730099.1689 | 1257343.5636
124 | 2730153.6654 | 1257430.1628 | 2730160.8905 | 1257432.5843
125 | 2730153.6654 | 1257430.1628 | 2730142.5587 | 1257426.4405
126 | 2730192.6191 | 1257443.2181 | 2730160.8905 | 1257432.5843
127 | 2730142.5587 | 1257426.4405 | 2730127.0051 | 1257421.2277
128 | 2730127.0051 | 1257421.2277 | 2730119.7932 | 1257418.8106
129 | 2730109.535 | 1257415.3726 | 2730119.7932 | 1257418.8106
130 | 2730173.1106 | 1257507.414 | 2730168.1419 | 1257524.8634
131 | 2730173.1106 | 1257507.414 | 2730157.7451 | 1257502.5039
132 | 2730168.1419 | 1257524.8634 | 2730162.0984 | 1257546.0876
133 | 2730140.2644 | 1257495.984 | 2730146.8722 | 1257499.0295 | 2730157.7451 | 1257502.5039
134 | 2730102.9232 | 1257413.1567 | 2730109.535 | 1257415.3726
135 | 2730033.3101 | 1257394.2986 | 2730035.0961 | 1257394.623 | 2730038.986 | 1257395.5928
136 | 2730033.3101 | 1257394.2986 | 2730013.2812 | 1257390.6609
137 | 2730038.986 | 1257395.5928 | 2730056.6823 | 1257400.0047
138 | 2730056.6823 | 1257400.0047 | 2730066.8049 | 1257402.5285
139 | 2730080.0297 | 1257406.3466 | 2730068.5096 | 1257402.9535 | 2730066.8049 | 1257402.5285
140 | 2730080.0297 | 1257406.3466 | 2730093.3932 | 1257410.2827
141 | 2729972.8183 | 1257378.5964 | 2729971.8374 | 1257381.6999 | 2729971.7766 | 1257384.4677 | 2729974.9994 | 1257404.6345
142 | 2729972.8183 | 1257378.5964 | 2729969.22 | 1257376.5489 | 2729967.6253 | 1257374.2896 | 2729967.044 | 1257371.908 | 2729966.3991 | 1257371.3934 | 2729961.4555 | 1257372.7913
143 | 2729929.1955 | 1257383.1207 | 2729931.7881 | 1257382.5326 | 2729943.0321 | 1257379.2209 | 2729944.7214 | 1257377.5231 | 2729961.4555 | 1257372.7913
144 | 2729929.1955 | 1257383.1207 | 2729935.7227 | 1257404.9838 | 2729936.3241 | 1257407.6827
145 | 2729929.1955 | 1257383.1207 | 2729928.1167 | 1257378.8376
146 | 2729936.3241 | 1257407.6827 | 2729940.8654 | 1257428.062 | 2729941.452 | 1257432.9755
147 | 2729921.1042 | 1257350.9947 | 2729928.1167 | 1257378.8376
148 | 2729974.9994 | 1257404.6345 | 2729981.2443 | 1257431.0956 | 2729983.5492 | 1257455.5199
149 | 2729941.452 | 1257432.9755 | 2729942.4476 | 1257441.3142
150 | 2729915.8064 | 1257331.6135 | 2729916.9152 | 1257334.3626 | 2729921.1042 | 1257350.9947
151 | 2729945.3746 | 1257465.8295 | 2729942.4476 | 1257441.3142
152 | 2729890.355 | 1257337.4937 | 2729915.8064 | 1257331.6135
153 | 2730162.0984 | 1257546.0876 | 2730158.0364 | 1257560.3528 | 2730152.7372 | 1257558.732
154 | 2730034.276 | 1257322.0618 | 2730030.8062 | 1257320.9193
155 | 2730034.276 | 1257322.0618 | 2730052.8408 | 1257328.1744
156 | 2730030.8062 | 1257320.9193 | 2730005.9805 | 1257312.7451
157 | 2730065.2009 | 1257332.2442 | 2730052.8408 | 1257328.1744
158 | 2730065.2009 | 1257332.2442 | 2730076.4134 | 1257335.936
159 | 2730076.4134 | 1257335.936 | 2730092.0395 | 1257341.0811 | 2730093.3073 | 1257341.5226
160 | 2730093.3073 | 1257341.5226 | 2730099.1689 | 1257343.5636
161 | 2730102.9232 | 1257413.1567 | 2730101.2755 | 1257412.6044 | 2730093.3932 | 1257410.2827
162 | 2730089.1931 | 1257101.1302 | 2730097.2568 | 1257102.8466 | 2730101.2185 | 1257103.3183
163 | 2730144.5337 | 1257556.1264 | 2730147.6145 | 1257557.1652 | 2730152.7372 | 1257558.732
164 | 2729913.3237 | 1257430.9721 | 2729908.2256 | 1257410.224
165 | 2729913.3237 | 1257430.9721 | 2729918.4254 | 1257451.7354 | 2729918.5451 | 1257462.4255 | 2729917.8758 | 1257467.8268 | 2729916.5776 | 1257470.2672 | 2729914.4132 | 1257472.3104 | 2729911.2981 | 1257473.6766 | 2729907.5904 | 1257474.2068 | 2729904.4587 | 1257474.026
166 | 2729890.355 | 1257337.4937 | 2729908.2256 | 1257410.224
167 | 2729893.2996 | 1257473.3814 | 2729904.4587 | 1257474.026
168 | 2730144.5337 | 1257556.1264 | 2730126.1408 | 1257549.9243
169 | 2730123.9668 | 1257549.1912 | 2730126.1408 | 1257549.9243
170 | 2730169.5262 | 1257112.9777 | 2730174.3365 | 1257115.141 | 2730181.1893 | 1257116.7042
171 | 2730196.0062 | 1257116.2852 | 2730195.7318 | 1257116.7573 | 2730194.0939 | 1257117.4887 | 2730192.1901 | 1257117.9583 | 2730188.1126 | 1257117.8018 | 2730181.1893 | 1257116.7042
172 | 2730101.6881 | 1257541.6788 | 2730106.776 | 1257543.3945
173 | 2730101.6881 | 1257541.6788 | 2730084.7864 | 1257535.9795
174 | 2730123.9668 | 1257549.1912 | 2730106.776 | 1257543.3945
175 | 2730083.4246 | 1257535.5204 | 2730084.7864 | 1257535.9795
176 | 2730083.4246 | 1257535.5204 | 2730077.6552 | 1257533.5749
177 | 2730063.4038 | 1257528.7693 | 2730077.6552 | 1257533.5749
178 | 2730063.4038 | 1257528.7693 | 2730056.4273 | 1257526.4168
179 | 2730040.1632 | 1257520.9326 | 2730056.4273 | 1257526.4168

## bus_geodata
| x | y | coords
0 | 2730028.992 | 1257720.3665
1 | 2729998.9288 | 1257702.0296
2 | 2730106.0792 | 1257766.1751
3 | 2729997.5116 | 1257686.2063
4 | 2730150.9692 | 1257789.294
5 | 2730112.9665 | 1257806.9302
6 | 2729997.2752 | 1257673.2372
7 | 2730039.3233 | 1257886.7622
8 | 2730089.0975 | 1257844.1872
9 | 2730100.0071 | 1258017.6945
10 | 2730143.7282 | 1257810.0234
11 | 2730110.2301 | 1257807.3155
12 | 2729998.7928 | 1257508.8403
13 | 2730103.7256 | 1257829.9591
14 | 2730041.5399 | 1258265.2614
15 | 2730120.9442 | 1258022.181
16 | 2730136.4836 | 1257829.4702
17 | 2730012.3897 | 1257511.5674
18 | 2729998.75 | 1257472.4388
19 | 2729997.0011 | 1257445.5325
20 | 2730018.6345 | 1257513.6731
21 | 2729986.036 | 1257387.7616
22 | 2730012.5943 | 1257448.3521
23 | 2730035.0001 | 1257519.1916
24 | 2730405.4907 | 1258080.8048
25 | 2730391.1738 | 1258077.2144
26 | 2730429.2269 | 1258090.7037
27 | 2730357.8915 | 1258068.8679
28 | 2730439.8176 | 1258097.1318
29 | 2730401.5915 | 1258115.2207
30 | 2730371.4089 | 1258110.8705
31 | 2730355.6262 | 1258068.2638
32 | 2730461.4934 | 1258110.1435
33 | 2730448.2676 | 1258081.5599
34 | 2730205.7074 | 1258030.7282
35 | 2730470.2623 | 1258095.5983
36 | 2730463.992 | 1258111.7556
37 | 2730149.785 | 1258025.0552
38 | 2730189.2117 | 1258029.0528
39 | 2730203.8114 | 1258042.8531
40 | 2730065.8485 | 1258280.7062
41 | 2730079.4014 | 1258283.8485
42 | 2730100.6743 | 1258291.7867
43 | 2730226.2115 | 1258056.4779
44 | 2730006.7451 | 1258263.0486
45 | 2730003.8419 | 1258263.1986
46 | 2730459.1373 | 1258124.0088
47 | 2730479.7439 | 1258122.179
48 | 2730503.5794 | 1258139.2841
49 | 2730133.5586 | 1258298.9514
50 | 2730294.2209 | 1257102.956
51 | 2730272.9514 | 1257086.9285
52 | 2730285.7064 | 1257132.3055
53 | 2730270.733 | 1257184.0237
54 | 2730254.1866 | 1257178.8014
55 | 2730214.7998 | 1257369.0276
56 | 2730210.7184 | 1257382.4055
57 | 2730235.8461 | 1257173.0129
58 | 2730243.3471 | 1257070.4516
59 | 2730205.814 | 1257398.884
60 | 2730177.6729 | 1257370.8989
61 | 2730243.3099 | 1257150.5092
62 | 2730233.6094 | 1257172.2672
63 | 2730241.6259 | 1257066.7437
64 | 2730142.115 | 1257224.1713
65 | 2730109.7081 | 1257234.6619
66 | 2730053.9565 | 1257290.8303
67 | 2730134.834 | 1257140.7513
68 | 2729999.4519 | 1257276.5709
69 | 2730120.9456 | 1257135.9972
70 | 2730146.5253 | 1257137.3662
71 | 2730130.2358 | 1257107.6869
72 | 2730107.8836 | 1257132.7554
73 | 2730166.6475 | 1257143.353
74 | 2730167.3478 | 1257142.7234
75 | 2730184.6551 | 1257156.3051
76 | 2730183.248 | 1257148.4446
77 | 2729958.3171 | 1257265.8092
78 | 2730115.8071 | 1257105.055
79 | 2730134.2936 | 1257096.3992
80 | 2730084.9729 | 1257128.3233
81 | 2729966.3284 | 1257303.2079
82 | 2729982.7667 | 1257305.1017
83 | 2730000.0794 | 1257310.8021
84 | 2729979.8251 | 1257362.3375
85 | 2729982.776 | 1257373.7551
86 | 2730188.7894 | 1257039.7071
87 | 2730189.528 | 1257039.9176
88 | 2730171.8676 | 1257034.7303
89 | 2730204.0833 | 1257044.0641
90 | 2730160.2624 | 1257031.2
91 | 2730212.0184 | 1257045.9596
92 | 2730153.1003 | 1257029.1629
93 | 2730220.0121 | 1257047.8194
94 | 2730147.5061 | 1257027.6496
95 | 2730253.1012 | 1257053.2074
96 | 2730262.5999 | 1257055.0215
97 | 2730240.971 | 1257051.6045
98 | 2730239.712 | 1257051.4015
99 | 2730149.2754 | 1257102.9372
100 | 2730149.5392 | 1257010.6362
101 | 2730155.9509 | 1257104.8471
102 | 2730153.2658 | 1256993.4304
103 | 2730081.1091 | 1257474.3254
104 | 2730084.0435 | 1257475.1733
105 | 2730072.6771 | 1257471.889
106 | 2730110.4682 | 1257483.128
107 | 2730067.6906 | 1257470.4482
108 | 2730114.0446 | 1257484.4342
109 | 2730056.0126 | 1257466.6803
110 | 2730129.3394 | 1257490.9489
111 | 2730049.7594 | 1257463.9158
112 | 2730174.1498 | 1257369.6722
113 | 2730153.6795 | 1257362.5443
114 | 2730146.7992 | 1257360.1486
115 | 2730126.388 | 1257353.0413
116 | 2730198.6253 | 1257423.0378
117 | 2730122.2763 | 1257351.6096
118 | 2730153.6654 | 1257430.1628
119 | 2730160.8905 | 1257432.5843
120 | 2730142.5587 | 1257426.4405
121 | 2730192.6191 | 1257443.2181
122 | 2730127.0051 | 1257421.2277
123 | 2730119.7932 | 1257418.8106
124 | 2730173.1106 | 1257507.414
125 | 2730168.1419 | 1257524.8634
126 | 2730157.7451 | 1257502.5039
127 | 2730109.535 | 1257415.3726
128 | 2730033.3101 | 1257394.2986
129 | 2730038.986 | 1257395.5928
130 | 2730013.2812 | 1257390.6609
131 | 2730056.6823 | 1257400.0047
132 | 2730066.8049 | 1257402.5285
133 | 2730080.0297 | 1257406.3466
134 | 2729972.8183 | 1257378.5964
135 | 2730036.7804 | 1257458.178
136 | 2729961.4555 | 1257372.7913
137 | 2729929.1955 | 1257383.1207
138 | 2729936.3241 | 1257407.6827
139 | 2729928.1167 | 1257378.8376
140 | 2729974.9994 | 1257404.6345
141 | 2729941.452 | 1257432.9755
142 | 2729921.1042 | 1257350.9947
143 | 2729983.5492 | 1257455.5199
144 | 2729942.4476 | 1257441.3142
145 | 2729915.8064 | 1257331.6135
146 | 2730162.0984 | 1257546.0876
147 | 2730140.2644 | 1257495.984
148 | 2730034.276 | 1257322.0618
149 | 2730030.8062 | 1257320.9193
150 | 2730052.8408 | 1257328.1744
151 | 2730005.9805 | 1257312.7451
152 | 2730065.2009 | 1257332.2442
153 | 2730076.4134 | 1257335.936
154 | 2730093.3073 | 1257341.5226
155 | 2730102.9232 | 1257413.1567
156 | 2730093.3932 | 1257410.2827
157 | 2730099.1689 | 1257343.5636
158 | 2730101.2185 | 1257103.3183
159 | 2730152.7372 | 1257558.732
160 | 2729913.3237 | 1257430.9721
161 | 2729908.2256 | 1257410.224
162 | 2729904.4587 | 1257474.026
163 | 2729890.3551 | 1257337.4937
164 | 2729893.2996 | 1257473.3814
165 | 2730089.1931 | 1257101.1302
166 | 2730144.5337 | 1257556.1264
167 | 2730126.1408 | 1257549.9243
168 | 2729945.3746 | 1257465.8295
169 | 2730169.5262 | 1257112.9777
170 | 2730181.1893 | 1257116.7042
171 | 2730196.0062 | 1257116.2852
172 | 2730101.6881 | 1257541.6788
173 | 2730106.776 | 1257543.3944
174 | 2730084.7864 | 1257535.9795
175 | 2730123.9668 | 1257549.1912
176 | 2730083.4246 | 1257535.5204
177 | 2730077.6552 | 1257533.5749
178 | 2730063.4038 | 1257528.7693
179 | 2730056.4273 | 1257526.4169
180 | 2730040.1632 | 1257520.9326
181 | 2729966.3284 | 1257303.2079

## line_std_types
| c_nf_per_km | r_ohm_per_km | x_ohm_per_km | max_i_ka | type | q_mm2 | alpha | voltage_rating
NAYY 4x50 SE | 210 | 0.642 | 0.083 | 0.142 | cs | 50 | 0.00403 | LV
NAYY 4x120 SE | 264 | 0.225 | 0.08 | 0.242 | cs | 120 | 0.00403 | LV
NAYY 4x150 SE | 261 | 0.208 | 0.08 | 0.27 | cs | 150 | 0.00403 | LV
NA2XS2Y 1x95 RM/25 12/20 kV | 216 | 0.313 | 0.132 | 0.252 | cs | 95 | 0.00403 | MV
NA2XS2Y 1x185 RM/25 12/20 kV | 273 | 0.161 | 0.117 | 0.362 | cs | 185 | 0.00403 | MV
NA2XS2Y 1x240 RM/25 12/20 kV | 304 | 0.122 | 0.112 | 0.421 | cs | 240 | 0.00403 | MV
NA2XS2Y 1x95 RM/25 6/10 kV | 315 | 0.313 | 0.123 | 0.249 | cs | 95 | 0.00403 | MV
NA2XS2Y 1x185 RM/25 6/10 kV | 406 | 0.161 | 0.11 | 0.358 | cs | 185 | 0.00403 | MV
NA2XS2Y 1x240 RM/25 6/10 kV | 456 | 0.122 | 0.105 | 0.416 | cs | 240 | 0.00403 | MV
NA2XS2Y 1x150 RM/25 12/20 kV | 250 | 0.206 | 0.116 | 0.319 | cs | 150 | 0.00403 | MV
NA2XS2Y 1x120 RM/25 12/20 kV | 230 | 0.253 | 0.119 | 0.283 | cs | 120 | 0.00403 | MV
NA2XS2Y 1x70 RM/25 12/20 kV | 190 | 0.443 | 0.132 | 0.22 | cs | 70 | 0.00403 | MV
NA2XS2Y 1x150 RM/25 6/10 kV | 360 | 0.206 | 0.11 | 0.315 | cs | 150 | 0.00403 | MV
NA2XS2Y 1x120 RM/25 6/10 kV | 340 | 0.253 | 0.113 | 0.28 | cs | 120 | 0.00403 | MV
NA2XS2Y 1x70 RM/25 6/10 kV | 280 | 0.443 | 0.123 | 0.217 | cs | 70 | 0.00403 | MV
N2XS(FL)2Y 1x120 RM/35 64/110 kV | 112 | 0.153 | 0.166 | 0.366 | cs | 120 | 0.00393 | HV
N2XS(FL)2Y 1x185 RM/35 64/110 kV | 125 | 0.099 | 0.156 | 0.457 | cs | 185 | 0.00393 | HV
N2XS(FL)2Y 1x240 RM/35 64/110 kV | 135 | 0.075 | 0.149 | 0.526 | cs | 240 | 0.00393 | HV
N2XS(FL)2Y 1x300 RM/35 64/110 kV | 144 | 0.06 | 0.144 | 0.588 | cs | 300 | 0.00393 | HV
15-AL1/3-ST1A 0.4 | 11 | 1.8769 | 0.35 | 0.105 | ol | 16 | 0.00403 | LV
24-AL1/4-ST1A 0.4 | 11.25 | 1.2012 | 0.335 | 0.14 | ol | 24 | 0.00403 | LV
48-AL1/8-ST1A 0.4 | 12.2 | 0.5939 | 0.3 | 0.21 | ol | 48 | 0.00403 | LV
94-AL1/15-ST1A 0.4 | 13.2 | 0.306 | 0.29 | 0.35 | ol | 94 | 0.00403 | LV
34-AL1/6-ST1A 10.0 | 9.7 | 0.8342 | 0.36 | 0.17 | ol | 34 | 0.00403 | MV
48-AL1/8-ST1A 10.0 | 10.1 | 0.5939 | 0.35 | 0.21 | ol | 48 | 0.00403 | MV
70-AL1/11-ST1A 10.0 | 10.4 | 0.4132 | 0.339 | 0.29 | ol | 70 | 0.00403 | MV
94-AL1/15-ST1A 10.0 | 10.75 | 0.306 | 0.33 | 0.35 | ol | 94 | 0.00403 | MV
122-AL1/20-ST1A 10.0 | 11.1 | 0.2376 | 0.323 | 0.41 | ol | 122 | 0.00403 | MV
149-AL1/24-ST1A 10.0 | 11.25 | 0.194 | 0.315 | 0.47 | ol | 149 | 0.00403 | MV
34-AL1/6-ST1A 20.0 | 9.15 | 0.8342 | 0.382 | 0.17 | ol | 34 | 0.00403 | MV
48-AL1/8-ST1A 20.0 | 9.5 | 0.5939 | 0.372 | 0.21 | ol | 48 | 0.00403 | MV
70-AL1/11-ST1A 20.0 | 9.7 | 0.4132 | 0.36 | 0.29 | ol | 70 | 0.00403 | MV
94-AL1/15-ST1A 20.0 | 10 | 0.306 | 0.35 | 0.35 | ol | 94 | 0.00403 | MV
122-AL1/20-ST1A 20.0 | 10.3 | 0.2376 | 0.344 | 0.41 | ol | 122 | 0.00403 | MV
149-AL1/24-ST1A 20.0 | 10.5 | 0.194 | 0.337 | 0.47 | ol | 149 | 0.00403 | MV
184-AL1/30-ST1A 20.0 | 10.75 | 0.1571 | 0.33 | 0.535 | ol | 184 | 0.00403 | MV
243-AL1/39-ST1A 20.0 | 11 | 0.1188 | 0.32 | 0.645 | ol | 243 | 0.00403 | MV
48-AL1/8-ST1A 110.0 | 8 | 0.5939 | 0.46 | 0.21 | ol | 48 | 0.00403 | HV
70-AL1/11-ST1A 110.0 | 8.4 | 0.4132 | 0.45 | 0.29 | ol | 70 | 0.00403 | HV
94-AL1/15-ST1A 110.0 | 8.65 | 0.306 | 0.44 | 0.35 | ol | 94 | 0.00403 | HV
122-AL1/20-ST1A 110.0 | 8.5 | 0.2376 | 0.43 | 0.41 | ol | 122 | 0.00403 | HV
149-AL1/24-ST1A 110.0 | 8.75 | 0.194 | 0.41 | 0.47 | ol | 149 | 0.00403 | HV
184-AL1/30-ST1A 110.0 | 8.8 | 0.1571 | 0.4 | 0.535 | ol | 184 | 0.00403 | HV
243-AL1/39-ST1A 110.0 | 9 | 0.1188 | 0.39 | 0.645 | ol | 243 | 0.00403 | HV
305-AL1/39-ST1A 110.0 | 9.2 | 0.0949 | 0.38 | 0.74 | ol | 305 | 0.00403 | HV
490-AL1/64-ST1A 110.0 | 9.75 | 0.059 | 0.37 | 0.96 | ol | 490 | 0.00403 | HV
679-AL1/86-ST1A 110.0 | 9.95 | 0.042 | 0.36 | 1.15 | ol | 679 | 0.00403 | HV
490-AL1/64-ST1A 220.0 | 10 | 0.059 | 0.285 | 0.96 | ol | 490 | 0.00403 | HV
679-AL1/86-ST1A 220.0 | 11.7 | 0.042 | 0.275 | 1.15 | ol | 679 | 0.00403 | HV
490-AL1/64-ST1A 380.0 | 11 | 0.059 | 0.253 | 0.96 | ol | 490 | 0.00403 | HV
679-AL1/86-ST1A 380.0 | 14.6 | 0.042 | 0.25 | 1.15 | ol | 679 | 0.00403 | HV

## trafo_std_types
| i0_percent | pfe_kw | vkr_percent | sn_mva | vn_lv_kv | vn_hv_kv | vk_percent | shift_degree | vector_group | tap_side | tap_neutral | tap_min | tap_max | tap_step_degree | tap_step_percent | tap_phase_shifter
160 MVA 380/110 kV | 0.06 | 60 | 0.25 | 160 | 110 | 380 | 12.2 | 0 | Yy0 | hv | 0 | -9 | 9 | 0 | 1.5 | FALSE
100 MVA 220/110 kV | 0.06 | 55 | 0.26 | 100 | 110 | 220 | 12 | 0 | Yy0 | hv | 0 | -9 | 9 | 0 | 1.5 | FALSE
63 MVA 110/20 kV | 0.04 | 22 | 0.32 | 63 | 20 | 110 | 18 | 150 | YNd5 | hv | 0 | -9 | 9 | 0 | 1.5 | FALSE
40 MVA 110/20 kV | 0.05 | 18 | 0.34 | 40 | 20 | 110 | 16.2 | 150 | YNd5 | hv | 0 | -9 | 9 | 0 | 1.5 | FALSE
25 MVA 110/20 kV | 0.07 | 14 | 0.41 | 25 | 20 | 110 | 12 | 150 | YNd5 | hv | 0 | -9 | 9 | 0 | 1.5 | FALSE
63 MVA 110/10 kV | 0.04 | 22 | 0.32 | 63 | 10 | 110 | 18 | 150 | YNd5 | hv | 0 | -9 | 9 | 0 | 1.5 | FALSE
40 MVA 110/10 kV | 0.05 | 18 | 0.34 | 40 | 10 | 110 | 16.2 | 150 | YNd5 | hv | 0 | -9 | 9 | 0 | 1.5 | FALSE
25 MVA 110/10 kV | 0.07 | 14 | 0.41 | 25 | 10 | 110 | 12 | 150 | YNd5 | hv | 0 | -9 | 9 | 0 | 1.5 | FALSE
0.25 MVA 20/0.4 kV | 0.32 | 0.8 | 1.44 | 0.25 | 0.4 | 20 | 6 | 150 | Yzn5 | hv | 0 | -2 | 2 | 0 | 2.5 | FALSE
0.4 MVA 20/0.4 kV | 0.3375 | 1.35 | 1.425 | 0.4 | 0.4 | 20 | 6 | 150 | Dyn5 | hv | 0 | -2 | 2 | 0 | 2.5 | FALSE
0.63 MVA 20/0.4 kV | 0.2619 | 1.65 | 1.206 | 0.63 | 0.4 | 20 | 6 | 150 | Dyn5 | hv | 0 | -2 | 2 | 0 | 2.5 | FALSE
0.25 MVA 10/0.4 kV | 0.24 | 0.6 | 1.2 | 0.25 | 0.4 | 10 | 4 | 150 | Dyn5 | hv | 0 | -2 | 2 | 0 | 2.5 | FALSE
0.4 MVA 10/0.4 kV | 0.2375 | 0.95 | 1.325 | 0.4 | 0.4 | 10 | 4 | 150 | Dyn5 | hv | 0 | -2 | 2 | 0 | 2.5 | FALSE
0.63 MVA 10/0.4 kV | 0.1873 | 1.18 | 1.0794 | 0.63 | 0.4 | 10 | 4 | 150 | Dyn5 | hv | 0 | -2 | 2 | 0 | 2.5 | FALSE

## trafo3w_std_types
| sn_hv_mva | sn_mv_mva | sn_lv_mva | vn_hv_kv | vn_mv_kv | vn_lv_kv | vk_hv_percent | vk_mv_percent | vk_lv_percent | vkr_hv_percent | vkr_mv_percent | vkr_lv_percent | pfe_kw | i0_percent | shift_mv_degree | shift_lv_degree | vector_group | tap_side | tap_neutral | tap_min | tap_max | tap_step_percent
63/25/38 MVA 110/20/10 kV | 63 | 25 | 38 | 110 | 20 | 10 | 10.4 | 10.4 | 10.4 | 0.28 | 0.32 | 0.35 | 35 | 0.89 | 0 | 0 | YN0yn0yn0 | hv | 0 | -10 | 10 | 1.2
63/25/38 MVA 110/10/10 kV | 63 | 25 | 38 | 110 | 10 | 10 | 10.4 | 10.4 | 10.4 | 0.28 | 0.32 | 0.35 | 35 | 0.89 | 0 | 0 | YN0yn0yn0 | hv | 0 | -10 | 10 | 1.2

## fuse_std_types
| fuse_type | i_rated_a | t_avg | t_min | t_total | x_avg | x_min | x_total
HV 100A | HV 100A | 100 | 0 | [10.0, 3.64, 0.854, 0.281, 0.1, 0.0531, 0.022, 0.01] | [10.0, 4.267, 1.21, 0.403, 0.1, 0.058, 0.022, 0.01] | 0 | [300.0, 350.0, 450.0, 550.0, 700.0, 850.0, 1200.0, 1752.0] | [600.0, 700.0, 900.0, 1150.0, 1665.0, 2000.0, 3000.0, 4313.0]
HV 10A | HV 10A | 10 | 0 | [10.0, 1675.0, 0.344, 0.156, 0.1, 0.0417, 0.0171, 0.01] | [10.0, 1.3, 0.3, 0.155, 0.1, 0.0555, 0.023, 0.01] | 0 | [30.0, 32.0, 35.0, 37.0, 39.0, 50.0, 70.0, 88.0] | [60.0, 70.0, 80.0, 87.0, 94.0, 110.0, 150.0, 216.0]
HV 125A | HV 125A | 125 | 0 | [10.0, 1.82, 0.344, 0.1, 0.0467, 0.0269, 0.01] | [10.0, 2.478, 0.426, 0.1, 0.0427, 0.0211, 0.01] | 0 | [375.0, 500.0, 700.0, 925.0, 1200.0, 1500.0, 2341.0] | [750.0, 1000.0, 1500.0, 2200.0, 3000.0, 4000.0, 5765.0]
HV 160A | HV 160A | 160 | 0 | [10.0, 4.15, 1.03, 0.198, 0.1, 0.051, 0.0172, 0.01] | [10.0, 2.3, 0.734, 0.274, 0.1, 0.046, 0.0177, 0.01] | 0 | [480.0, 550.0, 700.0, 1000.0, 1260.0, 1600.0, 2500.0, 3227.0] | [960.0, 1300.0, 1700.0, 2200.0, 2996.0, 4000.0, 6000.0, 7946.0]
HV 16A | HV 16A | 16 | 0 | [10.0, 0.352, 0.164, 0.1, 0.0649, 0.0342, 0.01] | [10.0, 2.34, 0.722, 0.181, 0.1, 0.055, 0.0296, 0.01] | 0 | [48.0, 60.0, 65.0, 71.0, 80.0, 100.0, 162.0] | [96.0, 110.0, 125.0, 150.0, 168.0, 200.0, 250.0, 398.0]
HV 200A | HV 200A | 200 | 0 | [10.0, 4.267, 1.21, 0.403, 0.1, 0.058, 0.022, 0.01] | [10.0, 3.73, 1.654, 0.328, 0.1, 0.0531, 0.019, 0.01] | 0 | [600.0, 700.0, 900.0, 1150.0, 1665.0, 2000.0, 3000.0, 4313.0] | [1200.0, 1500.0, 1800.0, 2700.0, 3960.0, 5000.0, 7500.0, 10620.0]
HV 20A | HV 20A | 20 | 0 | [10.0, 1.3, 0.3, 0.155, 0.1, 0.0555, 0.023, 0.01] | [10.0, 1.3, 0.161, 0.1, 0.0611, 0.0399, 0.0141, 0.01] | 0 | [60.0, 70.0, 80.0, 87.0, 94.0, 110.0, 150.0, 216.0] | [120.0, 150.0, 200.0, 223.0, 260.0, 300.0, 450.0, 532.0]
HV 25A | HV 25A | 25 | 0 | [10.0, 2.512, 0.833, 0.299, 0.1, 0.0372, 0.0223, 0.01] | [10.0, 3.125, 0.597, 0.198, 0.1, 0.0378, 0.022, 0.01] | 0 | [75.0, 82.0, 90.0, 100.0, 124.0, 170.0, 200.0, 289.0] | [150.0, 170.0, 210.0, 250.0, 294.0, 400.0, 500.0, 711.0]
HV 31.5A | HV 31.5A | 31.5 | 0 | [10.0, 2.34, 0.722, 0.181, 0.1, 0.055, 0.0296, 0.01] | [10.0, 2.84, 0.368, 0.164, 0.1, 0.0621, 0.0378, 0.0195, 0.01] | 0 | [95.0, 110.0, 125.0, 150.0, 165.0, 200.0, 250.0, 390.0] | [189.0, 220.0, 300.0, 350.0, 393.0, 450.0, 530.0, 700.0, 960.0]
HV 40A | HV 40A | 40 | 0 | [10.0, 1.3, 0.161, 0.1, 0.0611, 0.0399, 0.0141, 0.01] | [10.0, 2.05, 0.369, 0.198, 0.1, 0.051, 0.0298, 0.01] | 0 | [120.0, 150.0, 200.0, 223.0, 260.0, 300.0, 450.0, 532.0] | [240.0, 300.0, 400.0, 450.0, 530.0, 650.0, 800.0, 1311.0]
HV 50A | HV 50A | 50 | 0 | [10.0, 3.215, 0.597, 0.198, 0.1, 0.0378, 0.022, 0.01] | [10.0, 3.64, 0.854, 0.281, 0.1, 0.0531, 0.022, 0.01] | 0 | [150.0, 170.0, 210.0, 250.0, 294.0, 400.0, 500.0, 711.0] | [300.0, 350.0, 450.0, 550.0, 700.0, 850.0, 1200.0, 1752.0]
HV 6.3A | HV 6.3A | 6.3 | 0 | [10.0, 1.39, 0.344, 0.168, 0.1, 0.056, 0.0263, 0.01] | [10.0, 1.711, 0.516, 0.198, 0.1, 0.0634, 0.0303, 0.01] | 0 | [19.0, 19.5, 20.4, 20.8, 22.0, 25.0, 32.0, 48.0] | [38.0, 40.0, 43.0, 48.0, 53.0, 60.0, 75.0, 118.0]
HV 63A | HV 63A | 63 | 0 | [10.0, 2.84, 0.368, 0.164, 0.1, 0.0621, 0.0378, 0.0195, 0.01] | [10.0, 1.82, 0.344, 0.1, 0.0467, 0.0269, 0.01] | 0 | [189.0, 220.0, 300.0, 350.0, 393.0, 450.0, 530.0, 700.0, 961.0] | [378.0, 500.0, 700.0, 934.0, 1200.0, 1500.0, 2366.0]
HV 80A | HV 80A | 80 | 0 | [10.0, 2.05, 0.369, 0.198, 0.1, 0.051, 0.0298, 0.01] | [10.0, 4.15, 1.03, 0.198, 0.1, 0.051, 0.0172, 0.01] | 0 | [240.0, 300.0, 400.0, 450.0, 530.0, 650.0, 800.0, 1311.0] | [480.0, 550.0, 700.0, 1000.0, 1260.0, 1600.0, 2500.0, 3227.0]
Siemens NH-1-100 | Siemens NH-1-100 | 100 | [5400.0, 2000.0, 400.0, 20.0, 1.0, 0.2, 0.012, 0.004] | 0 | 0 | [150.0, 190.0, 250.0, 430.0, 900.0, 1250.0, 2700.0, 3600.0] | 0 | 0
Siemens NH-1-125 | Siemens NH-1-125 | 125 | [4800.0, 120.0, 7.0, 0.1, 0.004] | 0 | 0 | [180.0, 400.0, 740.0, 2000.0, 4250.0] | 0 | 0
Siemens NH-1-16 | Siemens NH-1-16 | 16 | [4000.0, 400.0, 2.0, 0.1, 0.04, 0.01] | 0 | 0 | [26.0, 35.0, 75.0, 150.0, 200.0, 300.0] | 0 | 0
Siemens NH-1-160 | Siemens NH-1-160 | 160 | [4800.0, 120.0, 7.0, 0.1, 0.004] | 0 | 0 | [210.0, 500.0, 900.0, 2300.0, 5000.0] | 0 | 0
Siemens NH-1-25 | Siemens NH-1-25 | 25 | [4000.0, 1000.0, 10.0, 0.2, 0.02, 0.01] | 0 | 0 | [40.0, 50.0, 100.0, 210.0, 400.0, 500.0] | 0 | 0
Siemens NH-1-50 | Siemens NH-1-50 | 50 | [4000.0, 40.0, 4.0, 1.0, 0.02, 0.01] | 0 | 0 | [86.0, 200.0, 300.0, 400.0, 1000.0, 1280.0] | 0 | 0
Siemens NH-1-63 | Siemens NH-1-63 | 63 | [4000.0, 100.0, 10.0, 2.0, 0.04, 0.01] | 0 | 0 | [100.0, 200.0, 300.0, 400.0, 1000.0, 1500.0] | 0 | 0
Siemens NH-1-80 | Siemens NH-1-80 | 80 | [4800.0, 120.0, 7.0, 0.1, 0.01] | 0 | 0 | [150.58, 250.0, 450.0, 1150.0, 2470.0] | 0 | 0
Siemens NH-2-1000 | Siemens NH-2-1000 | 1000 | [4800.0, 120.0, 7.0, 0.1, 0.004] | 0 | 0 | [1900.0, 3500.0, 8400.0, 24000.0, 52000.0] | 0 | 0
Siemens NH-2-200 | Siemens NH-2-200 | 200 | [4800.0, 120.0, 7.0, 0.1, 0.004] | 0 | 0 | [280.0, 650.0, 1200.0, 3000.0, 7000.0] | 0 | 0
Siemens NH-2-224 | Siemens NH-2-224 | 224 | [4800.0, 120.0, 7.0, 0.2, 0.04, 0.004] | 0 | 0 | [400.0, 750.0, 1453.0, 3025.0, 4315.0, 7600.0] | 0 | 0
Siemens NH-2-250 | Siemens NH-2-250 | 250 | [4800.0, 120.0, 7.0, 0.1, 0.004] | 0 | 0 | [450.0, 800.0, 1650.0, 4000.0, 8500.0] | 0 | 0
Siemens NH-2-315 | Siemens NH-2-315 | 315 | [4800.0, 120.0, 7.0, 0.1, 0.004] | 0 | 0 | [550.0, 920.0, 1900.0, 5000.0, 11000.0] | 0 | 0
Siemens NH-2-355 | Siemens NH-2-355 | 355 | [4800.0, 120.0, 6.0, 0.1, 0.004] | 0 | 0 | [650.0, 1116.27, 2350.0, 5840.0, 12790.0] | 0 | 0
Siemens NH-2-400 | Siemens NH-2-400 | 400 | [4800.0, 120.0, 7.0, 0.1, 0.004] | 0 | 0 | [720.0, 1350.0, 2800.0, 6500.0, 15000.0] | 0 | 0
Siemens NH-2-425 | Siemens NH-2-425 | 425 | [4800.0, 120.0, 7.0, 0.1, 0.004] | 0 | 0 | [850.0, 1500.0, 3050.0, 7500.0, 16500.0] | 0 | 0
Siemens NH-2-630 | Siemens NH-2-630 | 630 | [4800.0, 120.0, 7.0, 0.1, 0.004] | 0 | 0 | [1200.0, 2000.0, 4800.0, 12000.0, 26000.0] | 0 | 0

## dtypes
| element | column | dtype
0 | bus | name | object
1 | bus | vn_kv | float64
2 | bus | type | object
3 | bus | zone | object
4 | bus | in_service | bool
5 | load | name | object
6 | load | bus | uint32
7 | load | p_mw | float64
8 | load | q_mvar | float64
9 | load | const_z_percent | float64
10 | load | const_i_percent | float64
11 | load | sn_mva | float64
12 | load | scaling | float64
13 | load | in_service | bool
14 | load | type | object
15 | ext_grid | name | object
16 | ext_grid | bus | uint32
17 | ext_grid | vm_pu | float64
18 | ext_grid | va_degree | float64
19 | ext_grid | slack_weight | float64
20 | ext_grid | in_service | bool
21 | line | name | object
22 | line | std_type | object
23 | line | from_bus | uint32
24 | line | to_bus | uint32
25 | line | length_km | float64
26 | line | r_ohm_per_km | float64
27 | line | x_ohm_per_km | float64
28 | line | c_nf_per_km | float64
29 | line | g_us_per_km | float64
30 | line | max_i_ka | float64
31 | line | df | float64
32 | line | parallel | uint32
33 | line | type | object
34 | line | in_service | bool
35 | trafo | name | object
36 | trafo | std_type | object
37 | trafo | hv_bus | uint32
38 | trafo | lv_bus | uint32
39 | trafo | sn_mva | float64
40 | trafo | vn_hv_kv | float64
41 | trafo | vn_lv_kv | float64
42 | trafo | vk_percent | float64
43 | trafo | vkr_percent | float64
44 | trafo | pfe_kw | float64
45 | trafo | i0_percent | float64
46 | trafo | shift_degree | float64
47 | trafo | tap_side | object
48 | trafo | tap_neutral | int32
49 | trafo | tap_min | int32
50 | trafo | tap_max | int32
51 | trafo | tap_step_percent | float64
52 | trafo | tap_step_degree | float64
53 | trafo | tap_pos | int32
54 | trafo | tap_phase_shifter | bool
55 | trafo | parallel | uint32
56 | trafo | df | float64
57 | trafo | in_service | bool
58 | line_geodata | coords | object
59 | bus_geodata | x | float64
60 | bus_geodata | y | float64
61 | bus_geodata | coords | object

## parameters
| version | format_version | converged | OPF_converged | name | f_hz | sn_mva
0 | 2.14.6 | 2.14.0 | FALSE | FALSE |  | 50 | 1