## bus
| name | vn_kv | type | zone | in_service
0 | bus_LV_3424-7_0_5_node_0 | 0.4 | n |  | TRUE
1 | bus_LV_3424-7_0_5_node_1 | 0.4 | n |  | TRUE
2 | bus_LV_3424-7_0_5_node_2 | 0.4 | n |  | TRUE
3 | bus_LV_3424-7_0_5_node_3 | 0.4 | n |  | TRUE
4 | bus_LV_3424-7_0_5_node_4 | 0.4 | n |  | TRUE
5 | bus_LV_3424-7_0_5_node_100 | 0.4 | n |  | TRUE
6 | bus_LV_3424-7_0_5_node_101 | 0.4 | n |  | TRUE
7 | bus_LV_3424-7_0_5_node_102 | 0.4 | n |  | TRUE
8 | bus_LV_3424-7_0_5_node_99 | 0.4 | n |  | TRUE
9 | bus_LV_3424-7_0_5_node_33 | 0.4 | n |  | TRUE
10 | bus_LV_3424-7_0_5_node_42 | 0.4 | n |  | TRUE
11 | bus_LV_3424-7_0_5_node_31 | 0.4 | n |  | TRUE
12 | bus_LV_3424-7_0_5_node_5 | 0.4 | n |  | TRUE
13 | bus_LV_3424-7_0_5_node_6 | 0.4 | n |  | TRUE
14 | bus_LV_3424-7_0_5_node_7 | 0.4 | n |  | TRUE
15 | bus_LV_3424-7_0_5_node_43 | 0.4 | n |  | TRUE
16 | bus_LV_3424-7_0_5_node_82 | 0.4 | n |  | TRUE
17 | bus_LV_3424-7_0_5_node_106 | 0.4 | n |  | TRUE
18 | bus_LV_3424-7_0_5_node_41 | 0.4 | n |  | TRUE
19 | bus_LV_3424-7_0_5_node_8 | 0.4 | n |  | TRUE
20 | bus_LV_3424-7_0_5_node_9 | 0.4 | n |  | TRUE
21 | bus_LV_3424-7_0_5_node_10 | 0.4 | n |  | TRUE
22 | bus_LV_3424-7_0_5_node_11 | 0.4 | n |  | TRUE
23 | bus_LV_3424-7_0_5_node_12 | 0.4 | n |  | TRUE
24 | bus_LV_3424-7_0_5_node_117 | 0.4 | n |  | TRUE
25 | bus_LV_3424-7_0_5_node_118 | 0.4 | n |  | TRUE
26 | bus_LV_3424-7_0_5_node_48 | 0.4 | n |  | TRUE
27 | bus_LV_3424-7_0_5_node_13 | 0.4 | n |  | TRUE
28 | bus_LV_3424-7_0_5_node_46 | 0.4 | n |  | TRUE
29 | bus_LV_3424-7_0_5_node_47 | 0.4 | n |  | TRUE
30 | bus_LV_3424-7_0_5_node_49 | 0.4 | n |  | TRUE
31 | bus_LV_3424-7_0_5_node_50 | 0.4 | n |  | TRUE
32 | bus_LV_3424-7_0_5_node_51 | 0.4 | n |  | TRUE
33 | bus_LV_3424-7_0_5_node_55 | 0.4 | n |  | TRUE
34 | bus_LV_3424-7_0_5_node_54 | 0.4 | n |  | TRUE
35 | bus_LV_3424-7_0_5_node_53 | 0.4 | n |  | TRUE
36 | bus_LV_3424-7_0_5_node_52 | 0.4 | n |  | TRUE
37 | bus_LV_3424-7_0_5_node_57 | 0.4 | n |  | TRUE
38 | bus_LV_3424-7_0_5_node_56 | 0.4 | n |  | TRUE
39 | bus_LV_3424-7_0_5_node_61 | 0.4 | n |  | TRUE
40 | bus_LV_3424-7_0_5_node_116 | 0.4 | n |  | TRUE
41 | bus_LV_3424-7_0_5_node_115 | 0.4 | n |  | TRUE
42 | bus_LV_3424-7_0_5_node_14 | 0.4 | n |  | TRUE
43 | bus_LV_3424-7_0_5_node_15 | 0.4 | n |  | TRUE
44 | bus_LV_3424-7_0_5_node_16 | 0.4 | n |  | TRUE
45 | bus_LV_3424-7_0_5_node_17 | 0.4 | n |  | TRUE
46 | bus_LV_3424-7_0_5_node_18 | 0.4 | n |  | TRUE
47 | bus_LV_3424-7_0_5_node_20 | 0.4 | n |  | TRUE
48 | bus_LV_3424-7_0_5_node_19 | 0.4 | n |  | TRUE
49 | bus_LV_3424-7_0_5_node_37 | 0.4 | n |  | TRUE
50 | bus_LV_3424-7_0_5_node_36 | 0.4 | n |  | TRUE
51 | bus_LV_3424-7_0_5_node_21 | 0.4 | n |  | TRUE
52 | bus_LV_3424-7_0_5_node_22 | 0.4 | n |  | TRUE
53 | bus_LV_3424-7_0_5_node_44 | 0.4 | n |  | TRUE
54 | bus_LV_3424-7_0_5_node_24 | 0.4 | n |  | TRUE
55 | bus_LV_3424-7_0_5_node_45 | 0.4 | n |  | TRUE
56 | bus_LV_3424-7_0_5_node_25 | 0.4 | n |  | TRUE
57 | bus_LV_3424-7_0_5_node_26 | 0.4 | n |  | TRUE
58 | bus_LV_3424-7_0_5_node_27 | 0.4 | n |  | TRUE
59 | bus_LV_3424-7_0_5_node_58 | 0.4 | n |  | TRUE
60 | bus_LV_3424-7_0_5_node_59 | 0.4 | n |  | TRUE
61 | bus_LV_3424-7_0_5_node_62 | 0.4 | n |  | TRUE
62 | bus_LV_3424-7_0_5_node_64 | 0.4 | n |  | TRUE
63 | bus_LV_3424-7_0_5_node_63 | 0.4 | n |  | TRUE
64 | bus_LV_3424-7_0_5_node_30 | 0.4 | n |  | TRUE
65 | bus_LV_3424-7_0_5_node_32 | 0.4 | n |  | TRUE
66 | bus_LV_3424-7_0_5_node_28 | 0.4 | n |  | TRUE
67 | bus_LV_3424-7_0_5_node_29 | 0.4 | n |  | TRUE
68 | bus_LV_3424-7_0_5_node_34 | 0.4 | n |  | TRUE
69 | bus_LV_3424-7_0_5_node_214 | 0.4 | n |  | TRUE
70 | bus_LV_3424-7_0_5_node_213 | 0.4 | n |  | TRUE
71 | bus_LV_3424-7_0_5_node_35 | 0.4 | n |  | TRUE
72 | bus_LV_3424-7_0_5_node_38 | 0.4 | n |  | TRUE
73 | bus_LV_3424-7_0_5_node_39 | 0.4 | n |  | TRUE
74 | bus_LV_3424-7_0_5_node_40 | 0.4 | n |  | TRUE
75 | bus_LV_3424-7_0_5_node_208 | 0.4 | n |  | TRUE
76 | bus_LV_3424-7_0_5_node_209 | 0.4 | n |  | TRUE
77 | bus_LV_3424-7_0_5_node_152 | 0.4 | n |  | TRUE
78 | bus_LV_3424-7_0_5_node_73 | 0.4 | n |  | TRUE
79 | bus_LV_3424-7_0_5_node_83 | 0.4 | n |  | TRUE
80 | bus_LV_3424-7_0_5_node_84 | 0.4 | n |  | TRUE
81 | bus_LV_3424-7_0_5_node_85 | 0.4 | n |  | TRUE
82 | bus_LV_3424-7_0_5_node_86 | 0.4 | n |  | TRUE
83 | bus_LV_3424-7_0_5_node_87 | 0.4 | n |  | TRUE
84 | bus_LV_3424-7_0_5_node_105 | 0.4 | n |  | TRUE
85 | bus_LV_3424-7_0_5_node_109 | 0.4 | n |  | TRUE
86 | bus_LV_3424-7_0_5_node_96 | 0.4 | n |  | TRUE
87 | bus_LV_3424-7_0_5_node_88 | 0.4 | n |  | TRUE
88 | bus_LV_3424-7_0_5_node_89 | 0.4 | n |  | TRUE
89 | bus_LV_3424-7_0_5_node_91 | 0.4 | n |  | TRUE
90 | bus_LV_3424-7_0_5_node_90 | 0.4 | n |  | TRUE
91 | bus_LV_3424-7_0_5_node_92 | 0.4 | n |  | TRUE
92 | bus_LV_3424-7_0_5_node_93 | 0.4 | n |  | TRUE
93 | bus_LV_3424-7_0_5_node_94 | 0.4 | n |  | TRUE
94 | bus_LV_3424-7_0_5_node_95 | 0.4 | n |  | TRUE
95 | bus_LV_3424-7_0_5_node_97 | 0.4 | n |  | TRUE
96 | bus_LV_3424-7_0_5_node_110 | 0.4 | n |  | TRUE
97 | bus_LV_3424-7_0_5_node_98 | 0.4 | n |  | TRUE
98 | bus_LV_3424-7_0_5_node_103 | 0.4 | n |  | TRUE
99 | bus_LV_3424-7_0_5_node_104 | 0.4 | n |  | TRUE
100 | bus_LV_3424-7_0_5_node_107 | 0.4 | n |  | TRUE
101 | bus_LV_3424-7_0_5_node_108 | 0.4 | n |  | TRUE
102 | bus_LV_3424-7_0_5_node_114 | 0.4 | n |  | TRUE
103 | bus_LV_3424-7_0_5_node_113 | 0.4 | n |  | TRUE
104 | bus_LV_3424-7_0_5_node_112 | 0.4 | n |  | TRUE
105 | bus_LV_3424-7_0_5_node_175 | 0.4 | n |  | TRUE
106 | bus_LV_3424-7_0_5_node_173 | 0.4 | n |  | TRUE
107 | bus_LV_3424-7_0_5_node_65 | 0.4 | n |  | TRUE
108 | bus_LV_3424-7_0_5_node_66 | 0.4 | n |  | TRUE
109 | bus_LV_3424-7_0_5_node_67 | 0.4 | n |  | TRUE
110 | bus_LV_3424-7_0_5_node_68 | 0.4 | n |  | TRUE
111 | bus_LV_3424-7_0_5_node_69 | 0.4 | n |  | TRUE
112 | bus_LV_3424-7_0_5_node_77 | 0.4 | n |  | TRUE
113 | bus_LV_3424-7_0_5_node_76 | 0.4 | n |  | TRUE
114 | bus_LV_3424-7_0_5_node_78 | 0.4 | n |  | TRUE
115 | bus_LV_3424-7_0_5_node_75 | 0.4 | n |  | TRUE
116 | bus_LV_3424-7_0_5_node_74 | 0.4 | n |  | TRUE
117 | bus_LV_3424-7_0_5_node_70 | 0.4 | n |  | TRUE
118 | bus_LV_3424-7_0_5_node_71 | 0.4 | n |  | TRUE
119 | bus_LV_3424-7_0_5_node_72 | 0.4 | n |  | TRUE
120 | bus_LV_3424-7_0_5_node_79 | 0.4 | n |  | TRUE
121 | bus_LV_3424-7_0_5_node_80 | 0.4 | n |  | TRUE
122 | bus_LV_3424-7_0_5_node_168 | 0.4 | n |  | TRUE
123 | bus_LV_3424-7_0_5_node_169 | 0.4 | n |  | TRUE
124 | bus_LV_3424-7_0_5_node_81 | 0.4 | n |  | TRUE
125 | bus_LV_3424-7_0_5_node_167 | 0.4 | n |  | TRUE
126 | bus_LV_3424-7_0_5_node_162 | 0.4 | n |  | TRUE
127 | bus_LV_3424-7_0_5_node_233 | 0.4 | n |  | TRUE
128 | bus_LV_3424-7_0_5_node_231 | 0.4 | n |  | TRUE
129 | bus_LV_3424-7_0_5_node_119 | 0.4 | n |  | TRUE
130 | bus_LV_3424-7_0_5_node_120 | 0.4 | n |  | TRUE
131 | bus_LV_3424-7_0_5_node_246 | 0.4 | n |  | TRUE
132 | bus_LV_3424-7_0_5_node_225 | 0.4 | n |  | TRUE
133 | bus_LV_3424-7_0_5_node_241 | 0.4 | n |  | TRUE
134 | bus_LV_3424-7_0_5_node_121 | 0.4 | n |  | TRUE
135 | bus_LV_3424-7_0_5_node_122 | 0.4 | n |  | TRUE
136 | bus_LV_3424-7_0_5_node_123 | 0.4 | n |  | TRUE
137 | bus_LV_3424-7_0_5_node_124 | 0.4 | n |  | TRUE
138 | bus_LV_3424-7_0_5_node_125 | 0.4 | n |  | TRUE
139 | bus_LV_3424-7_0_5_node_126 | 0.4 | n |  | TRUE
140 | bus_LV_3424-7_0_5_node_127 | 0.4 | n |  | TRUE
141 | bus_LV_3424-7_0_5_node_128 | 0.4 | n |  | TRUE
142 | bus_LV_3424-7_0_5_node_191 | 0.4 | n |  | TRUE
143 | bus_LV_3424-7_0_5_node_145 | 0.4 | n |  | TRUE
144 | bus_LV_3424-7_0_5_node_146 | 0.4 | n |  | TRUE
145 | bus_LV_3424-7_0_5_node_189 | 0.4 | n |  | TRUE
146 | bus_LV_3424-7_0_5_node_144 | 0.4 | n |  | TRUE
147 | bus_LV_3424-7_0_5_node_148 | 0.4 | n |  | TRUE
148 | bus_LV_3424-7_0_5_node_149 | 0.4 | n |  | TRUE
149 | bus_LV_3424-7_0_5_node_129 | 0.4 | n |  | TRUE
150 | bus_LV_3424-7_0_5_node_130 | 0.4 | n |  | TRUE
151 | bus_LV_3424-7_0_5_node_163 | 0.4 | n |  | TRUE
152 | bus_LV_3424-7_0_5_node_160 | 0.4 | n |  | TRUE
153 | bus_LV_3424-7_0_5_node_132 | 0.4 | n |  | TRUE
154 | bus_LV_3424-7_0_5_node_133 | 0.4 | n |  | TRUE
155 | bus_LV_3424-7_0_5_node_134 | 0.4 | n |  | TRUE
156 | bus_LV_3424-7_0_5_node_135 | 0.4 | n |  | TRUE
157 | bus_LV_3424-7_0_5_node_136 | 0.4 | n |  | TRUE
158 | bus_LV_3424-7_0_5_node_137 | 0.4 | n |  | TRUE
159 | bus_LV_3424-7_0_5_node_138 | 0.4 | n |  | TRUE
160 | bus_LV_3424-7_0_5_node_139 | 0.4 | n |  | TRUE
161 | bus_LV_3424-7_0_5_node_143 | 0.4 | n |  | TRUE
162 | bus_LV_3424-7_0_5_node_140 | 0.4 | n |  | TRUE
163 | bus_LV_3424-7_0_5_node_153 | 0.4 | n |  | TRUE
164 | bus_LV_3424-7_0_5_node_230 | 0.4 | n |  | TRUE
165 | bus_LV_3424-7_0_5_node_141 | 0.4 | n |  | TRUE
166 | bus_LV_3424-7_0_5_node_154 | 0.4 | n |  | TRUE
167 | bus_LV_3424-7_0_5_node_142 | 0.4 | n |  | TRUE
168 | bus_LV_3424-7_0_5_node_229 | 0.4 | n |  | TRUE
169 | bus_LV_3424-7_0_5_node_150 | 0.4 | n |  | TRUE
170 | bus_LV_3424-7_0_5_node_151 | 0.4 | n |  | TRUE
171 | bus_LV_3424-7_0_5_node_210 | 0.4 | n |  | TRUE
172 | bus_LV_3424-7_0_5_node_201 | 0.4 | n |  | TRUE
173 | bus_LV_3424-7_0_5_node_211 | 0.4 | n |  | TRUE
174 | bus_LV_3424-7_0_5_node_199 | 0.4 | n |  | TRUE
175 | bus_LV_3424-7_0_5_node_156 | 0.4 | n |  | TRUE
176 | bus_LV_3424-7_0_5_node_158 | 0.4 | n |  | TRUE
177 | bus_LV_3424-7_0_5_node_155 | 0.4 | n |  | TRUE
178 | bus_LV_3424-7_0_5_node_157 | 0.4 | n |  | TRUE
179 | bus_LV_3424-7_0_5_node_159 | 0.4 | n |  | TRUE
180 | bus_LV_3424-7_0_5_node_161 | 0.4 | n |  | TRUE
181 | bus_LV_3424-7_0_5_node_164 | 0.4 | n |  | TRUE
182 | bus_LV_3424-7_0_5_node_165 | 0.4 | n |  | TRUE
183 | bus_LV_3424-7_0_5_node_166 | 0.4 | n |  | TRUE
184 | bus_LV_3424-7_0_5_node_170 | 0.4 | n |  | TRUE
185 | bus_LV_3424-7_0_5_node_171 | 0.4 | n |  | TRUE
186 | bus_LV_3424-7_0_5_node_174 | 0.4 | n |  | TRUE
187 | bus_LV_3424-7_0_5_node_176 | 0.4 | n |  | TRUE
188 | bus_LV_3424-7_0_5_node_177 | 0.4 | n |  | TRUE
189 | bus_LV_3424-7_0_5_node_178 | 0.4 | n |  | TRUE
190 | bus_LV_3424-7_0_5_node_179 | 0.4 | n |  | TRUE
191 | bus_LV_3424-7_0_5_node_180 | 0.4 | n |  | TRUE
192 | bus_LV_3424-7_0_5_node_212 | 0.4 | n |  | TRUE
193 | bus_LV_3424-7_0_5_node_206 | 0.4 | n |  | TRUE
194 | bus_LV_3424-7_0_5_node_184 | 0.4 | n |  | TRUE
195 | bus_LV_3424-7_0_5_node_181 | 0.4 | n |  | TRUE
196 | bus_LV_3424-7_0_5_node_207 | 0.4 | n |  | TRUE
197 | bus_LV_3424-7_0_5_node_204 | 0.4 | n |  | TRUE
198 | bus_LV_3424-7_0_5_node_186 | 0.4 | n |  | TRUE
199 | bus_LV_3424-7_0_5_node_182 | 0.4 | n |  | TRUE
200 | bus_LV_3424-7_0_5_node_183 | 0.4 | n |  | TRUE
201 | bus_LV_3424-7_0_5_node_185 | 0.4 | n |  | TRUE
202 | bus_LV_3424-7_0_5_node_224 | 0.4 | n |  | TRUE
203 | bus_LV_3424-7_0_5_node_187 | 0.4 | n |  | TRUE
204 | bus_LV_3424-7_0_5_node_188 | 0.4 | n |  | TRUE
205 | bus_LV_3424-7_0_5_node_190 | 0.4 | n |  | TRUE
206 | bus_LV_3424-7_0_5_node_192 | 0.4 | n |  | TRUE
207 | bus_LV_3424-7_0_5_node_194 | 0.4 | n |  | TRUE
208 | bus_LV_3424-7_0_5_node_195 | 0.4 | n |  | TRUE
209 | bus_LV_3424-7_0_5_node_223 | 0.4 | n |  | TRUE
210 | bus_LV_3424-7_0_5_node_245 | 0.4 | n |  | TRUE
211 | bus_LV_3424-7_0_5_node_222 | 0.4 | n |  | TRUE
212 | bus_LV_3424-7_0_5_node_244 | 0.4 | n |  | TRUE
213 | bus_LV_3424-7_0_5_node_196 | 0.4 | n |  | TRUE
214 | bus_LV_3424-7_0_5_node_197 | 0.4 | n |  | TRUE
215 | bus_LV_3424-7_0_5_node_198 | 0.4 | n |  | TRUE
216 | bus_LV_3424-7_0_5_node_200 | 0.4 | n |  | TRUE
217 | bus_LV_3424-7_0_5_node_202 | 0.4 | n |  | TRUE
218 | bus_LV_3424-7_0_5_node_216 | 0.4 | n |  | TRUE
219 | bus_LV_3424-7_0_5_node_217 | 0.4 | n |  | TRUE
220 | bus_LV_3424-7_0_5_node_203 | 0.4 | n |  | TRUE
221 | bus_LV_3424-7_0_5_node_205 | 0.4 | n |  | TRUE
222 | bus_LV_3424-7_0_5_node_220 | 0.4 | n |  | TRUE
223 | bus_LV_3424-7_0_5_node_219 | 0.4 | n |  | TRUE
224 | bus_LV_3424-7_0_5_node_215 | 0.4 | n |  | TRUE
225 | bus_LV_3424-7_0_5_node_218 | 0.4 | n |  | TRUE
226 | bus_LV_3424-7_0_5_node_221 | 0.4 | n |  | TRUE
227 | bus_LV_3424-7_0_5_node_226 | 0.4 | n |  | TRUE
228 | bus_LV_3424-7_0_5_node_227 | 0.4 | n |  | TRUE
229 | bus_LV_3424-7_0_5_node_228 | 0.4 | n |  | TRUE
230 | bus_LV_3424-7_0_5_node_232 | 0.4 | n |  | TRUE
231 | bus_LV_3424-7_0_5_node_234 | 0.4 | n |  | TRUE
232 | bus_LV_3424-7_0_5_node_235 | 0.4 | n |  | TRUE
233 | bus_LV_3424-7_0_5_node_236 | 0.4 | n |  | TRUE
234 | bus_LV_3424-7_0_5_node_247 | 0.4 | n |  | TRUE
235 | bus_LV_3424-7_0_5_node_237 | 0.4 | n |  | TRUE
236 | bus_LV_3424-7_0_5_node_248 | 0.4 | n |  | TRUE
237 | bus_LV_3424-7_0_5_node_238 | 0.4 | n |  | TRUE
238 | bus_LV_3424-7_0_5_node_239 | 0.4 | n |  | TRUE
239 | bus_LV_3424-7_0_5_node_240 | 0.4 | n |  | TRUE
240 | bus_LV_3424-7_0_5_node_242 | 0.4 | n |  | TRUE
241 | bus_LV_3424-7_0_5_node_243 | 0.4 | n |  | TRUE
242 | bus_LV_3424-7_0_5_node_249 | 0.4 | n |  | TRUE
243 | bus_LV_3424-7_0_5_node_250 | 0.4 | n |  | TRUE
244 | bus_LV_3424-7_0_5_node_251 | 0.4 | n |  | TRUE
245 | bus_MV_409_0_node_173 | 20 | n |  | TRUE

## load
| name | bus | p_mw | q_mvar | const_z_percent | const_i_percent | sn_mva | scaling | in_service | type
0 | LV_3424-7_0_5_load_0 | 0 | 0.0035246 | 0.00088334 | 0 | 0 |  | 1 | TRUE | wye
1 | LV_3424-7_0_5_load_1 | 1 | 0.00072152 | 0.00018083 | 0 | 0 |  | 1 | TRUE | wye
2 | LV_3424-7_0_5_load_4 | 4 | 0.00029151 | 7.306e-05 | 0 | 0 |  | 1 | TRUE | wye
3 | LV_3424-7_0_5_load_101 | 6 | 0.0003351 | 8.3985e-05 | 0 | 0 |  | 1 | TRUE | wye
4 | LV_3424-7_0_5_load_102 | 7 | 0.0001985 | 4.9748e-05 | 0 | 0 |  | 1 | TRUE | wye
5 | LV_3424-7_0_5_load_99 | 8 | 0.00060047 | 0.00015049 | 0 | 0 |  | 1 | TRUE | wye
6 | LV_3424-7_0_5_load_42 | 10 | 0.0041502 | 0.0010401 | 0 | 0 |  | 1 | TRUE | wye
7 | LV_3424-7_0_5_load_31 | 11 | 0.00075821 | 0.00019002 | 0 | 0 |  | 1 | TRUE | wye
8 | LV_3424-7_0_5_load_5 | 12 | 0.0014941 | 0.00037445 | 0 | 0 |  | 1 | TRUE | wye
9 | LV_3424-7_0_5_load_6 | 13 | 0.00058276 | 0.00014605 | 0 | 0 |  | 1 | TRUE | wye
10 | LV_3424-7_0_5_load_82 | 16 | 0.002652 | 0.00066466 | 0 | 0 |  | 1 | TRUE | wye
11 | LV_3424-7_0_5_load_106 | 17 | 0.00056207 | 0.00014087 | 0 | 0 |  | 1 | TRUE | wye
12 | LV_3424-7_0_5_load_8 | 19 | 0.00023536 | 5.8987e-05 | 0 | 0 |  | 1 | TRUE | wye
13 | LV_3424-7_0_5_load_9 | 20 | 0.0016943 | 0.00042464 | 0 | 0 |  | 1 | TRUE | wye
14 | LV_3424-7_0_5_load_117 | 24 | 0.0029703 | 0.00074443 | 0 | 0 |  | 1 | TRUE | wye
15 | LV_3424-7_0_5_load_118 | 25 | 0.00027714 | 6.9457e-05 | 0 | 0 |  | 1 | TRUE | wye
16 | LV_3424-7_0_5_load_13 | 27 | 0.00094474 | 0.00023677 | 0 | 0 |  | 1 | TRUE | wye
17 | LV_3424-7_0_5_load_46 | 28 | 0.00020037 | 5.0217e-05 | 0 | 0 |  | 1 | TRUE | wye
18 | LV_3424-7_0_5_load_49 | 30 | 0.00012776 | 3.202e-05 | 0 | 0 |  | 1 | TRUE | wye
19 | LV_3424-7_0_5_load_51 | 32 | 0.00025016 | 6.2697e-05 | 0 | 0 |  | 1 | TRUE | wye
20 | LV_3424-7_0_5_load_54 | 34 | 0.00076903 | 0.00019274 | 0 | 0 |  | 1 | TRUE | wye
21 | LV_3424-7_0_5_load_53 | 35 | 0.00071751 | 0.00017983 | 0 | 0 |  | 1 | TRUE | wye
22 | LV_3424-7_0_5_load_52 | 36 | 0.00070093 | 0.00017567 | 0 | 0 |  | 1 | TRUE | wye
23 | LV_3424-7_0_5_load_57 | 37 | 0.00031508 | 7.8967e-05 | 0 | 0 |  | 1 | TRUE | wye
24 | LV_3424-7_0_5_load_56 | 38 | 0.00037611 | 9.4263e-05 | 0 | 0 |  | 1 | TRUE | wye
25 | LV_3424-7_0_5_load_116 | 40 | 0.0032283 | 0.00080909 | 0 | 0 |  | 1 | TRUE | wye
26 | LV_3424-7_0_5_load_115 | 41 | 0.010127 | 0.0025379 | 0 | 0 |  | 1 | TRUE | wye
27 | LV_3424-7_0_5_load_14 | 42 | 0.00032343 | 8.1059e-05 | 0 | 0 |  | 1 | TRUE | wye
28 | LV_3424-7_0_5_load_15 | 43 | 0.0019786 | 0.00049589 | 0 | 0 |  | 1 | TRUE | wye
29 | LV_3424-7_0_5_load_18 | 46 | 0.00088814 | 0.00022259 | 0 | 0 |  | 1 | TRUE | wye
30 | LV_3424-7_0_5_load_20 | 47 | 0.0005273 | 0.00013215 | 0 | 0 |  | 1 | TRUE | wye
31 | LV_3424-7_0_5_load_37 | 49 | 0.001301 | 0.00032606 | 0 | 0 |  | 1 | TRUE | wye
32 | LV_3424-7_0_5_load_36 | 50 | 0.0013707 | 0.00034353 | 0 | 0 |  | 1 | TRUE | wye
33 | LV_3424-7_0_5_load_21 | 51 | 0.0039302 | 0.000985 | 0 | 0 |  | 1 | TRUE | wye
34 | LV_3424-7_0_5_load_22 | 52 | 0.00030378 | 7.6135e-05 | 0 | 0 |  | 1 | TRUE | wye
35 | LV_3424-7_0_5_load_44 | 53 | 0.00076311 | 0.00019125 | 0 | 0 |  | 1 | TRUE | wye
36 | LV_3424-7_0_5_load_45 | 55 | 0.001165 | 0.00029197 | 0 | 0 |  | 1 | TRUE | wye
37 | LV_3424-7_0_5_load_26 | 57 | 0.00052417 | 0.00013137 | 0 | 0 |  | 1 | TRUE | wye
38 | LV_3424-7_0_5_load_27 | 58 | 0.003066 | 0.00076842 | 0 | 0 |  | 1 | TRUE | wye
39 | LV_3424-7_0_5_load_58 | 59 | 0.0019239 | 0.00048217 | 0 | 0 |  | 1 | TRUE | wye
40 | LV_3424-7_0_5_load_59 | 60 | 0.0010245 | 0.00025677 | 0 | 0 |  | 1 | TRUE | wye
41 | LV_3424-7_0_5_load_63 | 63 | 8.7044e-05 | 2.1815e-05 | 0 | 0 |  | 1 | TRUE | wye
42 | LV_3424-7_0_5_load_28 | 66 | 0.00053371 | 0.00013376 | 0 | 0 |  | 1 | TRUE | wye
43 | LV_3424-7_0_5_load_29 | 67 | 0.0010752 | 0.00026947 | 0 | 0 |  | 1 | TRUE | wye
44 | LV_3424-7_0_5_load_34 | 68 | 0.0043407 | 0.0010879 | 0 | 0 |  | 1 | TRUE | wye
45 | LV_3424-7_0_5_load_214 | 69 | 0.0026128 | 0.00065483 | 0 | 0 |  | 1 | TRUE | wye
46 | LV_3424-7_0_5_load_213 | 70 | 0.0011098 | 0.00027814 | 0 | 0 |  | 1 | TRUE | wye
47 | LV_3424-7_0_5_load_35 | 71 | 0.0014849 | 0.00037215 | 0 | 0 |  | 1 | TRUE | wye
48 | LV_3424-7_0_5_load_38 | 72 | 0.001301 | 0.00032607 | 0 | 0 |  | 1 | TRUE | wye
49 | LV_3424-7_0_5_load_39 | 73 | 0.00061925 | 0.0001552 | 0 | 0 |  | 1 | TRUE | wye
50 | LV_3424-7_0_5_load_40 | 74 | 0.00069837 | 0.00017503 | 0 | 0 |  | 1 | TRUE | wye
51 | LV_3424-7_0_5_load_209 | 76 | 0.0011945 | 0.00029938 | 0 | 0 |  | 1 | TRUE | wye
52 | LV_3424-7_0_5_load_73 | 78 | 0.003462 | 0.00086766 | 0 | 0 |  | 1 | TRUE | wye
53 | LV_3424-7_0_5_load_83 | 79 | 0.00038098 | 9.5482e-05 | 0 | 0 |  | 1 | TRUE | wye
54 | LV_3424-7_0_5_load_86 | 82 | 0.00038639 | 9.684e-05 | 0 | 0 |  | 1 | TRUE | wye
55 | LV_3424-7_0_5_load_96 | 86 | 0.00015377 | 3.8539e-05 | 0 | 0 |  | 1 | TRUE | wye
56 | LV_3424-7_0_5_load_88 | 87 | 0.00083979 | 0.00021047 | 0 | 0 |  | 1 | TRUE | wye
57 | LV_3424-7_0_5_load_91 | 89 | 0.00017603 | 4.4116e-05 | 0 | 0 |  | 1 | TRUE | wye
58 | LV_3424-7_0_5_load_92 | 91 | 0.00020715 | 5.1917e-05 | 0 | 0 |  | 1 | TRUE | wye
59 | LV_3424-7_0_5_load_93 | 92 | 0.00010813 | 2.71e-05 | 0 | 0 |  | 1 | TRUE | wye
60 | LV_3424-7_0_5_load_95 | 94 | 0.00012857 | 3.2223e-05 | 0 | 0 |  | 1 | TRUE | wye
61 | LV_3424-7_0_5_load_98 | 97 | 0.0002198 | 5.5087e-05 | 0 | 0 |  | 1 | TRUE | wye
62 | LV_3424-7_0_5_load_103 | 98 | 0.00021061 | 5.2785e-05 | 0 | 0 |  | 1 | TRUE | wye
63 | LV_3424-7_0_5_load_107 | 100 | 0.00030831 | 7.7271e-05 | 0 | 0 |  | 1 | TRUE | wye
64 | LV_3424-7_0_5_load_108 | 101 | 0.00086563 | 0.00021695 | 0 | 0 |  | 1 | TRUE | wye
65 | LV_3424-7_0_5_load_114 | 102 | 0.0001826 | 4.5764e-05 | 0 | 0 |  | 1 | TRUE | wye
66 | LV_3424-7_0_5_load_113 | 103 | 0.00035978 | 9.0169e-05 | 0 | 0 |  | 1 | TRUE | wye
67 | LV_3424-7_0_5_load_112 | 104 | 0.0010826 | 0.00027132 | 0 | 0 |  | 1 | TRUE | wye
68 | LV_3424-7_0_5_load_173 | 106 | 0.00034942 | 8.7573e-05 | 0 | 0 |  | 1 | TRUE | wye
69 | LV_3424-7_0_5_load_65 | 107 | 0.0010873 | 0.0002725 | 0 | 0 |  | 1 | TRUE | wye
70 | LV_3424-7_0_5_load_68 | 110 | 0.0044323 | 0.0011109 | 0 | 0 |  | 1 | TRUE | wye
71 | LV_3424-7_0_5_load_76 | 113 | 0.0003561 | 8.9247e-05 | 0 | 0 |  | 1 | TRUE | wye
72 | LV_3424-7_0_5_load_78 | 114 | 0.0031572 | 0.00079126 | 0 | 0 |  | 1 | TRUE | wye
73 | LV_3424-7_0_5_load_74 | 116 | 0.00010205 | 2.5577e-05 | 0 | 0 |  | 1 | TRUE | wye
74 | LV_3424-7_0_5_load_70 | 117 | 0.00010126 | 2.5378e-05 | 0 | 0 |  | 1 | TRUE | wye
75 | LV_3424-7_0_5_load_71 | 118 | 7.1633e-05 | 1.7953e-05 | 0 | 0 |  | 1 | TRUE | wye
76 | LV_3424-7_0_5_load_79 | 120 | 0.0063387 | 0.0015886 | 0 | 0 |  | 1 | TRUE | wye
77 | LV_3424-7_0_5_load_169 | 123 | 0.003715 | 0.00093106 | 0 | 0 |  | 1 | TRUE | wye
78 | LV_3424-7_0_5_load_81 | 124 | 0.0047861 | 0.0011995 | 0 | 0 |  | 1 | TRUE | wye
79 | LV_3424-7_0_5_load_167 | 125 | 0.010702 | 0.0026822 | 0 | 0 |  | 1 | TRUE | wye
80 | LV_3424-7_0_5_load_162 | 126 | 0.009726 | 0.0024376 | 0 | 0 |  | 1 | TRUE | wye
81 | LV_3424-7_0_5_load_233 | 127 | 0.0018445 | 0.00046229 | 0 | 0 |  | 1 | TRUE | wye
82 | LV_3424-7_0_5_load_231 | 128 | 0.00058876 | 0.00014756 | 0 | 0 |  | 1 | TRUE | wye
83 | LV_3424-7_0_5_load_119 | 129 | 0.00021509 | 5.3905e-05 | 0 | 0 |  | 1 | TRUE | wye
84 | LV_3424-7_0_5_load_246 | 131 | 0.0005057 | 0.00012674 | 0 | 0 |  | 1 | TRUE | wye
85 | LV_3424-7_0_5_load_225 | 132 | 0.00069667 | 0.0001746 | 0 | 0 |  | 1 | TRUE | wye
86 | LV_3424-7_0_5_load_241 | 133 | 0.00096454 | 0.00024174 | 0 | 0 |  | 1 | TRUE | wye
87 | LV_3424-7_0_5_load_121 | 134 | 0.018609 | 0.0046638 | 0 | 0 |  | 1 | TRUE | wye
88 | LV_3424-7_0_5_load_122 | 135 | 0.00073673 | 0.00018464 | 0 | 0 |  | 1 | TRUE | wye
89 | LV_3424-7_0_5_load_123 | 136 | 0.0013743 | 0.00034444 | 0 | 0 |  | 1 | TRUE | wye
90 | LV_3424-7_0_5_load_125 | 138 | 0.0012991 | 0.00032558 | 0 | 0 |  | 1 | TRUE | wye
91 | LV_3424-7_0_5_load_126 | 139 | 0.0014891 | 0.00037321 | 0 | 0 |  | 1 | TRUE | wye
92 | LV_3424-7_0_5_load_127 | 140 | 0.0010057 | 0.00025204 | 0 | 0 |  | 1 | TRUE | wye
93 | LV_3424-7_0_5_load_128 | 141 | 0.00090256 | 0.0002262 | 0 | 0 |  | 1 | TRUE | wye
94 | LV_3424-7_0_5_load_191 | 142 | 0.0014522 | 0.00036396 | 0 | 0 |  | 1 | TRUE | wye
95 | LV_3424-7_0_5_load_145 | 143 | 0.00042675 | 0.00010695 | 0 | 0 |  | 1 | TRUE | wye
96 | LV_3424-7_0_5_load_144 | 146 | 0.00092374 | 0.00023151 | 0 | 0 |  | 1 | TRUE | wye
97 | LV_3424-7_0_5_load_148 | 147 | 0.0052357 | 0.0013122 | 0 | 0 |  | 1 | TRUE | wye
98 | LV_3424-7_0_5_load_149 | 148 | 0.0022598 | 0.00056635 | 0 | 0 |  | 1 | TRUE | wye
99 | LV_3424-7_0_5_load_129 | 149 | 0.0026959 | 0.00067566 | 0 | 0 |  | 1 | TRUE | wye
100 | LV_3424-7_0_5_load_163 | 151 | 0.0036858 | 0.00092375 | 0 | 0 |  | 1 | TRUE | wye
101 | LV_3424-7_0_5_load_160 | 152 | 0.0044556 | 0.0011167 | 0 | 0 |  | 1 | TRUE | wye
102 | LV_3424-7_0_5_load_132 | 153 | 0.00049866 | 0.00012498 | 0 | 0 |  | 1 | TRUE | wye
103 | LV_3424-7_0_5_load_133 | 154 | 0.00032907 | 8.2473e-05 | 0 | 0 |  | 1 | TRUE | wye
104 | LV_3424-7_0_5_load_134 | 155 | 0.0017667 | 0.00044279 | 0 | 0 |  | 1 | TRUE | wye
105 | LV_3424-7_0_5_load_136 | 157 | 0.0029465 | 0.00073845 | 0 | 0 |  | 1 | TRUE | wye
106 | LV_3424-7_0_5_load_137 | 158 | 0.00073101 | 0.00018321 | 0 | 0 |  | 1 | TRUE | wye
107 | LV_3424-7_0_5_load_138 | 159 | 0.00030241 | 7.5792e-05 | 0 | 0 |  | 1 | TRUE | wye
108 | LV_3424-7_0_5_load_139 | 160 | 0.0023534 | 0.00058981 | 0 | 0 |  | 1 | TRUE | wye
109 | LV_3424-7_0_5_load_143 | 161 | 0.0010965 | 0.00027481 | 0 | 0 |  | 1 | TRUE | wye
110 | LV_3424-7_0_5_load_140 | 162 | 0.00096265 | 0.00024126 | 0 | 0 |  | 1 | TRUE | wye
111 | LV_3424-7_0_5_load_153 | 163 | 0.0025692 | 0.0006439 | 0 | 0 |  | 1 | TRUE | wye
112 | LV_3424-7_0_5_load_230 | 164 | 0.0038233 | 0.0009582 | 0 | 0 |  | 1 | TRUE | wye
113 | LV_3424-7_0_5_load_141 | 165 | 0.00049848 | 0.00012493 | 0 | 0 |  | 1 | TRUE | wye
114 | LV_3424-7_0_5_load_154 | 166 | 0.021754 | 0.0054521 | 0 | 0 |  | 1 | TRUE | wye
115 | LV_3424-7_0_5_load_142 | 167 | 0.00074459 | 0.00018661 | 0 | 0 |  | 1 | TRUE | wye
116 | LV_3424-7_0_5_load_229 | 168 | 0.00070812 | 0.00017747 | 0 | 0 |  | 1 | TRUE | wye
117 | LV_3424-7_0_5_load_150 | 169 | 0.00049662 | 0.00012447 | 0 | 0 |  | 1 | TRUE | wye
118 | LV_3424-7_0_5_load_151 | 170 | 0.0024895 | 0.00062393 | 0 | 0 |  | 1 | TRUE | wye
119 | LV_3424-7_0_5_load_210 | 171 | 0.0054307 | 0.0013611 | 0 | 0 |  | 1 | TRUE | wye
120 | LV_3424-7_0_5_load_201 | 172 | 0.0013342 | 0.00033439 | 0 | 0 |  | 1 | TRUE | wye
121 | LV_3424-7_0_5_load_211 | 173 | 0.0027752 | 0.00069554 | 0 | 0 |  | 1 | TRUE | wye
122 | LV_3424-7_0_5_load_158 | 176 | 0.007168 | 0.0017965 | 0 | 0 |  | 1 | TRUE | wye
123 | LV_3424-7_0_5_load_155 | 177 | 0.0050259 | 0.0012596 | 0 | 0 |  | 1 | TRUE | wye
124 | LV_3424-7_0_5_load_159 | 179 | 0.02586 | 0.006481 | 0 | 0 |  | 1 | TRUE | wye
125 | LV_3424-7_0_5_load_161 | 180 | 0.0064382 | 0.0016136 | 0 | 0 |  | 1 | TRUE | wye
126 | LV_3424-7_0_5_load_164 | 181 | 0.0033195 | 0.00083194 | 0 | 0 |  | 1 | TRUE | wye
127 | LV_3424-7_0_5_load_165 | 182 | 0.004599 | 0.0011526 | 0 | 0 |  | 1 | TRUE | wye
128 | LV_3424-7_0_5_load_166 | 183 | 0.0043892 | 0.0011 | 0 | 0 |  | 1 | TRUE | wye
129 | LV_3424-7_0_5_load_170 | 184 | 0.0023593 | 0.0005913 | 0 | 0 |  | 1 | TRUE | wye
130 | LV_3424-7_0_5_load_171 | 185 | 0.005712 | 0.0014316 | 0 | 0 |  | 1 | TRUE | wye
131 | LV_3424-7_0_5_load_177 | 188 | 0.001078 | 0.00027016 | 0 | 0 |  | 1 | TRUE | wye
132 | LV_3424-7_0_5_load_178 | 189 | 0.0039136 | 0.00098085 | 0 | 0 |  | 1 | TRUE | wye
133 | LV_3424-7_0_5_load_179 | 190 | 0.0044496 | 0.0011152 | 0 | 0 |  | 1 | TRUE | wye
134 | LV_3424-7_0_5_load_212 | 192 | 0.0026519 | 0.00066462 | 0 | 0 |  | 1 | TRUE | wye
135 | LV_3424-7_0_5_load_184 | 194 | 0.0012939 | 0.00032428 | 0 | 0 |  | 1 | TRUE | wye
136 | LV_3424-7_0_5_load_181 | 195 | 0.0011534 | 0.00028908 | 0 | 0 |  | 1 | TRUE | wye
137 | LV_3424-7_0_5_load_207 | 196 | 9.6946e-05 | 2.4297e-05 | 0 | 0 |  | 1 | TRUE | wye
138 | LV_3424-7_0_5_load_204 | 197 | 0.0033102 | 0.00082963 | 0 | 0 |  | 1 | TRUE | wye
139 | LV_3424-7_0_5_load_186 | 198 | 0.00077663 | 0.00019464 | 0 | 0 |  | 1 | TRUE | wye
140 | LV_3424-7_0_5_load_182 | 199 | 0.00078426 | 0.00019656 | 0 | 0 |  | 1 | TRUE | wye
141 | LV_3424-7_0_5_load_183 | 200 | 0.001027 | 0.00025739 | 0 | 0 |  | 1 | TRUE | wye
142 | LV_3424-7_0_5_load_185 | 201 | 0.00098951 | 0.00024799 | 0 | 0 |  | 1 | TRUE | wye
143 | LV_3424-7_0_5_load_224 | 202 | 0.0011546 | 0.00028937 | 0 | 0 |  | 1 | TRUE | wye
144 | LV_3424-7_0_5_load_187 | 203 | 0.0025327 | 0.00063476 | 0 | 0 |  | 1 | TRUE | wye
145 | LV_3424-7_0_5_load_188 | 204 | 0.00026631 | 6.6743e-05 | 0 | 0 |  | 1 | TRUE | wye
146 | LV_3424-7_0_5_load_192 | 206 | 0.00066087 | 0.00016563 | 0 | 0 |  | 1 | TRUE | wye
147 | LV_3424-7_0_5_load_194 | 207 | 0.00025744 | 6.452e-05 | 0 | 0 |  | 1 | TRUE | wye
148 | LV_3424-7_0_5_load_195 | 208 | 0.00097895 | 0.00024535 | 0 | 0 |  | 1 | TRUE | wye
149 | LV_3424-7_0_5_load_245 | 210 | 0.00028277 | 7.0869e-05 | 0 | 0 |  | 1 | TRUE | wye
150 | LV_3424-7_0_5_load_244 | 212 | 0.0012272 | 0.00030756 | 0 | 0 |  | 1 | TRUE | wye
151 | LV_3424-7_0_5_load_196 | 213 | 0.00094253 | 0.00023622 | 0 | 0 |  | 1 | TRUE | wye
152 | LV_3424-7_0_5_load_197 | 214 | 0.0046611 | 0.0011682 | 0 | 0 |  | 1 | TRUE | wye
153 | LV_3424-7_0_5_load_198 | 215 | 0.00032162 | 8.0605e-05 | 0 | 0 |  | 1 | TRUE | wye
154 | LV_3424-7_0_5_load_200 | 216 | 0.0010479 | 0.00026263 | 0 | 0 |  | 1 | TRUE | wye
155 | LV_3424-7_0_5_load_202 | 217 | 0.00091413 | 0.0002291 | 0 | 0 |  | 1 | TRUE | wye
156 | LV_3424-7_0_5_load_216 | 218 | 0.00072421 | 0.0001815 | 0 | 0 |  | 1 | TRUE | wye
157 | LV_3424-7_0_5_load_217 | 219 | 0.00084685 | 0.00021224 | 0 | 0 |  | 1 | TRUE | wye
158 | LV_3424-7_0_5_load_203 | 220 | 0.0043712 | 0.0010955 | 0 | 0 |  | 1 | TRUE | wye
159 | LV_3424-7_0_5_load_205 | 221 | 0.006439 | 0.0016138 | 0 | 0 |  | 1 | TRUE | wye
160 | LV_3424-7_0_5_load_220 | 222 | 0.00021409 | 5.3657e-05 | 0 | 0 |  | 1 | TRUE | wye
161 | LV_3424-7_0_5_load_219 | 223 | 0.00036603 | 9.1735e-05 | 0 | 0 |  | 1 | TRUE | wye
162 | LV_3424-7_0_5_load_215 | 224 | 0.00086523 | 0.00021685 | 0 | 0 |  | 1 | TRUE | wye
163 | LV_3424-7_0_5_load_218 | 225 | 0.00088981 | 0.00022301 | 0 | 0 |  | 1 | TRUE | wye
164 | LV_3424-7_0_5_load_221 | 226 | 0.00039531 | 9.9075e-05 | 0 | 0 |  | 1 | TRUE | wye
165 | LV_3424-7_0_5_load_226 | 227 | 0.00063277 | 0.00015859 | 0 | 0 |  | 1 | TRUE | wye
166 | LV_3424-7_0_5_load_227 | 228 | 0.0015241 | 0.00038198 | 0 | 0 |  | 1 | TRUE | wye
167 | LV_3424-7_0_5_load_228 | 229 | 0.0026632 | 0.00066747 | 0 | 0 |  | 1 | TRUE | wye
168 | LV_3424-7_0_5_load_232 | 230 | 0.0007467 | 0.00018714 | 0 | 0 |  | 1 | TRUE | wye
169 | LV_3424-7_0_5_load_234 | 231 | 0.0015939 | 0.00039948 | 0 | 0 |  | 1 | TRUE | wye
170 | LV_3424-7_0_5_load_235 | 232 | 0.0011431 | 0.00028649 | 0 | 0 |  | 1 | TRUE | wye
171 | LV_3424-7_0_5_load_236 | 233 | 0.0012956 | 0.00032472 | 0 | 0 |  | 1 | TRUE | wye
172 | LV_3424-7_0_5_load_247 | 234 | 0.00085223 | 0.00021359 | 0 | 0 |  | 1 | TRUE | wye
173 | LV_3424-7_0_5_load_237 | 235 | 0.0015364 | 0.00038506 | 0 | 0 |  | 1 | TRUE | wye
174 | LV_3424-7_0_5_load_248 | 236 | 0.001548 | 0.00038797 | 0 | 0 |  | 1 | TRUE | wye
175 | LV_3424-7_0_5_load_238 | 237 | 0.0012492 | 0.00031309 | 0 | 0 |  | 1 | TRUE | wye
176 | LV_3424-7_0_5_load_240 | 239 | 0.001361 | 0.0003411 | 0 | 0 |  | 1 | TRUE | wye
177 | LV_3424-7_0_5_load_242 | 240 | 0.00082764 | 0.00020743 | 0 | 0 |  | 1 | TRUE | wye
178 | LV_3424-7_0_5_load_243 | 241 | 0.0011663 | 0.00029229 | 0 | 0 |  | 1 | TRUE | wye
179 | LV_3424-7_0_5_load_249 | 242 | 0.00093744 | 0.00023494 | 0 | 0 |  | 1 | TRUE | wye
180 | LV_3424-7_0_5_load_250 | 243 | 0.00098105 | 0.00024587 | 0 | 0 |  | 1 | TRUE | wye
181 | LV_3424-7_0_5_load_251 | 244 | 0.0017873 | 0.00044794 | 0 | 0 |  | 1 | TRUE | wye

## ext_grid
| name | bus | vm_pu | va_degree | slack_weight | in_service
0 |  | 141 | 1 | 0 | 1 | TRUE

## line
| name | std_type | from_bus | to_bus | length_km | r_ohm_per_km | x_ohm_per_km | c_nf_per_km | g_us_per_km | max_i_ka | df | parallel | type | in_service
0 | LV_3424-7_0_5_line_0 |  | 0 | 1 | 0.031401 | 0.125 | 0.08 | 261 | 0 | 0.364 | 1 | 1 | cs | TRUE
1 | LV_3424-7_0_5_line_1 |  | 0 | 2 | 0.012513 | 0.125 | 0.08 | 261 | 0 | 0.364 | 1 | 1 | cs | TRUE
2 | LV_3424-7_0_5_line_2 |  | 1 | 3 | 0.014017 | 0.125 | 0.08 | 261 | 0 | 0.364 | 1 | 1 | cs | TRUE
3 | LV_3424-7_0_5_line_3 |  | 2 | 4 | 0.034676 | 0.125 | 0.08 | 261 | 0 | 0.364 | 1 | 1 | cs | TRUE
4 | LV_3424-7_0_5_line_4 |  | 3 | 12 | 0.041268 | 0.125 | 0.08 | 261 | 0 | 0.364 | 1 | 1 | cs | TRUE
5 | LV_3424-7_0_5_line_5 |  | 3 | 13 | 0.0074427 | 0.125 | 0.08 | 261 | 0 | 0.364 | 1 | 1 | cs | TRUE
6 | LV_3424-7_0_5_line_6 |  | 5 | 6 | 0.019161 | 0.125 | 0.08 | 261 | 0 | 0.364 | 1 | 1 | cs | TRUE
7 | LV_3424-7_0_5_line_7 |  | 5 | 7 | 0.030719 | 0.125 | 0.08 | 261 | 0 | 0.364 | 1 | 1 | cs | TRUE
8 | LV_3424-7_0_5_line_8 |  | 5 | 8 | 0.030429 | 0.125 | 0.08 | 261 | 0 | 0.364 | 1 | 1 | cs | TRUE
9 | LV_3424-7_0_5_line_9 |  | 6 | 14 | 0.38319 | 0.125 | 0.08 | 261 | 0 | 0.364 | 1 | 1 | cs | TRUE
10 | LV_3424-7_0_5_line_10 |  | 7 | 95 | 0.056514 | 0.125 | 0.08 | 261 | 0 | 0.364 | 1 | 1 | cs | TRUE
11 | LV_3424-7_0_5_line_11 |  | 8 | 97 | 0.038964 | 0.125 | 0.08 | 261 | 0 | 0.364 | 1 | 1 | cs | TRUE
12 | LV_3424-7_0_5_line_12 |  | 9 | 10 | 0.060456 | 0.125 | 0.08 | 261 | 0 | 0.364 | 1 | 1 | cs | TRUE
13 | LV_3424-7_0_5_line_13 |  | 9 | 11 | 0.03705 | 0.125 | 0.08 | 261 | 0 | 0.364 | 1 | 1 | cs | TRUE
14 | LV_3424-7_0_5_line_14 |  | 11 | 67 | 0.029808 | 0.125 | 0.08 | 261 | 0 | 0.364 | 1 | 1 | cs | TRUE
15 | LV_3424-7_0_5_line_15 |  | 12 | 14 | 0.022453 | 0.125 | 0.08 | 261 | 0 | 0.364 | 1 | 1 | cs | TRUE
16 | LV_3424-7_0_5_line_16 |  | 15 | 16 | 0.063768 | 0.125 | 0.08 | 261 | 0 | 0.364 | 1 | 4 | cs | TRUE
17 | LV_3424-7_0_5_line_17 |  | 15 | 17 | 0.21666 | 0.125 | 0.08 | 261 | 0 | 0.364 | 1 | 4 | cs | TRUE
18 | LV_3424-7_0_5_line_18 |  | 15 | 18 | 0.072613 | 0.125 | 0.08 | 261 | 0 | 0.364 | 1 | 4 | cs | TRUE
19 | LV_3424-7_0_5_line_19 |  | 16 | 78 | 0.16095 | 0.125 | 0.08 | 261 | 0 | 0.364 | 1 | 4 | cs | TRUE
20 | LV_3424-7_0_5_line_20 |  | 17 | 99 | 0.021996 | 0.125 | 0.08 | 261 | 0 | 0.364 | 1 | 4 | cs | TRUE
21 | LV_3424-7_0_5_line_21 |  | 18 | 48 | 0.030939 | 0.125 | 0.08 | 261 | 0 | 0.364 | 1 | 4 | cs | TRUE
22 | LV_3424-7_0_5_line_22 |  | 19 | 20 | 0.015273 | 0.125 | 0.08 | 261 | 0 | 0.364 | 1 | 1 | cs | TRUE
23 | LV_3424-7_0_5_line_23 |  | 19 | 21 | 0.0050887 | 0.125 | 0.08 | 261 | 0 | 0.364 | 1 | 1 | cs | TRUE
24 | LV_3424-7_0_5_line_24 |  | 20 | 22 | 0.020335 | 0.125 | 0.08 | 261 | 0 | 0.364 | 1 | 1 | cs | TRUE
25 | LV_3424-7_0_5_line_25 |  | 21 | 23 | 0.027251 | 0.125 | 0.08 | 261 | 0 | 0.364 | 1 | 1 | cs | TRUE
26 | LV_3424-7_0_5_line_26 |  | 22 | 26 | 0.1801 | 0.125 | 0.08 | 261 | 0 | 0.364 | 1 | 1 | cs | TRUE
27 | LV_3424-7_0_5_line_27 |  | 22 | 24 | 0.10803 | 0.125 | 0.08 | 261 | 0 | 0.364 | 1 | 1 | cs | TRUE
28 | LV_3424-7_0_5_line_28 |  | 23 | 27 | 0.0031526 | 0.125 | 0.08 | 261 | 0 | 0.364 | 1 | 1 | cs | TRUE
29 | LV_3424-7_0_5_line_29 |  | 24 | 25 | 0.018896 | 0.125 | 0.08 | 261 | 0 | 0.364 | 1 | 1 | cs | TRUE
30 | LV_3424-7_0_5_line_30 |  | 25 | 129 | 0.020817 | 0.125 | 0.08 | 261 | 0 | 0.364 | 1 | 1 | cs | TRUE
31 | LV_3424-7_0_5_line_31 |  | 26 | 32 | 0.014211 | 0.125 | 0.08 | 261 | 0 | 0.364 | 1 | 1 | cs | TRUE
32 | LV_3424-7_0_5_line_32 |  | 26 | 28 | 0.066102 | 0.125 | 0.08 | 261 | 0 | 0.364 | 1 | 1 | cs | TRUE
33 | LV_3424-7_0_5_line_33 |  | 27 | 40 | 0.42655 | 0.125 | 0.08 | 261 | 0 | 0.364 | 1 | 1 | cs | TRUE
34 | LV_3424-7_0_5_line_34 |  | 28 | 29 | 0.010056 | 0.125 | 0.08 | 261 | 0 | 0.364 | 1 | 1 | cs | TRUE
35 | LV_3424-7_0_5_line_35 |  | 29 | 30 | 0.026056 | 0.125 | 0.08 | 261 | 0 | 0.364 | 1 | 1 | cs | TRUE
36 | LV_3424-7_0_5_line_36 |  | 29 | 31 | 0.065609 | 0.125 | 0.08 | 261 | 0 | 0.364 | 1 | 1 | cs | TRUE
37 | LV_3424-7_0_5_line_37 |  | 31 | 33 | 0.035879 | 0.125 | 0.08 | 261 | 0 | 0.364 | 1 | 1 | cs | TRUE
38 | LV_3424-7_0_5_line_38 |  | 31 | 34 | 0.020147 | 0.125 | 0.08 | 261 | 0 | 0.364 | 1 | 1 | cs | TRUE
39 | LV_3424-7_0_5_line_39 |  | 33 | 37 | 0.011174 | 0.125 | 0.08 | 261 | 0 | 0.364 | 1 | 1 | cs | TRUE
40 | LV_3424-7_0_5_line_40 |  | 34 | 35 | 0.016917 | 0.125 | 0.08 | 261 | 0 | 0.364 | 1 | 1 | cs | TRUE
41 | LV_3424-7_0_5_line_41 |  | 35 | 36 | 0.0308 | 0.125 | 0.08 | 261 | 0 | 0.364 | 1 | 1 | cs | TRUE
42 | LV_3424-7_0_5_line_42 |  | 37 | 39 | 0.16107 | 0.125 | 0.08 | 261 | 0 | 0.364 | 1 | 1 | cs | TRUE
43 | LV_3424-7_0_5_line_43 |  | 37 | 38 | 0.012734 | 0.125 | 0.08 | 261 | 0 | 0.364 | 1 | 1 | cs | TRUE
44 | LV_3424-7_0_5_line_44 |  | 39 | 61 | 0.072697 | 0.125 | 0.08 | 261 | 0 | 0.364 | 1 | 1 | cs | TRUE
45 | LV_3424-7_0_5_line_45 |  | 39 | 60 | 0.023756 | 0.125 | 0.08 | 261 | 0 | 0.364 | 1 | 1 | cs | TRUE
46 | LV_3424-7_0_5_line_46 |  | 40 | 41 | 0.021247 | 0.125 | 0.08 | 261 | 0 | 0.364 | 1 | 1 | cs | TRUE
47 | LV_3424-7_0_5_line_47 |  | 42 | 43 | 0.028987 | 0.125 | 0.08 | 261 | 0 | 0.364 | 1 | 4 | cs | TRUE
48 | LV_3424-7_0_5_line_48 |  | 42 | 44 | 0.0060214 | 0.125 | 0.08 | 261 | 0 | 0.364 | 1 | 4 | cs | TRUE
49 | LV_3424-7_0_5_line_49 |  | 43 | 45 | 0.012455 | 0.125 | 0.08 | 261 | 0 | 0.364 | 1 | 3 | cs | TRUE
50 | LV_3424-7_0_5_line_50 |  | 44 | 46 | 0.034423 | 0.125 | 0.08 | 261 | 0 | 0.364 | 1 | 4 | cs | TRUE
51 | LV_3424-7_0_5_line_51 |  | 45 | 47 | 0.003551 | 0.125 | 0.08 | 261 | 0 | 0.364 | 1 | 1 | cs | TRUE
52 | LV_3424-7_0_5_line_52 |  | 46 | 48 | 0.012758 | 0.125 | 0.08 | 261 | 0 | 0.364 | 1 | 4 | cs | TRUE
53 | LV_3424-7_0_5_line_53 |  | 47 | 49 | 0.012234 | 0.125 | 0.08 | 261 | 0 | 0.364 | 1 | 1 | cs | TRUE
54 | LV_3424-7_0_5_line_54 |  | 49 | 50 | 0.0066774 | 0.125 | 0.08 | 261 | 0 | 0.364 | 1 | 1 | cs | TRUE
55 | LV_3424-7_0_5_line_55 |  | 51 | 52 | 0.022589 | 0.125 | 0.08 | 261 | 0 | 0.364 | 1 | 1 | cs | TRUE
56 | LV_3424-7_0_5_line_56 |  | 51 | 53 | 0.19292 | 0.125 | 0.08 | 261 | 0 | 0.364 | 1 | 1 | cs | TRUE
57 | LV_3424-7_0_5_line_57 |  | 52 | 54 | 0.018354 | 0.125 | 0.08 | 261 | 0 | 0.364 | 1 | 1 | cs | TRUE
58 | LV_3424-7_0_5_line_58 |  | 53 | 55 | 0.039118 | 0.125 | 0.08 | 261 | 0 | 0.364 | 1 | 2 | cs | TRUE
59 | LV_3424-7_0_5_line_59 |  | 54 | 56 | 0.011423 | 0.125 | 0.08 | 261 | 0 | 0.364 | 1 | 1 | cs | TRUE
60 | LV_3424-7_0_5_line_60 |  | 54 | 57 | 0.025021 | 0.125 | 0.08 | 261 | 0 | 0.364 | 1 | 1 | cs | TRUE
61 | LV_3424-7_0_5_line_61 |  | 55 | 105 | 0.020099 | 0.125 | 0.08 | 261 | 0 | 0.364 | 1 | 4 | cs | TRUE
62 | LV_3424-7_0_5_line_62 |  | 56 | 58 | 0.027359 | 0.125 | 0.08 | 261 | 0 | 0.364 | 1 | 1 | cs | TRUE
63 | LV_3424-7_0_5_line_63 |  | 58 | 64 | 0.04645 | 0.125 | 0.08 | 261 | 0 | 0.364 | 1 | 1 | cs | TRUE
64 | LV_3424-7_0_5_line_64 |  | 59 | 60 | 0.0026083 | 0.125 | 0.08 | 261 | 0 | 0.364 | 1 | 1 | cs | TRUE
65 | LV_3424-7_0_5_line_65 |  | 61 | 62 | 0.038987 | 0.125 | 0.08 | 261 | 0 | 0.364 | 1 | 1 | cs | TRUE
66 | LV_3424-7_0_5_line_66 |  | 62 | 63 | 0.027149 | 0.125 | 0.08 | 261 | 0 | 0.364 | 1 | 1 | cs | TRUE
67 | LV_3424-7_0_5_line_67 |  | 64 | 65 | 0.031088 | 0.125 | 0.08 | 261 | 0 | 0.364 | 1 | 1 | cs | TRUE
68 | LV_3424-7_0_5_line_68 |  | 64 | 66 | 0.0080771 | 0.125 | 0.08 | 261 | 0 | 0.364 | 1 | 1 | cs | TRUE
69 | LV_3424-7_0_5_line_69 |  | 65 | 68 | 0.020167 | 0.125 | 0.08 | 261 | 0 | 0.364 | 1 | 1 | cs | TRUE
70 | LV_3424-7_0_5_line_70 |  | 66 | 67 | 0.019633 | 0.125 | 0.08 | 261 | 0 | 0.364 | 1 | 1 | cs | TRUE
71 | LV_3424-7_0_5_line_71 |  | 68 | 71 | 0.0052339 | 0.125 | 0.08 | 261 | 0 | 0.364 | 1 | 1 | cs | TRUE
72 | LV_3424-7_0_5_line_72 |  | 69 | 70 | 0.010635 | 0.125 | 0.08 | 261 | 0 | 0.364 | 1 | 1 | cs | TRUE
73 | LV_3424-7_0_5_line_73 |  | 70 | 201 | 0.0077251 | 0.125 | 0.08 | 261 | 0 | 0.364 | 1 | 1 | cs | TRUE
74 | LV_3424-7_0_5_line_74 |  | 72 | 73 | 0.012223 | 0.125 | 0.08 | 261 | 0 | 0.364 | 1 | 1 | cs | TRUE
75 | LV_3424-7_0_5_line_75 |  | 73 | 74 | 0.006081 | 0.125 | 0.08 | 261 | 0 | 0.364 | 1 | 1 | cs | TRUE
76 | LV_3424-7_0_5_line_76 |  | 74 | 75 | 0.031676 | 0.125 | 0.08 | 261 | 0 | 0.364 | 1 | 1 | cs | TRUE
77 | LV_3424-7_0_5_line_77 |  | 75 | 76 | 0.021949 | 0.125 | 0.08 | 261 | 0 | 0.364 | 1 | 1 | cs | TRUE
78 | LV_3424-7_0_5_line_78 |  | 75 | 77 | 0.030745 | 0.125 | 0.08 | 261 | 0 | 0.364 | 1 | 1 | cs | TRUE
79 | LV_3424-7_0_5_line_79 |  | 76 | 224 | 0.017211 | 0.125 | 0.08 | 261 | 0 | 0.364 | 1 | 1 | cs | TRUE
80 | LV_3424-7_0_5_line_80 |  | 77 | 172 | 0.019585 | 0.125 | 0.08 | 261 | 0 | 0.364 | 1 | 1 | cs | TRUE
81 | LV_3424-7_0_5_line_81 |  | 77 | 148 | 0.039827 | 0.125 | 0.08 | 261 | 0 | 0.364 | 1 | 1 | cs | TRUE
82 | LV_3424-7_0_5_line_82 |  | 78 | 118 | 0.018855 | 0.125 | 0.08 | 261 | 0 | 0.364 | 1 | 4 | cs | TRUE
83 | LV_3424-7_0_5_line_83 |  | 79 | 80 | 0.037515 | 0.125 | 0.08 | 261 | 0 | 0.364 | 1 | 1 | cs | TRUE
84 | LV_3424-7_0_5_line_84 |  | 80 | 81 | 0.057983 | 0.125 | 0.08 | 261 | 0 | 0.364 | 1 | 1 | cs | TRUE
85 | LV_3424-7_0_5_line_85 |  | 81 | 82 | 0.018741 | 0.125 | 0.08 | 261 | 0 | 0.364 | 1 | 1 | cs | TRUE
86 | LV_3424-7_0_5_line_86 |  | 81 | 83 | 0.006013 | 0.125 | 0.08 | 261 | 0 | 0.364 | 1 | 1 | cs | TRUE
87 | LV_3424-7_0_5_line_87 |  | 82 | 84 | 0.029396 | 0.125 | 0.08 | 261 | 0 | 0.364 | 1 | 1 | cs | TRUE
88 | LV_3424-7_0_5_line_88 |  | 83 | 85 | 0.067021 | 0.125 | 0.08 | 261 | 0 | 0.364 | 1 | 1 | cs | TRUE
89 | LV_3424-7_0_5_line_89 |  | 83 | 86 | 0.025889 | 0.125 | 0.08 | 261 | 0 | 0.364 | 1 | 1 | cs | TRUE
90 | LV_3424-7_0_5_line_90 |  | 84 | 100 | 0.021297 | 0.125 | 0.08 | 261 | 0 | 0.364 | 1 | 1 | cs | TRUE
91 | LV_3424-7_0_5_line_91 |  | 84 | 98 | 0.072409 | 0.125 | 0.08 | 261 | 0 | 0.364 | 1 | 2 | cs | TRUE
92 | LV_3424-7_0_5_line_92 |  | 85 | 102 | 0.011503 | 0.125 | 0.08 | 261 | 0 | 0.364 | 1 | 1 | cs | TRUE
93 | LV_3424-7_0_5_line_93 |  | 85 | 103 | 0.013611 | 0.125 | 0.08 | 261 | 0 | 0.364 | 1 | 1 | cs | TRUE
94 | LV_3424-7_0_5_line_94 |  | 86 | 93 | 0.040184 | 0.125 | 0.08 | 261 | 0 | 0.364 | 1 | 1 | cs | TRUE
95 | LV_3424-7_0_5_line_95 |  | 87 | 88 | 0.028648 | 0.125 | 0.08 | 261 | 0 | 0.364 | 1 | 1 | cs | TRUE
96 | LV_3424-7_0_5_line_96 |  | 88 | 89 | 0.011788 | 0.125 | 0.08 | 261 | 0 | 0.364 | 1 | 1 | cs | TRUE
97 | LV_3424-7_0_5_line_97 |  | 89 | 93 | 0.019553 | 0.125 | 0.08 | 261 | 0 | 0.364 | 1 | 1 | cs | TRUE
98 | LV_3424-7_0_5_line_98 |  | 90 | 91 | 0.0078924 | 0.125 | 0.08 | 261 | 0 | 0.364 | 1 | 1 | cs | TRUE
99 | LV_3424-7_0_5_line_99 |  | 90 | 92 | 0.014453 | 0.125 | 0.08 | 261 | 0 | 0.364 | 1 | 1 | cs | TRUE
100 | LV_3424-7_0_5_line_100 |  | 92 | 94 | 0.0014733 | 0.125 | 0.08 | 261 | 0 | 0.364 | 1 | 1 | cs | TRUE
101 | LV_3424-7_0_5_line_101 |  | 93 | 94 | 0.017307 | 0.125 | 0.08 | 261 | 0 | 0.364 | 1 | 1 | cs | TRUE
102 | LV_3424-7_0_5_line_102 |  | 95 | 96 | 0.005895 | 0.125 | 0.08 | 261 | 0 | 0.364 | 1 | 1 | cs | TRUE
103 | LV_3424-7_0_5_line_103 |  | 96 | 104 | 0.024356 | 0.125 | 0.08 | 261 | 0 | 0.364 | 1 | 1 | cs | TRUE
104 | LV_3424-7_0_5_line_104 |  | 98 | 99 | 0.022828 | 0.125 | 0.08 | 261 | 0 | 0.364 | 1 | 4 | cs | TRUE
105 | LV_3424-7_0_5_line_105 |  | 100 | 101 | 0.0063319 | 0.125 | 0.08 | 261 | 0 | 0.364 | 1 | 1 | cs | TRUE
106 | LV_3424-7_0_5_line_106 |  | 103 | 104 | 0.013395 | 0.125 | 0.08 | 261 | 0 | 0.364 | 1 | 1 | cs | TRUE
107 | LV_3424-7_0_5_line_107 |  | 105 | 106 | 0.063285 | 0.125 | 0.08 | 261 | 0 | 0.364 | 1 | 4 | cs | TRUE
108 | LV_3424-7_0_5_line_108 |  | 106 | 186 | 0.0038481 | 0.125 | 0.08 | 261 | 0 | 0.364 | 1 | 4 | cs | TRUE
109 | LV_3424-7_0_5_line_109 |  | 107 | 108 | 0.0038363 | 0.125 | 0.08 | 261 | 0 | 0.364 | 1 | 1 | cs | TRUE
110 | LV_3424-7_0_5_line_110 |  | 107 | 109 | 0.037521 | 0.125 | 0.08 | 261 | 0 | 0.364 | 1 | 1 | cs | TRUE
111 | LV_3424-7_0_5_line_111 |  | 108 | 110 | 0.046481 | 0.125 | 0.08 | 261 | 0 | 0.364 | 1 | 1 | cs | TRUE
112 | LV_3424-7_0_5_line_112 |  | 109 | 111 | 0.097455 | 0.125 | 0.08 | 261 | 0 | 0.364 | 1 | 1 | cs | TRUE
113 | LV_3424-7_0_5_line_113 |  | 111 | 112 | 0.27685 | 0.125 | 0.08 | 261 | 0 | 0.364 | 1 | 4 | cs | TRUE
114 | LV_3424-7_0_5_line_114 |  | 111 | 113 | 0.15171 | 0.125 | 0.08 | 261 | 0 | 0.364 | 1 | 4 | cs | TRUE
115 | LV_3424-7_0_5_line_115 |  | 112 | 114 | 0.015125 | 0.125 | 0.08 | 261 | 0 | 0.364 | 1 | 4 | cs | TRUE
116 | LV_3424-7_0_5_line_116 |  | 113 | 115 | 0.010514 | 0.125 | 0.08 | 261 | 0 | 0.364 | 1 | 4 | cs | TRUE
117 | LV_3424-7_0_5_line_117 |  | 114 | 120 | 0.0048923 | 0.125 | 0.08 | 261 | 0 | 0.364 | 1 | 4 | cs | TRUE
118 | LV_3424-7_0_5_line_118 |  | 115 | 116 | 0.030359 | 0.125 | 0.08 | 261 | 0 | 0.364 | 1 | 4 | cs | TRUE
119 | LV_3424-7_0_5_line_119 |  | 116 | 119 | 0.007163 | 0.125 | 0.08 | 261 | 0 | 0.364 | 1 | 4 | cs | TRUE
120 | LV_3424-7_0_5_line_120 |  | 117 | 118 | 0.0070644 | 0.125 | 0.08 | 261 | 0 | 0.364 | 1 | 4 | cs | TRUE
121 | LV_3424-7_0_5_line_121 |  | 117 | 119 | 0.0089005 | 0.125 | 0.08 | 261 | 0 | 0.364 | 1 | 4 | cs | TRUE
122 | LV_3424-7_0_5_line_122 |  | 120 | 121 | 0.040489 | 0.125 | 0.08 | 261 | 0 | 0.364 | 1 | 4 | cs | TRUE
123 | LV_3424-7_0_5_line_123 |  | 121 | 124 | 0.021621 | 0.125 | 0.08 | 261 | 0 | 0.364 | 1 | 4 | cs | TRUE
124 | LV_3424-7_0_5_line_124 |  | 122 | 123 | 0.031206 | 0.125 | 0.08 | 261 | 0 | 0.364 | 1 | 1 | cs | TRUE
125 | LV_3424-7_0_5_line_125 |  | 122 | 124 | 0.24359 | 0.125 | 0.08 | 261 | 0 | 0.364 | 1 | 4 | cs | TRUE
126 | LV_3424-7_0_5_line_126 |  | 122 | 125 | 0.069459 | 0.125 | 0.08 | 261 | 0 | 0.364 | 1 | 1 | cs | TRUE
127 | LV_3424-7_0_5_line_127 |  | 122 | 126 | 0.021498 | 0.125 | 0.08 | 261 | 0 | 0.364 | 1 | 4 | cs | TRUE
128 | LV_3424-7_0_5_line_128 |  | 125 | 169 | 0.055109 | 0.125 | 0.08 | 261 | 0 | 0.364 | 1 | 1 | cs | TRUE
129 | LV_3424-7_0_5_line_129 |  | 126 | 179 | 0.012909 | 0.125 | 0.08 | 261 | 0 | 0.364 | 1 | 4 | cs | TRUE
130 | LV_3424-7_0_5_line_130 |  | 127 | 128 | 0.02612 | 0.125 | 0.08 | 261 | 0 | 0.364 | 1 | 1 | cs | TRUE
131 | LV_3424-7_0_5_line_131 |  | 128 | 230 | 0.007998 | 0.125 | 0.08 | 261 | 0 | 0.364 | 1 | 1 | cs | TRUE
132 | LV_3424-7_0_5_line_132 |  | 129 | 130 | 0.027603 | 0.125 | 0.08 | 261 | 0 | 0.364 | 1 | 1 | cs | TRUE
133 | LV_3424-7_0_5_line_133 |  | 130 | 131 | 0.0058162 | 0.125 | 0.08 | 261 | 0 | 0.364 | 1 | 1 | cs | TRUE
134 | LV_3424-7_0_5_line_134 |  | 130 | 132 | 0.02094 | 0.125 | 0.08 | 261 | 0 | 0.364 | 1 | 1 | cs | TRUE
135 | LV_3424-7_0_5_line_135 |  | 131 | 133 | 0.023951 | 0.125 | 0.08 | 261 | 0 | 0.364 | 1 | 1 | cs | TRUE
136 | LV_3424-7_0_5_line_136 |  | 133 | 238 | 0.014825 | 0.125 | 0.08 | 261 | 0 | 0.364 | 1 | 1 | cs | TRUE
137 | LV_3424-7_0_5_line_137 |  | 134 | 135 | 0.017801 | 0.125 | 0.08 | 261 | 0 | 0.364 | 1 | 4 | cs | TRUE
138 | LV_3424-7_0_5_line_138 |  | 134 | 136 | 0.015667 | 0.125 | 0.08 | 261 | 0 | 0.364 | 1 | 4 | cs | TRUE
139 | LV_3424-7_0_5_line_139 |  | 135 | 137 | 0.02047 | 0.125 | 0.08 | 261 | 0 | 0.364 | 1 | 4 | cs | TRUE
140 | LV_3424-7_0_5_line_140 |  | 136 | 138 | 0.024357 | 0.125 | 0.08 | 261 | 0 | 0.364 | 1 | 4 | cs | TRUE
141 | LV_3424-7_0_5_line_141 |  | 137 | 139 | 0.0066472 | 0.125 | 0.08 | 261 | 0 | 0.364 | 1 | 4 | cs | TRUE
142 | LV_3424-7_0_5_line_142 |  | 137 | 140 | 0.00060001 | 0.125 | 0.08 | 261 | 0 | 0.364 | 1 | 4 | cs | TRUE
143 | LV_3424-7_0_5_line_143 |  | 138 | 141 | 0.0018013 | 0.125 | 0.08 | 261 | 0 | 0.364 | 1 | 4 | cs | TRUE
144 | LV_3424-7_0_5_line_144 |  | 139 | 142 | 0.030724 | 0.125 | 0.08 | 261 | 0 | 0.364 | 1 | 4 | cs | TRUE
145 | LV_3424-7_0_5_line_145 |  | 140 | 143 | 0.031339 | 0.125 | 0.08 | 261 | 0 | 0.364 | 1 | 4 | cs | TRUE
146 | LV_3424-7_0_5_line_146 |  | 141 | 144 | 0.034383 | 0.125 | 0.08 | 261 | 0 | 0.364 | 1 | 1 | cs | TRUE
147 | LV_3424-7_0_5_line_147 |  | 142 | 145 | 0.019122 | 0.125 | 0.08 | 261 | 0 | 0.364 | 1 | 4 | cs | TRUE
148 | LV_3424-7_0_5_line_148 |  | 143 | 146 | 0.01474 | 0.125 | 0.08 | 261 | 0 | 0.364 | 1 | 4 | cs | TRUE
149 | LV_3424-7_0_5_line_149 |  | 144 | 147 | 0.021877 | 0.125 | 0.08 | 261 | 0 | 0.364 | 1 | 1 | cs | TRUE
150 | LV_3424-7_0_5_line_150 |  | 144 | 148 | 0.03412 | 0.125 | 0.08 | 261 | 0 | 0.364 | 1 | 1 | cs | TRUE
151 | LV_3424-7_0_5_line_151 |  | 145 | 206 | 0.021667 | 0.125 | 0.08 | 261 | 0 | 0.364 | 1 | 1 | cs | TRUE
152 | LV_3424-7_0_5_line_152 |  | 145 | 203 | 0.014356 | 0.125 | 0.08 | 261 | 0 | 0.364 | 1 | 4 | cs | TRUE
153 | LV_3424-7_0_5_line_153 |  | 146 | 167 | 0.0023532 | 0.125 | 0.08 | 261 | 0 | 0.364 | 1 | 4 | cs | TRUE
154 | LV_3424-7_0_5_line_154 |  | 149 | 150 | 0.016041 | 0.125 | 0.08 | 261 | 0 | 0.364 | 1 | 1 | cs | TRUE
155 | LV_3424-7_0_5_line_155 |  | 150 | 151 | 0.032416 | 0.125 | 0.08 | 261 | 0 | 0.364 | 1 | 1 | cs | TRUE
156 | LV_3424-7_0_5_line_156 |  | 151 | 152 | 0.025938 | 0.125 | 0.08 | 261 | 0 | 0.364 | 1 | 1 | cs | TRUE
157 | LV_3424-7_0_5_line_157 |  | 152 | 178 | 0.052604 | 0.125 | 0.08 | 261 | 0 | 0.364 | 1 | 1 | cs | TRUE
158 | LV_3424-7_0_5_line_158 |  | 153 | 154 | 0.0061697 | 0.125 | 0.08 | 261 | 0 | 0.364 | 1 | 4 | cs | TRUE
159 | LV_3424-7_0_5_line_159 |  | 153 | 155 | 8.898e-05 | 0.125 | 0.08 | 261 | 0 | 0.364 | 1 | 4 | cs | TRUE
160 | LV_3424-7_0_5_line_160 |  | 154 | 156 | 0.012919 | 0.125 | 0.08 | 261 | 0 | 0.364 | 1 | 4 | cs | TRUE
161 | LV_3424-7_0_5_line_161 |  | 155 | 157 | 0.020869 | 0.125 | 0.08 | 261 | 0 | 0.364 | 1 | 4 | cs | TRUE
162 | LV_3424-7_0_5_line_162 |  | 156 | 158 | 0.013889 | 0.125 | 0.08 | 261 | 0 | 0.364 | 1 | 1 | cs | TRUE
163 | LV_3424-7_0_5_line_163 |  | 156 | 159 | 0.00074293 | 0.125 | 0.08 | 261 | 0 | 0.364 | 1 | 4 | cs | TRUE
164 | LV_3424-7_0_5_line_164 |  | 157 | 160 | 0.0025684 | 0.125 | 0.08 | 261 | 0 | 0.364 | 1 | 4 | cs | TRUE
165 | LV_3424-7_0_5_line_165 |  | 158 | 161 | 0.017362 | 0.125 | 0.08 | 261 | 0 | 0.364 | 1 | 1 | cs | TRUE
166 | LV_3424-7_0_5_line_166 |  | 159 | 162 | 0.0071748 | 0.125 | 0.08 | 261 | 0 | 0.364 | 1 | 4 | cs | TRUE
167 | LV_3424-7_0_5_line_167 |  | 160 | 163 | 0.015282 | 0.125 | 0.08 | 261 | 0 | 0.364 | 1 | 4 | cs | TRUE
168 | LV_3424-7_0_5_line_168 |  | 161 | 164 | 0.017212 | 0.125 | 0.08 | 261 | 0 | 0.364 | 1 | 1 | cs | TRUE
169 | LV_3424-7_0_5_line_169 |  | 162 | 165 | 0.024633 | 0.125 | 0.08 | 261 | 0 | 0.364 | 1 | 4 | cs | TRUE
170 | LV_3424-7_0_5_line_170 |  | 163 | 166 | 0.0048613 | 0.125 | 0.08 | 261 | 0 | 0.364 | 1 | 4 | cs | TRUE
171 | LV_3424-7_0_5_line_171 |  | 164 | 168 | 0.012814 | 0.125 | 0.08 | 261 | 0 | 0.364 | 1 | 1 | cs | TRUE
172 | LV_3424-7_0_5_line_172 |  | 165 | 167 | 0.0023256 | 0.125 | 0.08 | 261 | 0 | 0.364 | 1 | 4 | cs | TRUE
173 | LV_3424-7_0_5_line_173 |  | 166 | 175 | 0.011577 | 0.125 | 0.08 | 261 | 0 | 0.364 | 1 | 4 | cs | TRUE
174 | LV_3424-7_0_5_line_174 |  | 168 | 229 | 0.010221 | 0.125 | 0.08 | 261 | 0 | 0.364 | 1 | 1 | cs | TRUE
175 | LV_3424-7_0_5_line_175 |  | 170 | 171 | 0.014528 | 0.125 | 0.08 | 261 | 0 | 0.364 | 1 | 1 | cs | TRUE
176 | LV_3424-7_0_5_line_176 |  | 171 | 173 | 0.0074757 | 0.125 | 0.08 | 261 | 0 | 0.364 | 1 | 1 | cs | TRUE
177 | LV_3424-7_0_5_line_177 |  | 172 | 174 | 0.022952 | 0.125 | 0.08 | 261 | 0 | 0.364 | 1 | 1 | cs | TRUE
178 | LV_3424-7_0_5_line_178 |  | 173 | 192 | 0.019273 | 0.125 | 0.08 | 261 | 0 | 0.364 | 1 | 1 | cs | TRUE
179 | LV_3424-7_0_5_line_179 |  | 174 | 217 | 0.017655 | 0.125 | 0.08 | 261 | 0 | 0.364 | 1 | 1 | cs | TRUE
180 | LV_3424-7_0_5_line_180 |  | 174 | 214 | 0.031744 | 0.125 | 0.08 | 261 | 0 | 0.364 | 1 | 1 | cs | TRUE
181 | LV_3424-7_0_5_line_181 |  | 175 | 176 | 0.013896 | 0.125 | 0.08 | 261 | 0 | 0.364 | 1 | 1 | cs | TRUE
182 | LV_3424-7_0_5_line_182 |  | 175 | 177 | 0.039541 | 0.125 | 0.08 | 261 | 0 | 0.364 | 1 | 4 | cs | TRUE
183 | LV_3424-7_0_5_line_183 |  | 176 | 180 | 0.008762 | 0.125 | 0.08 | 261 | 0 | 0.364 | 1 | 1 | cs | TRUE
184 | LV_3424-7_0_5_line_184 |  | 177 | 178 | 0.0071461 | 0.125 | 0.08 | 261 | 0 | 0.364 | 1 | 4 | cs | TRUE
185 | LV_3424-7_0_5_line_185 |  | 178 | 179 | 0.011603 | 0.125 | 0.08 | 261 | 0 | 0.364 | 1 | 4 | cs | TRUE
186 | LV_3424-7_0_5_line_186 |  | 180 | 181 | 0.020366 | 0.125 | 0.08 | 261 | 0 | 0.364 | 1 | 1 | cs | TRUE
187 | LV_3424-7_0_5_line_187 |  | 181 | 182 | 0.0057326 | 0.125 | 0.08 | 261 | 0 | 0.364 | 1 | 1 | cs | TRUE
188 | LV_3424-7_0_5_line_188 |  | 182 | 183 | 0.019328 | 0.125 | 0.08 | 261 | 0 | 0.364 | 1 | 1 | cs | TRUE
189 | LV_3424-7_0_5_line_189 |  | 183 | 184 | 0.0064966 | 0.125 | 0.08 | 261 | 0 | 0.364 | 1 | 1 | cs | TRUE
190 | LV_3424-7_0_5_line_190 |  | 184 | 185 | 0.016269 | 0.125 | 0.08 | 261 | 0 | 0.364 | 1 | 1 | cs | TRUE
191 | LV_3424-7_0_5_line_191 |  | 186 | 187 | 0.014635 | 0.125 | 0.08 | 261 | 0 | 0.364 | 1 | 4 | cs | TRUE
192 | LV_3424-7_0_5_line_192 |  | 186 | 188 | 0.022496 | 0.125 | 0.08 | 261 | 0 | 0.364 | 1 | 3 | cs | TRUE
193 | LV_3424-7_0_5_line_193 |  | 187 | 189 | 0.027669 | 0.125 | 0.08 | 261 | 0 | 0.364 | 1 | 1 | cs | TRUE
194 | LV_3424-7_0_5_line_194 |  | 187 | 190 | 0.01384 | 0.125 | 0.08 | 261 | 0 | 0.364 | 1 | 4 | cs | TRUE
195 | LV_3424-7_0_5_line_195 |  | 188 | 191 | 0.01455 | 0.125 | 0.08 | 261 | 0 | 0.364 | 1 | 1 | cs | TRUE
196 | LV_3424-7_0_5_line_196 |  | 189 | 192 | 0.0042535 | 0.125 | 0.08 | 261 | 0 | 0.364 | 1 | 1 | cs | TRUE
197 | LV_3424-7_0_5_line_197 |  | 190 | 193 | 0.018093 | 0.125 | 0.08 | 261 | 0 | 0.364 | 1 | 4 | cs | TRUE
198 | LV_3424-7_0_5_line_198 |  | 191 | 194 | 0.021557 | 0.125 | 0.08 | 261 | 0 | 0.364 | 1 | 1 | cs | TRUE
199 | LV_3424-7_0_5_line_199 |  | 191 | 195 | 0.0089946 | 0.125 | 0.08 | 261 | 0 | 0.364 | 1 | 1 | cs | TRUE
200 | LV_3424-7_0_5_line_200 |  | 193 | 196 | 0.0050746 | 0.125 | 0.08 | 261 | 0 | 0.364 | 1 | 4 | cs | TRUE
201 | LV_3424-7_0_5_line_201 |  | 193 | 197 | 0.032868 | 0.125 | 0.08 | 261 | 0 | 0.364 | 1 | 1 | cs | TRUE
202 | LV_3424-7_0_5_line_202 |  | 194 | 198 | 0.0027556 | 0.125 | 0.08 | 261 | 0 | 0.364 | 1 | 1 | cs | TRUE
203 | LV_3424-7_0_5_line_203 |  | 195 | 199 | 0.025103 | 0.125 | 0.08 | 261 | 0 | 0.364 | 1 | 1 | cs | TRUE
204 | LV_3424-7_0_5_line_204 |  | 196 | 222 | 0.0080678 | 0.125 | 0.08 | 261 | 0 | 0.364 | 1 | 4 | cs | TRUE
205 | LV_3424-7_0_5_line_205 |  | 197 | 220 | 0.017569 | 0.125 | 0.08 | 261 | 0 | 0.364 | 1 | 1 | cs | TRUE
206 | LV_3424-7_0_5_line_206 |  | 198 | 202 | 0.009564 | 0.125 | 0.08 | 261 | 0 | 0.364 | 1 | 1 | cs | TRUE
207 | LV_3424-7_0_5_line_207 |  | 199 | 200 | 0.016078 | 0.125 | 0.08 | 261 | 0 | 0.364 | 1 | 1 | cs | TRUE
208 | LV_3424-7_0_5_line_208 |  | 200 | 201 | 0.01282 | 0.125 | 0.08 | 261 | 0 | 0.364 | 1 | 1 | cs | TRUE
209 | LV_3424-7_0_5_line_209 |  | 203 | 204 | 0.030524 | 0.125 | 0.08 | 261 | 0 | 0.364 | 1 | 4 | cs | TRUE
210 | LV_3424-7_0_5_line_210 |  | 204 | 205 | 0.016739 | 0.125 | 0.08 | 261 | 0 | 0.364 | 1 | 4 | cs | TRUE
211 | LV_3424-7_0_5_line_211 |  | 205 | 207 | 0.010537 | 0.125 | 0.08 | 261 | 0 | 0.364 | 1 | 4 | cs | TRUE
212 | LV_3424-7_0_5_line_212 |  | 206 | 208 | 0.019036 | 0.125 | 0.08 | 261 | 0 | 0.364 | 1 | 1 | cs | TRUE
213 | LV_3424-7_0_5_line_213 |  | 207 | 209 | 0.022471 | 0.125 | 0.08 | 261 | 0 | 0.364 | 1 | 4 | cs | TRUE
214 | LV_3424-7_0_5_line_214 |  | 208 | 210 | 0.0017946 | 0.125 | 0.08 | 261 | 0 | 0.364 | 1 | 1 | cs | TRUE
215 | LV_3424-7_0_5_line_215 |  | 209 | 211 | 0.004413 | 0.125 | 0.08 | 261 | 0 | 0.364 | 1 | 4 | cs | TRUE
216 | LV_3424-7_0_5_line_216 |  | 210 | 212 | 0.026433 | 0.125 | 0.08 | 261 | 0 | 0.364 | 1 | 1 | cs | TRUE
217 | LV_3424-7_0_5_line_217 |  | 211 | 226 | 0.015566 | 0.125 | 0.08 | 261 | 0 | 0.364 | 1 | 4 | cs | TRUE
218 | LV_3424-7_0_5_line_218 |  | 212 | 241 | 2.9825e-05 | 0.125 | 0.08 | 261 | 0 | 0.364 | 1 | 1 | cs | TRUE
219 | LV_3424-7_0_5_line_219 |  | 213 | 214 | 0.019591 | 0.125 | 0.08 | 261 | 0 | 0.364 | 1 | 1 | cs | TRUE
220 | LV_3424-7_0_5_line_220 |  | 213 | 215 | 0.01235 | 0.125 | 0.08 | 261 | 0 | 0.364 | 1 | 1 | cs | TRUE
221 | LV_3424-7_0_5_line_221 |  | 215 | 216 | 0.0040819 | 0.125 | 0.08 | 261 | 0 | 0.364 | 1 | 1 | cs | TRUE
222 | LV_3424-7_0_5_line_222 |  | 217 | 218 | 0.025496 | 0.125 | 0.08 | 261 | 0 | 0.364 | 1 | 1 | cs | TRUE
223 | LV_3424-7_0_5_line_223 |  | 218 | 219 | 0.0061713 | 0.125 | 0.08 | 261 | 0 | 0.364 | 1 | 1 | cs | TRUE
224 | LV_3424-7_0_5_line_224 |  | 219 | 225 | 0.050595 | 0.125 | 0.08 | 261 | 0 | 0.364 | 1 | 1 | cs | TRUE
225 | LV_3424-7_0_5_line_225 |  | 220 | 221 | 0.012537 | 0.125 | 0.08 | 261 | 0 | 0.364 | 1 | 1 | cs | TRUE
226 | LV_3424-7_0_5_line_226 |  | 222 | 223 | 0.0017366 | 0.125 | 0.08 | 261 | 0 | 0.364 | 1 | 4 | cs | TRUE
227 | LV_3424-7_0_5_line_227 |  | 223 | 226 | 0.037839 | 0.125 | 0.08 | 261 | 0 | 0.364 | 1 | 4 | cs | TRUE
228 | LV_3424-7_0_5_line_228 |  | 227 | 228 | 0.014482 | 0.125 | 0.08 | 261 | 0 | 0.364 | 1 | 1 | cs | TRUE
229 | LV_3424-7_0_5_line_229 |  | 227 | 229 | 0.012027 | 0.125 | 0.08 | 261 | 0 | 0.364 | 1 | 1 | cs | TRUE
230 | LV_3424-7_0_5_line_230 |  | 230 | 231 | 0.027049 | 0.125 | 0.08 | 261 | 0 | 0.364 | 1 | 1 | cs | TRUE
231 | LV_3424-7_0_5_line_231 |  | 231 | 232 | 0.018516 | 0.125 | 0.08 | 261 | 0 | 0.364 | 1 | 1 | cs | TRUE
232 | LV_3424-7_0_5_line_232 |  | 231 | 233 | 0.034528 | 0.125 | 0.08 | 261 | 0 | 0.364 | 1 | 1 | cs | TRUE
233 | LV_3424-7_0_5_line_233 |  | 232 | 234 | 0.00099432 | 0.125 | 0.08 | 261 | 0 | 0.364 | 1 | 1 | cs | TRUE
234 | LV_3424-7_0_5_line_234 |  | 233 | 235 | 0.0034512 | 0.125 | 0.08 | 261 | 0 | 0.364 | 1 | 1 | cs | TRUE
235 | LV_3424-7_0_5_line_235 |  | 234 | 236 | 0.023803 | 0.125 | 0.08 | 261 | 0 | 0.364 | 1 | 1 | cs | TRUE
236 | LV_3424-7_0_5_line_236 |  | 235 | 237 | 0.02803 | 0.125 | 0.08 | 261 | 0 | 0.364 | 1 | 1 | cs | TRUE
237 | LV_3424-7_0_5_line_237 |  | 236 | 242 | 0.0049354 | 0.125 | 0.08 | 261 | 0 | 0.364 | 1 | 1 | cs | TRUE
238 | LV_3424-7_0_5_line_238 |  | 237 | 238 | 0.014133 | 0.125 | 0.08 | 261 | 0 | 0.364 | 1 | 1 | cs | TRUE
239 | LV_3424-7_0_5_line_239 |  | 238 | 239 | 0.016335 | 0.125 | 0.08 | 261 | 0 | 0.364 | 1 | 1 | cs | TRUE
240 | LV_3424-7_0_5_line_240 |  | 239 | 240 | 0.0033386 | 0.125 | 0.08 | 261 | 0 | 0.364 | 1 | 1 | cs | TRUE
241 | LV_3424-7_0_5_line_241 |  | 240 | 241 | 0.028256 | 0.125 | 0.08 | 261 | 0 | 0.364 | 1 | 1 | cs | TRUE
242 | LV_3424-7_0_5_line_242 |  | 242 | 243 | 0.00099326 | 0.125 | 0.08 | 261 | 0 | 0.364 | 1 | 1 | cs | TRUE
243 | LV_3424-7_0_5_line_243 |  | 243 | 244 | 0.0048102 | 0.125 | 0.08 | 261 | 0 | 0.364 | 1 | 1 | cs | TRUE

## trafo
| name | std_type | hv_bus | lv_bus | sn_mva | vn_hv_kv | vn_lv_kv | vk_percent | vkr_percent | pfe_kw | i0_percent | shift_degree | tap_side | tap_neutral | tap_min | tap_max | tap_step_percent | tap_step_degree | tap_pos | tap_phase_shifter | parallel | df | in_service
0 | LV_3424-7_0_5_trafo_128 | 0.63 MVA 20/0.4 kV | 245 | 141 | 0.63 | 20 | 0.4 | 6 | 1.206 | 1.65 | 0.2619 | 150 | hv | 0 | -2 | 2 | 2.5 | 0 | 0 | FALSE | 1 | 1 | TRUE

## line_geodata
| x0 | y0 | x1 | y1 | x2 | y2 | x3 | y3 | x4 | y4 | x5 | y5 | x6 | y6 | x7 | y7 | x8 | y8 | x9 | y9
0 | 2734292.5386 | 1256221.1312 | 2734290.2106 | 1256229.7347 | 2734288.1251 | 1256241.1757 | 2734286.0723 | 1256251.8389
1 | 2734297.803 | 1256210.0221 | 2734294.2544 | 1256214.7905 | 2734292.5386 | 1256221.1312
2 | 2734282.4977 | 1256265.3925 | 2734286.0723 | 1256251.8389
3 | 2734297.803 | 1256210.0221 | 2734286.44 | 1256177.2609
4 | 2734282.4977 | 1256265.3925 | 2734259.8567 | 1256260.0409 | 2734242.2891 | 1256256.1036
5 | 2734282.4977 | 1256265.3925 | 2734286.0289 | 1256271.9442
6 | 2733845.2469 | 1256171.8734 | 2733841.9841 | 1256190.7549
7 | 2733845.2469 | 1256171.8734 | 2733814.5686 | 1256170.3014
8 | 2733845.2469 | 1256171.8734 | 2733843.4849 | 1256141.4955
9 | 2733841.9841 | 1256190.7549 | 2734220.3797 | 1256251.1933
10 | 2733760.9735 | 1256153.4188 | 2733780.0455 | 1256161.824 | 2733794.862 | 1256166.8968 | 2733812.9924 | 1256170.2206 | 2733814.5686 | 1256170.3014
11 | 2733832.4216 | 1256105.1033 | 2733833.0761 | 1256108.5513 | 2733835.402 | 1256112.7967 | 2733839.0068 | 1256117.8717 | 2733841.6217 | 1256123.0133 | 2733842.1948 | 1256125.0281 | 2733842.8099 | 1256129.8575 | 2733843.4849 | 1256141.4955
12 | 2733545.8003 | 1255607.0066 | 2733548.9616 | 1255619.3892 | 2733549.8492 | 1255624.8587 | 2733553.0254 | 1255627.555 | 2733558.0308 | 1255628.769 | 2733565.553 | 1255627.126 | 2733572.5083 | 1255623.8577 | 2733576.2835 | 1255619.4054 | 2733578.798 | 1255614.3131 | 2733579.9343 | 1255608.4333
13 | 2733579.9343 | 1255608.4333 | 2733574.3228 | 1255584.5961 | 2733572.3418 | 1255572.1921
14 | 2733564.6549 | 1255543.4003 | 2733572.1214 | 1255570.8116 | 2733572.3418 | 1255572.1921
15 | 2734220.3797 | 1256251.1933 | 2734242.2891 | 1256256.1036
16 | 2733381.0281 | 1255937.3615 | 2733334.9275 | 1255981.5525
17 | 2733381.0281 | 1255937.3615 | 2733558.3798 | 1256061.8201
18 | 2733381.0281 | 1255937.3615 | 2733349.0535 | 1255904.4891 | 2733332.8154 | 1255883.1039
19 | 2733334.9275 | 1255981.5525 | 2733209.1539 | 1256081.9751
20 | 2733571.7369 | 1256044.3471 | 2733564.4466 | 1256054.1249 | 2733558.3798 | 1256061.8201
21 | 2733320.6374 | 1255854.6481 | 2733332.8154 | 1255883.1039
22 | 2733081.7346 | 1255197.4219 | 2733087.1958 | 1255205.2714 | 2733090.4536 | 1255209.9618
23 | 2733078.688 | 1255193.3471 | 2733081.0411 | 1255196.425 | 2733081.7346 | 1255197.4219
24 | 2733102.8484 | 1255225.9754 | 2733099.2783 | 1255222.6588 | 2733093.2772 | 1255214.0272 | 2733090.4536 | 1255209.9618
25 | 2733078.688 | 1255193.3471 | 2733062.0631 | 1255203.4606 | 2733055.4921 | 1255207.7502
26 | 2733102.8484 | 1255225.9754 | 2733272.9971 | 1255166.9371
27 | 2733101.7451 | 1255333.9994 | 2733102.8484 | 1255225.9754
28 | 2733055.4921 | 1255207.7502 | 2733052.3651 | 1255208.1513
29 | 2733087.8498 | 1255346.0972 | 2733096.9098 | 1255340.3572 | 2733099.8406 | 1255337.8764 | 2733101.3672 | 1255335.086 | 2733101.7451 | 1255333.9994
30 | 2733069.8902 | 1255355.8645 | 2733074.9686 | 1255352.6754 | 2733077.3132 | 1255352.7726 | 2733087.8498 | 1255346.0972
31 | 2733281.816 | 1255178.1013 | 2733272.9971 | 1255166.9371
32 | 2733272.9971 | 1255166.9371 | 2733325.1059 | 1255126.2663
33 | 2733052.3651 | 1255208.1513 | 2732723.3797 | 1254936.6476
34 | 2733333.0332 | 1255120.0791 | 2733325.1059 | 1255126.2663
35 | 2733333.0332 | 1255120.0791 | 2733349.1375 | 1255140.5626
36 | 2733333.0332 | 1255120.0791 | 2733330.3669 | 1255116.5047 | 2733378.4279 | 1255078.6969
37 | 2733378.4279 | 1255078.6969 | 2733386.2569 | 1255072.512 | 2733406.696 | 1255056.6023
38 | 2733378.4279 | 1255078.6969 | 2733384.1308 | 1255084.8086 | 2733385.6843 | 1255087.8686 | 2733384.6007 | 1255091.0805 | 2733382.6595 | 1255095.6518
39 | 2733406.696 | 1255056.6023 | 2733413.948 | 1255064.2949 | 2733414.2507 | 1255064.8153
40 | 2733382.6595 | 1255095.6518 | 2733381.939 | 1255097.3485 | 2733380.1043 | 1255102.0781 | 2733381.2459 | 1255105.329 | 2733382.76 | 1255109.8006 | 2733383.9002 | 1255111.2377
41 | 2733403.4563 | 1255135.0276 | 2733394.2653 | 1255123.639 | 2733387.4855 | 1255115.7569 | 2733383.9002 | 1255111.2377
42 | 2733414.2507 | 1255064.8153 | 2733541.676 | 1254966.2954
43 | 2733417.5039 | 1255076.82 | 2733417.7587 | 1255074.6791 | 2733417.2237 | 1255071.6309 | 2733416.0911 | 1255067.9799 | 2733414.2507 | 1255064.8153
44 | 2733541.676 | 1254966.2954 | 2733534.2517 | 1254956.5413 | 2733563.7889 | 1254933.4419 | 2733581.7398 | 1254919.1559
45 | 2733541.676 | 1254966.2954 | 2733555.8756 | 1254985.3404
46 | 2732706.5202 | 1254924.5242 | 2732721.6401 | 1254933.3204 | 2732723.3797 | 1254936.6476
47 | 2733313.1374 | 1255813.0066 | 2733317.6022 | 1255809.8722 | 2733322.2795 | 1255808.5652 | 2733330.6608 | 1255811.9793 | 2733339.4308 | 1255815.9465
48 | 2733342.401 | 1255821.0297 | 2733340.0271 | 1255816.2162 | 2733339.4308 | 1255815.9465
49 | 2733302.9438 | 1255820.1627 | 2733313.1374 | 1255813.0066
50 | 2733342.401 | 1255821.0297 | 2733339.56 | 1255822.8785 | 2733337.4905 | 1255826.6576 | 2733339.7948 | 1255838.9095 | 2733339.6717 | 1255843.3664 | 2733338.0035 | 1255845.7421 | 2733336.1374 | 1255847.5239 | 2733333.0649 | 1255849.2675 | 2733332.3454 | 1255849.579
51 | 2733302.9438 | 1255820.1627 | 2733301.0786 | 1255817.141
52 | 2733320.6374 | 1255854.6481 | 2733332.3454 | 1255849.579
53 | 2733301.0786 | 1255817.141 | 2733294.6524 | 1255806.7305
54 | 2733290.5987 | 1255801.4244 | 2733294.6524 | 1255806.7305 | 2733294.6524 | 1255806.7305
55 | 2733474.888 | 1255458.8565 | 2733476.0254 | 1255461.5784 | 2733480.7141 | 1255469.1466 | 2733483.6596 | 1255473.0387 | 2733487.1123 | 1255472.5161 | 2733489.2257 | 1255471.4595
56 | 2733290.6452 | 1255516.0527 | 2733474.888 | 1255458.8565
57 | 2733505.3382 | 1255462.6846 | 2733501.8574 | 1255464.7859 | 2733494.0725 | 1255469.0365 | 2733489.2257 | 1255471.4595
58 | 2733270.1223 | 1255482.8856 | 2733286.4913 | 1255511.1992 | 2733288.511 | 1255513.9916 | 2733290.6452 | 1255516.0527 | 2733290.6452 | 1255516.0527
59 | 2733515.225 | 1255456.9134 | 2733509.0393 | 1255460.5105 | 2733505.3382 | 1255462.6846
60 | 2733505.3382 | 1255462.6846 | 2733502.1739 | 1255468.8189 | 2733500.4523 | 1255473.2174 | 2733501.3521 | 1255478.487 | 2733502.4891 | 1255481.938 | 2733505.1563 | 1255485.4569
61 | 2733260.0624 | 1255465.4849 | 2733270.1223 | 1255482.8856
62 | 2733515.225 | 1255456.9134 | 2733527.2219 | 1255479.6824 | 2733528.2201 | 1255480.9623
63 | 2733558.1134 | 1255516.4793 | 2733547.0688 | 1255503.3405 | 2733538.4348 | 1255494.0595 | 2733528.2201 | 1255480.9623
64 | 2733557.4347 | 1254987.4314 | 2733555.8756 | 1254985.3404
65 | 2733581.7398 | 1254919.1559 | 2733612.609 | 1254895.2305
66 | 2733612.609 | 1254895.2305 | 2733628.4261 | 1254917.2963
67 | 2733539.105 | 1255538.9156 | 2733553.7074 | 1255527.8125 | 2733554.8897 | 1255526.9162 | 2733556.5749 | 1255524.463 | 2733557.6129 | 1255522.9406 | 2733558.1134 | 1255516.4793
68 | 2733558.1134 | 1255516.4793 | 2733559.8955 | 1255524.3574
69 | 2733539.105 | 1255538.9156 | 2733544.7535 | 1255558.2758
70 | 2733559.8955 | 1255524.3574 | 2733561.9898 | 1255533.6158 | 2733564.6549 | 1255543.4003
71 | 2733546.2194 | 1255563.3002 | 2733544.7535 | 1255558.2758
72 | 2733289.8803 | 1255568.094 | 2733279.7595 | 1255571.3596
73 | 2733272.4076 | 1255573.7317 | 2733279.7595 | 1255571.3596
74 | 2733193.0907 | 1255707.7462 | 2733191.8625 | 1255706.5594 | 2733186.1584 | 1255699.8472 | 2733185.0674 | 1255698.5353
75 | 2733185.0674 | 1255698.5353 | 2733181.1793 | 1255693.8597
76 | 2733162.5278 | 1255668.2648 | 2733179.4951 | 1255691.8345 | 2733181.1793 | 1255693.8597
77 | 2733162.5278 | 1255668.2648 | 2733184.1864 | 1255664.7059
78 | 2733162.5278 | 1255668.2648 | 2733143.822 | 1255643.8218
79 | 2733201.1698 | 1255661.9152 | 2733184.1864 | 1255664.7059
80 | 2733143.822 | 1255643.8218 | 2733163.0792 | 1255640.2562
81 | 2733143.822 | 1255643.8218 | 2733136.962 | 1255635.827 | 2733115.8929 | 1255615.4762
82 | 2733217.248 | 1256099.004 | 2733209.1539 | 1256081.9751
83 | 2733650.1317 | 1256156.452 | 2733636.4407 | 1256163.6718 | 2733635.5291 | 1256168.2888 | 2733636.3344 | 1256177.3931 | 2733638.0906 | 1256185.3933
84 | 2733693.1884 | 1256119.4679 | 2733688.0086 | 1256129.3266 | 2733683.0346 | 1256135.4199 | 2733669.4512 | 1256143.554 | 2733653.877 | 1256154.3123 | 2733650.1317 | 1256156.452
85 | 2733693.1884 | 1256119.4679 | 2733676.5366 | 1256110.8694
86 | 2733693.1884 | 1256119.4679 | 2733698.4958 | 1256122.3237
87 | 2733650.4174 | 1256097.3821 | 2733676.5366 | 1256110.8694
88 | 2733698.4958 | 1256122.3237 | 2733732.8224 | 1256139.1254 | 2733721.9958 | 1256165.8164
89 | 2733698.4958 | 1256122.3237 | 2733707.8139 | 1256117.6409 | 2733713.023 | 1256115.1674 | 2733719.1772 | 1256111.2695 | 2733721.084 | 1256109.7969
90 | 2733650.4174 | 1256097.3821 | 2733638.5606 | 1256115.0739
91 | 2733650.4174 | 1256097.3821 | 2733617.0209 | 1256079.4676 | 2733593.7996 | 1256062.6727 | 2733589.2976 | 1256058.9333
92 | 2733721.9958 | 1256165.8164 | 2733716.9049 | 1256163.3992 | 2733711.6085 | 1256160.8755
93 | 2733721.9958 | 1256165.8164 | 2733734.4824 | 1256171.2324
94 | 2733733.0006 | 1256072.5017 | 2733731.8383 | 1256079.86 | 2733729.2227 | 1256096.7719 | 2733725.1718 | 1256105.7553 | 2733722.4791 | 1256108.7195 | 2733721.084 | 1256109.7969
95 | 2733716.1591 | 1256047.8543 | 2733714.6226 | 1256044.3942 | 2733715.7972 | 1256037.1586 | 2733720.2883 | 1256025.06 | 2733722.1078 | 1256020.8059
96 | 2733716.1591 | 1256047.8543 | 2733720.3301 | 1256051.5853 | 2733724.6884 | 1256055.7097 | 2733724.8275 | 1256055.8411
97 | 2733733.0006 | 1256072.5017 | 2733731.988 | 1256063.5595 | 2733728.8474 | 1256059.6406 | 2733724.8275 | 1256055.8411
98 | 2733701.2545 | 1256066.0233 | 2733695.4295 | 1256060.698
99 | 2733701.2545 | 1256066.0233 | 2733708.4631 | 1256070.5569 | 2733714.3358 | 1256071.4316
100 | 2733714.3358 | 1256071.4316 | 2733715.793 | 1256071.6486
101 | 2733733.0006 | 1256072.5017 | 2733722.7115 | 1256071.4016 | 2733717.4416 | 1256071.8942 | 2733715.793 | 1256071.6486
102 | 2733758.4388 | 1256158.7442 | 2733760.9735 | 1256153.4188
103 | 2733758.4388 | 1256158.7442 | 2733749.8572 | 1256177.9012 | 2733746.7708 | 1256176.5625
104 | 2733571.7369 | 1256044.3471 | 2733589.2976 | 1256058.9333
105 | 2733635.0355 | 1256120.3337 | 2733638.5606 | 1256115.0739
106 | 2733734.4824 | 1256171.2324 | 2733746.7708 | 1256176.5625
107 | 2733260.0624 | 1255465.4849 | 2733215.8077 | 1255503.991 | 2733212.7039 | 1255507.417
108 | 2733210.1203 | 1255510.2688 | 2733212.7039 | 1255507.417
109 | 2732999.5882 | 1256289.3143 | 2732999.5995 | 1256285.478
110 | 2732995.4632 | 1256248.2842 | 2732995.9758 | 1256252.3327 | 2732996.8503 | 1256258.4023 | 2732998.512 | 1256265.7019 | 2732998.9611 | 1256272.5738 | 2732999.6168 | 1256279.6506 | 2732999.5995 | 1256285.478
111 | 2732999.5882 | 1256289.3143 | 2732997.4818 | 1256302.8015 | 2732996.2607 | 1256312.483 | 2732995.882 | 1256314.8989 | 2732996.199 | 1256317.5751 | 2732998.1431 | 1256320.0321 | 2733012.6526 | 1256322.9442
112 | 2733055.459 | 1256174.1309 | 2733051.1903 | 1256181.7753 | 2732998.1815 | 1256235.4335 | 2732995.8438 | 1256240.4189 | 2732995.5495 | 1256244.4493 | 2732995.4632 | 1256248.2842
113 | 2733055.459 | 1256174.1309 | 2732910.0143 | 1255938.5605
114 | 2733055.459 | 1256174.1309 | 2733205.6554 | 1256152.7713
115 | 2732910.0143 | 1255938.5605 | 2732922.4833 | 1255929.9989
116 | 2733215.625 | 1256149.4319 | 2733205.6554 | 1256152.7713
117 | 2732922.4833 | 1255929.9989 | 2732925.1647 | 1255928.1578 | 2732926.5609 | 1255927.2981
118 | 2733215.625 | 1256149.4319 | 2733224.4796 | 1256122.4286 | 2733224.7554 | 1256120.5074
119 | 2733224.1015 | 1256113.423 | 2733224.7511 | 1256116.7406 | 2733224.9092 | 1256119.4355 | 2733224.7554 | 1256120.5074
120 | 2733220.2806 | 1256105.3844 | 2733217.248 | 1256099.004
121 | 2733224.1015 | 1256113.423 | 2733220.2806 | 1256105.3844
122 | 2732960.8199 | 1255906.4607 | 2732949.9489 | 1255914.7909 | 2732941.5251 | 1255920.6516 | 2732933.8255 | 1255922.8251 | 2732926.5609 | 1255927.2981
123 | 2732960.8199 | 1255906.4607 | 2732945.3025 | 1255895.9249 | 2732943.1614 | 1255894.0221
124 | 2732885.0765 | 1255657.4556 | 2732867.409 | 1255663.6648 | 2732865.3757 | 1255664.1641 | 2732863.2841 | 1255664.2284 | 2732861.2255 | 1255663.8374 | 2732859.3271 | 1255663.0274 | 2732857.6333 | 1255661.8439 | 2732856.2339 | 1255660.3222
125 | 2732885.0765 | 1255657.4556 | 2732943.1614 | 1255894.0221
126 | 2732885.0765 | 1255657.4556 | 2732887.092 | 1255659.7696 | 2732889.7758 | 1255661.5537 | 2732893.0988 | 1255662.7627 | 2732895.4674 | 1255663.1273 | 2732949.3957 | 1255643.9539
127 | 2732885.0765 | 1255657.4556 | 2732883.9285 | 1255654.8163 | 2732877.963 | 1255637.1777
128 | 2733001.3202 | 1255625.493 | 2732949.3957 | 1255643.9539
129 | 2732877.963 | 1255637.1777 | 2732873.8273 | 1255624.9494
130 | 2732899.9569 | 1255433.7799 | 2732888.1967 | 1255438.2481 | 2732886.2667 | 1255436.8258 | 2732875.8027 | 1255440.6535
131 | 2732899.9569 | 1255433.7799 | 2732907.4334 | 1255430.9392
132 | 2733046.5334 | 1255370.575 | 2733056.9819 | 1255363.9704 | 2733069.8902 | 1255355.8645
133 | 2733046.5334 | 1255370.575 | 2733041.3182 | 1255373.15
134 | 2733046.5334 | 1255370.575 | 2733057.8615 | 1255388.1859
135 | 2733041.3182 | 1255373.15 | 2733019.8424 | 1255383.7537
136 | 2733006.5496 | 1255390.3171 | 2733019.8424 | 1255383.7537
137 | 2733030.7359 | 1255545.671 | 2733022.993 | 1255537.5984 | 2733018.124 | 1255533.1205
138 | 2733041.5806 | 1255556.9775 | 2733030.7359 | 1255545.671
139 | 2733004.2265 | 1255518.1592 | 2733011.4899 | 1255527.0193 | 2733018.124 | 1255533.1205
140 | 2733041.5806 | 1255556.9775 | 2733046.0401 | 1255561.6269 | 2733060.4046 | 1255572.3313
141 | 2733004.2265 | 1255518.1592 | 2733010.3471 | 1255515.5662
142 | 2733003.6584 | 1255518.3523 | 2733004.2265 | 1255518.1592
143 | 2733061.8489 | 1255573.4076 | 2733060.4046 | 1255572.3313
144 | 2733038.6373 | 1255503.581 | 2733010.3471 | 1255515.5662
145 | 2733003.6584 | 1255518.3523 | 2732982.5102 | 1255525.5448 | 2732974.0185 | 1255528.5292
146 | 2733089.3934 | 1255593.9862 | 2733065.0755 | 1255575.812 | 2733061.8489 | 1255573.4076
147 | 2733056.2436 | 1255496.1187 | 2733053.4095 | 1255497.3228 | 2733038.6373 | 1255503.581
148 | 2732960.1119 | 1255533.4167 | 2732974.0185 | 1255528.5292
149 | 2733089.3934 | 1255593.9862 | 2733101.3275 | 1255588.7496 | 2733109.4632 | 1255585.2815
150 | 2733089.3934 | 1255593.9862 | 2733115.4717 | 1255615.0694 | 2733115.8929 | 1255615.4762
151 | 2733056.2436 | 1255496.1187 | 2733047.0321 | 1255476.5068
152 | 2733056.2436 | 1255496.1187 | 2733069.0634 | 1255489.6572
153 | 2732957.8918 | 1255534.1969 | 2732960.1119 | 1255533.4167
154 | 2732779.6054 | 1255668.2663 | 2732769.3181 | 1255655.9577
155 | 2732810.3002 | 1255657.8451 | 2732779.6054 | 1255668.2663
156 | 2732810.3002 | 1255657.8451 | 2732832.5694 | 1255644.5466
157 | 2732870.1099 | 1255613.9579 | 2732851.6929 | 1255619.9391 | 2732846.215 | 1255636.3978 | 2732832.5694 | 1255644.5466
158 | 2732906.9362 | 1255551.965 | 2732912.7709 | 1255549.9597
159 | 2732906.852 | 1255551.9939 | 2732906.9362 | 1255551.965
160 | 2732924.9887 | 1255545.7607 | 2732912.7709 | 1255549.9597
161 | 2732906.852 | 1255551.9939 | 2732887.1161 | 1255558.7767
162 | 2732924.9887 | 1255545.7607 | 2732920.188 | 1255532.728
163 | 2732924.9887 | 1255545.7607 | 2732925.6896 | 1255545.5144
164 | 2732884.6871 | 1255559.6115 | 2732887.1161 | 1255558.7767
165 | 2732914.1868 | 1255516.4359 | 2732920.188 | 1255532.728
166 | 2732925.6896 | 1255545.5144 | 2732932.4585 | 1255543.1355
167 | 2732884.6871 | 1255559.6115 | 2732876.4811 | 1255562.4317 | 2732870.2515 | 1255564.6266
168 | 2732914.1868 | 1255516.4359 | 2732908.2376 | 1255500.285
169 | 2732955.6978 | 1255534.968 | 2732932.4585 | 1255543.1355
170 | 2732865.6664 | 1255566.2421 | 2732870.2515 | 1255564.6266
171 | 2732903.8085 | 1255488.2609 | 2732908.2376 | 1255500.285
172 | 2732957.8918 | 1255534.1969 | 2732955.6978 | 1255534.968
173 | 2732854.6804 | 1255569.8938 | 2732863.5437 | 1255566.99 | 2732865.6664 | 1255566.2421
174 | 2732903.8085 | 1255488.2609 | 2732900.2757 | 1255478.67
175 | 2733154.4208 | 1255557.6551 | 2733144.9702 | 1255566.3103 | 2733143.6713 | 1255567.4263
176 | 2733154.4208 | 1255557.6551 | 2733159.9338 | 1255552.606
177 | 2733185.6472 | 1255636.0775 | 2733163.0792 | 1255640.2562
178 | 2733174.5365 | 1255540.0288 | 2733160.8874 | 1255551.7327 | 2733159.9338 | 1255552.606
179 | 2733185.6472 | 1255636.0775 | 2733197.7828 | 1255633.9597 | 2733203.0347 | 1255633.0159
180 | 2733185.6472 | 1255636.0775 | 2733182.0406 | 1255612.6083 | 2733182.1017 | 1255609.8961 | 2733182.9446 | 1255607.6464 | 2733184.8569 | 1255605.4874
181 | 2732854.6804 | 1255569.8938 | 2732841.4838 | 1255574.2452
182 | 2732854.6804 | 1255569.8938 | 2732867.7482 | 1255607.2133
183 | 2732841.4838 | 1255574.2452 | 2732833.1625 | 1255576.989
184 | 2732870.1099 | 1255613.9579 | 2732867.7482 | 1255607.2133
185 | 2732870.1099 | 1255613.9579 | 2732873.8273 | 1255624.9494
186 | 2732813.821 | 1255583.3666 | 2732833.1625 | 1255576.989
187 | 2732813.821 | 1255583.3666 | 2732808.3767 | 1255585.1618
188 | 2732790.0212 | 1255591.2143 | 2732808.3767 | 1255585.1618
189 | 2732790.0212 | 1255591.2143 | 2732783.8514 | 1255593.2487
190 | 2732768.5545 | 1255598.7768 | 2732778.1988 | 1255595.1125 | 2732783.8514 | 1255593.2487
191 | 2733210.1203 | 1255510.2688 | 2733205.0489 | 1255514.6587 | 2733198.0663 | 1255518.4718
192 | 2733210.1203 | 1255510.2688 | 2733217.679 | 1255519.0691 | 2733223.0355 | 1255528.5565
193 | 2733198.0663 | 1255518.4718 | 2733183.585 | 1255532.2698 | 2733177.7654 | 1255537.26
194 | 2733198.0663 | 1255518.4718 | 2733189.131 | 1255507.9029
195 | 2733230.1887 | 1255541.2263 | 2733223.0355 | 1255528.5565
196 | 2733174.5365 | 1255540.0288 | 2733177.7654 | 1255537.26
197 | 2733177.4498 | 1255494.0859 | 2733189.131 | 1255507.9029
198 | 2733230.1887 | 1255541.2263 | 2733248.9338 | 1255530.5801
199 | 2733230.1887 | 1255541.2263 | 2733234.5551 | 1255549.0899
200 | 2733177.4498 | 1255494.0859 | 2733174.175 | 1255490.2093
201 | 2733177.4498 | 1255494.0859 | 2733152.4151 | 1255515.3824
202 | 2733251.33 | 1255529.2192 | 2733248.9338 | 1255530.5801
203 | 2733246.8722 | 1255570.9597 | 2733245.2718 | 1255568.3904 | 2733234.5551 | 1255549.0899
204 | 2733168.9815 | 1255484.0354 | 2733173.0252 | 1255488.8483 | 2733174.175 | 1255490.2093
205 | 2733152.4151 | 1255515.3824 | 2733139.0334 | 1255526.7659
206 | 2733259.6463 | 1255524.496 | 2733251.33 | 1255529.2192
207 | 2733260.2067 | 1255577.6683 | 2733260.2067 | 1255577.6683 | 2733255.956 | 1255577.7839 | 2733251.5744 | 1255576.3395 | 2733248.4687 | 1255573.5226 | 2733246.8722 | 1255570.9597
208 | 2733260.2067 | 1255577.6683 | 2733272.4076 | 1255573.7317
209 | 2733094.8041 | 1255473.3346 | 2733091.8118 | 1255475.7438 | 2733072.7825 | 1255487.7827 | 2733069.0634 | 1255489.6572
210 | 2733107.8424 | 1255462.8368 | 2733094.8041 | 1255473.3346
211 | 2733107.8424 | 1255462.8368 | 2733115.3582 | 1255456.7891 | 2733115.9267 | 1255456.1037
212 | 2733047.0321 | 1255476.5068 | 2733038.9392 | 1255459.2765
213 | 2733130.2732 | 1255438.808 | 2733115.9267 | 1255456.1037
214 | 2733038.1762 | 1255457.6521 | 2733038.9392 | 1255459.2765
215 | 2733130.2732 | 1255438.808 | 2733133.5105 | 1255441.8169
216 | 2733026.9386 | 1255433.7265 | 2733038.1762 | 1255457.6521
217 | 2733133.5105 | 1255441.8169 | 2733143.5233 | 1255453.7345
218 | 2733026.9386 | 1255433.7265 | 2733026.9259 | 1255433.6995
219 | 2733184.8569 | 1255605.4874 | 2733184.8569 | 1255605.4874 | 2733187.9619 | 1255603.9781 | 2733203.7677 | 1255600.7195
220 | 2733211.3635 | 1255608.6285 | 2733209.4832 | 1255602.572 | 2733203.7677 | 1255600.7195 | 2733203.7677 | 1255600.7195
221 | 2733212.5737 | 1255612.5269 | 2733211.3635 | 1255608.6285
222 | 2733226.3749 | 1255641.8216 | 2733222.0443 | 1255639.8664 | 2733217.3494 | 1255637.2584 | 2733211.6365 | 1255633.9491 | 2733205.2074 | 1255632.6255 | 2733203.0347 | 1255633.0159
223 | 2733226.3749 | 1255641.8216 | 2733226.9443 | 1255642.0786 | 2733231.9571 | 1255644.4527
224 | 2733263.7107 | 1255677.599 | 2733258.3883 | 1255660.7476 | 2733257.0767 | 1255657.0036 | 2733255.2124 | 1255654.0145 | 2733252.1345 | 1255651.643 | 2733247.8235 | 1255649.4107 | 2733236.4856 | 1255646.5974 | 2733231.9571 | 1255644.4527
225 | 2733129.4845 | 1255534.889 | 2733139.0334 | 1255526.7659
226 | 2733168.9815 | 1255484.0354 | 2733167.8644 | 1255482.7058
227 | 2733143.5233 | 1255453.7345 | 2733167.8644 | 1255482.7058
228 | 2732896.1185 | 1255467.3839 | 2732894.628 | 1255463.3375 | 2732891.5705 | 1255453.638
229 | 2732896.1185 | 1255467.3839 | 2732900.2757 | 1255478.67
230 | 2732932.7191 | 1255421.332 | 2732907.4334 | 1255430.9392
231 | 2732932.7191 | 1255421.332 | 2732938.3481 | 1255438.9718
232 | 2732932.7191 | 1255421.332 | 2732965.0243 | 1255409.1437
233 | 2732938.6504 | 1255439.919 | 2732938.3481 | 1255438.9718
234 | 2732968.2473 | 1255407.9103 | 2732967.8557 | 1255408.0754 | 2732965.0243 | 1255409.1437
235 | 2732938.6504 | 1255439.919 | 2732945.8865 | 1255462.595
236 | 2732968.2473 | 1255407.9103 | 2732979.9987 | 1255402.9545 | 2732992.5394 | 1255397.2643 | 2732993.8882 | 1255396.5955
237 | 2732947.3868 | 1255467.2968 | 2732945.8865 | 1255462.595
238 | 2733006.5496 | 1255390.3171 | 2732993.8882 | 1255396.5955
239 | 2733006.5496 | 1255390.3171 | 2733013.4942 | 1255405.1026
240 | 2733014.9136 | 1255408.1245 | 2733013.4942 | 1255405.1026
241 | 2733014.9136 | 1255408.1245 | 2733026.9259 | 1255433.6995
242 | 2732947.6888 | 1255468.2431 | 2732947.3868 | 1255467.2968
243 | 2732949.1511 | 1255472.8256 | 2732947.6888 | 1255468.2431

## bus_geodata
| x | y | coords
0 | 2734292.5386 | 1256221.1312
1 | 2734286.0723 | 1256251.8389
2 | 2734297.803 | 1256210.0221
3 | 2734282.4977 | 1256265.3925
4 | 2734286.44 | 1256177.2609
5 | 2733845.2469 | 1256171.8734
6 | 2733841.9841 | 1256190.7549
7 | 2733814.5686 | 1256170.3014
8 | 2733843.4849 | 1256141.4955
9 | 2733579.9343 | 1255608.4333
10 | 2733545.8003 | 1255607.0066
11 | 2733572.3418 | 1255572.1921
12 | 2734242.2891 | 1256256.1036
13 | 2734286.0289 | 1256271.9442
14 | 2734220.3797 | 1256251.1933
15 | 2733381.0281 | 1255937.3615
16 | 2733334.9275 | 1255981.5525
17 | 2733558.3798 | 1256061.8201
18 | 2733332.8154 | 1255883.1039
19 | 2733081.7346 | 1255197.4219
20 | 2733090.4536 | 1255209.9618
21 | 2733078.688 | 1255193.3471
22 | 2733102.8484 | 1255225.9754
23 | 2733055.4921 | 1255207.7502
24 | 2733101.7452 | 1255333.9994
25 | 2733087.8498 | 1255346.0972
26 | 2733272.9971 | 1255166.9371
27 | 2733052.3651 | 1255208.1513
28 | 2733325.1059 | 1255126.2663
29 | 2733333.0332 | 1255120.0791
30 | 2733349.1375 | 1255140.5626
31 | 2733378.4279 | 1255078.6969
32 | 2733281.816 | 1255178.1013
33 | 2733406.696 | 1255056.6023
34 | 2733382.6595 | 1255095.6518
35 | 2733383.9002 | 1255111.2377
36 | 2733403.4563 | 1255135.0276
37 | 2733414.2507 | 1255064.8153
38 | 2733417.5039 | 1255076.82
39 | 2733541.676 | 1254966.2954
40 | 2732723.3797 | 1254936.6476
41 | 2732706.5202 | 1254924.5242
42 | 2733339.4308 | 1255815.9465
43 | 2733313.1375 | 1255813.0066
44 | 2733342.401 | 1255821.0297
45 | 2733302.9438 | 1255820.1627
46 | 2733332.3454 | 1255849.579
47 | 2733301.0786 | 1255817.141
48 | 2733320.6374 | 1255854.6481
49 | 2733294.6524 | 1255806.7305
50 | 2733290.5987 | 1255801.4244
51 | 2733474.888 | 1255458.8565
52 | 2733489.2257 | 1255471.4595
53 | 2733290.6452 | 1255516.0527
54 | 2733505.3382 | 1255462.6846
55 | 2733270.1223 | 1255482.8856
56 | 2733515.225 | 1255456.9134
57 | 2733505.1563 | 1255485.4569
58 | 2733528.2201 | 1255480.9623
59 | 2733557.4347 | 1254987.4314
60 | 2733555.8756 | 1254985.3404
61 | 2733581.7398 | 1254919.1559
62 | 2733612.609 | 1254895.2305
63 | 2733628.4261 | 1254917.2963
64 | 2733558.1134 | 1255516.4793
65 | 2733539.105 | 1255538.9156
66 | 2733559.8955 | 1255524.3574
67 | 2733564.6549 | 1255543.4003
68 | 2733544.7535 | 1255558.2758
69 | 2733289.8803 | 1255568.094
70 | 2733279.7595 | 1255571.3596
71 | 2733546.2194 | 1255563.3002
72 | 2733193.0907 | 1255707.7462
73 | 2733185.0674 | 1255698.5353
74 | 2733181.1793 | 1255693.8597
75 | 2733162.5278 | 1255668.2648
76 | 2733184.1864 | 1255664.7059
77 | 2733143.822 | 1255643.8218
78 | 2733209.1539 | 1256081.9751
79 | 2733638.0906 | 1256185.3933
80 | 2733650.1317 | 1256156.452
81 | 2733693.1884 | 1256119.4679
82 | 2733676.5366 | 1256110.8694
83 | 2733698.4958 | 1256122.3237
84 | 2733650.4174 | 1256097.3821
85 | 2733721.9958 | 1256165.8164
86 | 2733721.084 | 1256109.7969
87 | 2733722.1078 | 1256020.8059
88 | 2733716.1591 | 1256047.8543
89 | 2733724.8275 | 1256055.8411
90 | 2733701.2545 | 1256066.0233
91 | 2733695.4295 | 1256060.698
92 | 2733714.3358 | 1256071.4316
93 | 2733733.0006 | 1256072.5017
94 | 2733715.793 | 1256071.6486
95 | 2733760.9735 | 1256153.4188
96 | 2733758.4388 | 1256158.7442
97 | 2733832.4216 | 1256105.1033
98 | 2733589.2976 | 1256058.9333
99 | 2733571.737 | 1256044.3471
100 | 2733638.5606 | 1256115.0739
101 | 2733635.0355 | 1256120.3337
102 | 2733711.6085 | 1256160.8755
103 | 2733734.4824 | 1256171.2324
104 | 2733746.7708 | 1256176.5625
105 | 2733260.0624 | 1255465.4849
106 | 2733212.7039 | 1255507.417
107 | 2732999.5995 | 1256285.478
108 | 2732999.5882 | 1256289.3143
109 | 2732995.4632 | 1256248.2842
110 | 2733012.6526 | 1256322.9442
111 | 2733055.459 | 1256174.1309
112 | 2732910.0143 | 1255938.5605
113 | 2733205.6554 | 1256152.7713
114 | 2732922.4833 | 1255929.9989
115 | 2733215.625 | 1256149.4319
116 | 2733224.7554 | 1256120.5074
117 | 2733220.2806 | 1256105.3844
118 | 2733217.248 | 1256099.004
119 | 2733224.1015 | 1256113.423
120 | 2732926.5609 | 1255927.2981
121 | 2732960.8199 | 1255906.4607
122 | 2732885.0765 | 1255657.4556
123 | 2732856.2339 | 1255660.3222
124 | 2732943.1614 | 1255894.0221
125 | 2732949.3957 | 1255643.9539
126 | 2732877.963 | 1255637.1777
127 | 2732875.8027 | 1255440.6535
128 | 2732899.9569 | 1255433.7799
129 | 2733069.8902 | 1255355.8645
130 | 2733046.5334 | 1255370.575
131 | 2733041.3182 | 1255373.15
132 | 2733057.8615 | 1255388.1859
133 | 2733019.8424 | 1255383.7537
134 | 2733030.7359 | 1255545.671
135 | 2733018.124 | 1255533.1205
136 | 2733041.5806 | 1255556.9775
137 | 2733004.2265 | 1255518.1592
138 | 2733060.4046 | 1255572.3313
139 | 2733010.3471 | 1255515.5662
140 | 2733003.6584 | 1255518.3523
141 | 2733061.8489 | 1255573.4076
142 | 2733038.6373 | 1255503.581
143 | 2732974.0185 | 1255528.5292
144 | 2733089.3934 | 1255593.9862
145 | 2733056.2436 | 1255496.1187
146 | 2732960.1119 | 1255533.4167
147 | 2733109.4632 | 1255585.2815
148 | 2733115.8929 | 1255615.4762
149 | 2732769.3181 | 1255655.9577
150 | 2732779.6054 | 1255668.2663
151 | 2732810.3002 | 1255657.8451
152 | 2732832.5694 | 1255644.5466
153 | 2732906.9362 | 1255551.965
154 | 2732912.7709 | 1255549.9597
155 | 2732906.852 | 1255551.9939
156 | 2732924.9887 | 1255545.7607
157 | 2732887.1161 | 1255558.7767
158 | 2732920.1881 | 1255532.728
159 | 2732925.6896 | 1255545.5144
160 | 2732884.6871 | 1255559.6115
161 | 2732914.1868 | 1255516.4359
162 | 2732932.4585 | 1255543.1355
163 | 2732870.2515 | 1255564.6266
164 | 2732908.2376 | 1255500.285
165 | 2732955.6978 | 1255534.968
166 | 2732865.6664 | 1255566.2421
167 | 2732957.8918 | 1255534.1969
168 | 2732903.8085 | 1255488.2609
169 | 2733001.3202 | 1255625.493
170 | 2733143.6713 | 1255567.4263
171 | 2733154.4208 | 1255557.6551
172 | 2733163.0792 | 1255640.2562
173 | 2733159.9338 | 1255552.606
174 | 2733185.6472 | 1255636.0775
175 | 2732854.6804 | 1255569.8938
176 | 2732841.4838 | 1255574.2452
177 | 2732867.7482 | 1255607.2133
178 | 2732870.1099 | 1255613.9579
179 | 2732873.8273 | 1255624.9494
180 | 2732833.1625 | 1255576.989
181 | 2732813.821 | 1255583.3666
182 | 2732808.3767 | 1255585.1618
183 | 2732790.0212 | 1255591.2143
184 | 2732783.8514 | 1255593.2487
185 | 2732768.5545 | 1255598.7768
186 | 2733210.1203 | 1255510.2688
187 | 2733198.0663 | 1255518.4718
188 | 2733223.0355 | 1255528.5565
189 | 2733177.7654 | 1255537.26
190 | 2733189.131 | 1255507.9029
191 | 2733230.1887 | 1255541.2263
192 | 2733174.5365 | 1255540.0288
193 | 2733177.4498 | 1255494.0859
194 | 2733248.9338 | 1255530.5801
195 | 2733234.5551 | 1255549.0899
196 | 2733174.175 | 1255490.2093
197 | 2733152.4151 | 1255515.3824
198 | 2733251.33 | 1255529.2192
199 | 2733246.8722 | 1255570.9597
200 | 2733260.2067 | 1255577.6683
201 | 2733272.4076 | 1255573.7317
202 | 2733259.6463 | 1255524.496
203 | 2733069.0634 | 1255489.6572
204 | 2733094.8041 | 1255473.3346
205 | 2733107.8424 | 1255462.8368
206 | 2733047.0321 | 1255476.5068
207 | 2733115.9267 | 1255456.1037
208 | 2733038.9392 | 1255459.2765
209 | 2733130.2732 | 1255438.808
210 | 2733038.1762 | 1255457.6521
211 | 2733133.5105 | 1255441.8169
212 | 2733026.9386 | 1255433.7265
213 | 2733203.7677 | 1255600.7195
214 | 2733184.8569 | 1255605.4874
215 | 2733211.3635 | 1255608.6285
216 | 2733212.5737 | 1255612.5269
217 | 2733203.0347 | 1255633.0159
218 | 2733226.3749 | 1255641.8216
219 | 2733231.9571 | 1255644.4527
220 | 2733139.0334 | 1255526.7659
221 | 2733129.4845 | 1255534.889
222 | 2733168.9815 | 1255484.0354
223 | 2733167.8644 | 1255482.7058
224 | 2733201.1698 | 1255661.9152
225 | 2733263.7107 | 1255677.599
226 | 2733143.5233 | 1255453.7345
227 | 2732896.1185 | 1255467.3839
228 | 2732891.5705 | 1255453.638
229 | 2732900.2757 | 1255478.67
230 | 2732907.4334 | 1255430.9392
231 | 2732932.7191 | 1255421.332
232 | 2732938.3481 | 1255438.9718
233 | 2732965.0243 | 1255409.1437
234 | 2732938.6504 | 1255439.919
235 | 2732968.2473 | 1255407.9103
236 | 2732945.8865 | 1255462.595
237 | 2732993.8882 | 1255396.5955
238 | 2733006.5496 | 1255390.3171
239 | 2733013.4942 | 1255405.1026
240 | 2733014.9136 | 1255408.1245
241 | 2733026.9259 | 1255433.6995
242 | 2732947.3868 | 1255467.2968
243 | 2732947.6888 | 1255468.2431
244 | 2732949.1511 | 1255472.8256
245 | 2733089.3934 | 1255593.9862

## line_std_types
| c_nf_per_km | r_ohm_per_km | x_ohm_per_km | max_i_ka | type | q_mm2 | alpha | voltage_rating
NAYY 4x50 SE | 210 | 0.642 | 0.083 | 0.142 | cs | 50 | 0.00403 | LV
NAYY 4x120 SE | 264 | 0.225 | 0.08 | 0.242 | cs | 120 | 0.00403 | LV
NAYY 4x150 SE | 261 | 0.208 | 0.08 | 0.27 | cs | 150 | 0.00403 | LV
NA2XS2Y 1x95 RM/25 12/20 kV | 216 | 0.313 | 0.132 | 0.252 | cs | 95 | 0.00403 | MV
NA2XS2Y 1x185 RM/25 12/20 kV | 273 | 0.161 | 0.117 | 0.362 | cs | 185 | 0.00403 | MV
NA2XS2Y 1x240 RM/25 12/20 kV | 304 | 0.122 | 0.112 | 0.421 | cs | 240 | 0.00403 | MV
NA2XS2Y 1x95 RM/25 6/10 kV | 315 | 0.313 | 0.123 | 0.249 | cs | 95 | 0.00403 | MV
NA2XS2Y 1x185 RM/25 6/10 kV | 406 | 0.161 | 0.11 | 0.358 | cs | 185 | 0.00403 | MV
NA2XS2Y 1x240 RM/25 6/10 kV | 456 | 0.122 | 0.105 | 0.416 | cs | 240 | 0.00403 | MV
NA2XS2Y 1x150 RM/25 12/20 kV | 250 | 0.206 | 0.116 | 0.319 | cs | 150 | 0.00403 | MV
NA2XS2Y 1x120 RM/25 12/20 kV | 230 | 0.253 | 0.119 | 0.283 | cs | 120 | 0.00403 | MV
NA2XS2Y 1x70 RM/25 12/20 kV | 190 | 0.443 | 0.132 | 0.22 | cs | 70 | 0.00403 | MV
NA2XS2Y 1x150 RM/25 6/10 kV | 360 | 0.206 | 0.11 | 0.315 | cs | 150 | 0.00403 | MV
NA2XS2Y 1x120 RM/25 6/10 kV | 340 | 0.253 | 0.113 | 0.28 | cs | 120 | 0.00403 | MV
NA2XS2Y 1x70 RM/25 6/10 kV | 280 | 0.443 | 0.123 | 0.217 | cs | 70 | 0.00403 | MV
N2XS(FL)2Y 1x120 RM/35 64/110 kV | 112 | 0.153 | 0.166 | 0.366 | cs | 120 | 0.00393 | HV
N2XS(FL)2Y 1x185 RM/35 64/110 kV | 125 | 0.099 | 0.156 | 0.457 | cs | 185 | 0.00393 | HV
N2XS(FL)2Y 1x240 RM/35 64/110 kV | 135 | 0.075 | 0.149 | 0.526 | cs | 240 | 0.00393 | HV
N2XS(FL)2Y 1x300 RM/35 64/110 kV | 144 | 0.06 | 0.144 | 0.588 | cs | 300 | 0.00393 | HV
15-AL1/3-ST1A 0.4 | 11 | 1.8769 | 0.35 | 0.105 | ol | 16 | 0.00403 | LV
24-AL1/4-ST1A 0.4 | 11.25 | 1.2012 | 0.335 | 0.14 | ol | 24 | 0.00403 | LV
48-AL1/8-ST1A 0.4 | 12.2 | 0.5939 | 0.3 | 0.21 | ol | 48 | 0.00403 | LV
94-AL1/15-ST1A 0.4 | 13.2 | 0.306 | 0.29 | 0.35 | ol | 94 | 0.00403 | LV
34-AL1/6-ST1A 10.0 | 9.7 | 0.8342 | 0.36 | 0.17 | ol | 34 | 0.00403 | MV
48-AL1/8-ST1A 10.0 | 10.1 | 0.5939 | 0.35 | 0.21 | ol | 48 | 0.00403 | MV
70-AL1/11-ST1A 10.0 | 10.4 | 0.4132 | 0.339 | 0.29 | ol | 70 | 0.00403 | MV
94-AL1/15-ST1A 10.0 | 10.75 | 0.306 | 0.33 | 0.35 | ol | 94 | 0.00403 | MV
122-AL1/20-ST1A 10.0 | 11.1 | 0.2376 | 0.323 | 0.41 | ol | 122 | 0.00403 | MV
149-AL1/24-ST1A 10.0 | 11.25 | 0.194 | 0.315 | 0.47 | ol | 149 | 0.00403 | MV
34-AL1/6-ST1A 20.0 | 9.15 | 0.8342 | 0.382 | 0.17 | ol | 34 | 0.00403 | MV
48-AL1/8-ST1A 20.0 | 9.5 | 0.5939 | 0.372 | 0.21 | ol | 48 | 0.00403 | MV
70-AL1/11-ST1A 20.0 | 9.7 | 0.4132 | 0.36 | 0.29 | ol | 70 | 0.00403 | MV
94-AL1/15-ST1A 20.0 | 10 | 0.306 | 0.35 | 0.35 | ol | 94 | 0.00403 | MV
122-AL1/20-ST1A 20.0 | 10.3 | 0.2376 | 0.344 | 0.41 | ol | 122 | 0.00403 | MV
149-AL1/24-ST1A 20.0 | 10.5 | 0.194 | 0.337 | 0.47 | ol | 149 | 0.00403 | MV
184-AL1/30-ST1A 20.0 | 10.75 | 0.1571 | 0.33 | 0.535 | ol | 184 | 0.00403 | MV
243-AL1/39-ST1A 20.0 | 11 | 0.1188 | 0.32 | 0.645 | ol | 243 | 0.00403 | MV
48-AL1/8-ST1A 110.0 | 8 | 0.5939 | 0.46 | 0.21 | ol | 48 | 0.00403 | HV
70-AL1/11-ST1A 110.0 | 8.4 | 0.4132 | 0.45 | 0.29 | ol | 70 | 0.00403 | HV
94-AL1/15-ST1A 110.0 | 8.65 | 0.306 | 0.44 | 0.35 | ol | 94 | 0.00403 | HV
122-AL1/20-ST1A 110.0 | 8.5 | 0.2376 | 0.43 | 0.41 | ol | 122 | 0.00403 | HV
149-AL1/24-ST1A 110.0 | 8.75 | 0.194 | 0.41 | 0.47 | ol | 149 | 0.00403 | HV
184-AL1/30-ST1A 110.0 | 8.8 | 0.1571 | 0.4 | 0.535 | ol | 184 | 0.00403 | HV
243-AL1/39-ST1A 110.0 | 9 | 0.1188 | 0.39 | 0.645 | ol | 243 | 0.00403 | HV
305-AL1/39-ST1A 110.0 | 9.2 | 0.0949 | 0.38 | 0.74 | ol | 305 | 0.00403 | HV
490-AL1/64-ST1A 110.0 | 9.75 | 0.059 | 0.37 | 0.96 | ol | 490 | 0.00403 | HV
679-AL1/86-ST1A 110.0 | 9.95 | 0.042 | 0.36 | 1.15 | ol | 679 | 0.00403 | HV
490-AL1/64-ST1A 220.0 | 10 | 0.059 | 0.285 | 0.96 | ol | 490 | 0.00403 | HV
679-AL1/86-ST1A 220.0 | 11.7 | 0.042 | 0.275 | 1.15 | ol | 679 | 0.00403 | HV
490-AL1/64-ST1A 380.0 | 11 | 0.059 | 0.253 | 0.96 | ol | 490 | 0.00403 | HV
679-AL1/86-ST1A 380.0 | 14.6 | 0.042 | 0.25 | 1.15 | ol | 679 | 0.00403 | HV

## trafo_std_types
| i0_percent | pfe_kw | vkr_percent | sn_mva | vn_lv_kv | vn_hv_kv | vk_percent | shift_degree | vector_group | tap_side | tap_neutral | tap_min | tap_max | tap_step_degree | tap_step_percent | tap_phase_shifter
160 MVA 380/110 kV | 0.06 | 60 | 0.25 | 160 | 110 | 380 | 12.2 | 0 | Yy0 | hv | 0 | -9 | 9 | 0 | 1.5 | FALSE
100 MVA 220/110 kV | 0.06 | 55 | 0.26 | 100 | 110 | 220 | 12 | 0 | Yy0 | hv | 0 | -9 | 9 | 0 | 1.5 | FALSE
63 MVA 110/20 kV | 0.04 | 22 | 0.32 | 63 | 20 | 110 | 18 | 150 | YNd5 | hv | 0 | -9 | 9 | 0 | 1.5 | FALSE
40 MVA 110/20 kV | 0.05 | 18 | 0.34 | 40 | 20 | 110 | 16.2 | 150 | YNd5 | hv | 0 | -9 | 9 | 0 | 1.5 | FALSE
25 MVA 110/20 kV | 0.07 | 14 | 0.41 | 25 | 20 | 110 | 12 | 150 | YNd5 | hv | 0 | -9 | 9 | 0 | 1.5 | FALSE
63 MVA 110/10 kV | 0.04 | 22 | 0.32 | 63 | 10 | 110 | 18 | 150 | YNd5 | hv | 0 | -9 | 9 | 0 | 1.5 | FALSE
40 MVA 110/10 kV | 0.05 | 18 | 0.34 | 40 | 10 | 110 | 16.2 | 150 | YNd5 | hv | 0 | -9 | 9 | 0 | 1.5 | FALSE
25 MVA 110/10 kV | 0.07 | 14 | 0.41 | 25 | 10 | 110 | 12 | 150 | YNd5 | hv | 0 | -9 | 9 | 0 | 1.5 | FALSE
0.25 MVA 20/0.4 kV | 0.32 | 0.8 | 1.44 | 0.25 | 0.4 | 20 | 6 | 150 | Yzn5 | hv | 0 | -2 | 2 | 0 | 2.5 | FALSE
0.4 MVA 20/0.4 kV | 0.3375 | 1.35 | 1.425 | 0.4 | 0.4 | 20 | 6 | 150 | Dyn5 | hv | 0 | -2 | 2 | 0 | 2.5 | FALSE
0.63 MVA 20/0.4 kV | 0.2619 | 1.65 | 1.206 | 0.63 | 0.4 | 20 | 6 | 150 | Dyn5 | hv | 0 | -2 | 2 | 0 | 2.5 | FALSE
0.25 MVA 10/0.4 kV | 0.24 | 0.6 | 1.2 | 0.25 | 0.4 | 10 | 4 | 150 | Dyn5 | hv | 0 | -2 | 2 | 0 | 2.5 | FALSE
0.4 MVA 10/0.4 kV | 0.2375 | 0.95 | 1.325 | 0.4 | 0.4 | 10 | 4 | 150 | Dyn5 | hv | 0 | -2 | 2 | 0 | 2.5 | FALSE
0.63 MVA 10/0.4 kV | 0.1873 | 1.18 | 1.0794 | 0.63 | 0.4 | 10 | 4 | 150 | Dyn5 | hv | 0 | -2 | 2 | 0 | 2.5 | FALSE

## trafo3w_std_types
| sn_hv_mva | sn_mv_mva | sn_lv_mva | vn_hv_kv | vn_mv_kv | vn_lv_kv | vk_hv_percent | vk_mv_percent | vk_lv_percent | vkr_hv_percent | vkr_mv_percent | vkr_lv_percent | pfe_kw | i0_percent | shift_mv_degree | shift_lv_degree | vector_group | tap_side | tap_neutral | tap_min | tap_max | tap_step_percent
63/25/38 MVA 110/20/10 kV | 63 | 25 | 38 | 110 | 20 | 10 | 10.4 | 10.4 | 10.4 | 0.28 | 0.32 | 0.35 | 35 | 0.89 | 0 | 0 | YN0yn0yn0 | hv | 0 | -10 | 10 | 1.2
63/25/38 MVA 110/10/10 kV | 63 | 25 | 38 | 110 | 10 | 10 | 10.4 | 10.4 | 10.4 | 0.28 | 0.32 | 0.35 | 35 | 0.89 | 0 | 0 | YN0yn0yn0 | hv | 0 | -10 | 10 | 1.2

## fuse_std_types
| fuse_type | i_rated_a | t_avg | t_min | t_total | x_avg | x_min | x_total
HV 100A | HV 100A | 100 | 0 | [10.0, 3.64, 0.854, 0.281, 0.1, 0.0531, 0.022, 0.01] | [10.0, 4.267, 1.21, 0.403, 0.1, 0.058, 0.022, 0.01] | 0 | [300.0, 350.0, 450.0, 550.0, 700.0, 850.0, 1200.0, 1752.0] | [600.0, 700.0, 900.0, 1150.0, 1665.0, 2000.0, 3000.0, 4313.0]
HV 10A | HV 10A | 10 | 0 | [10.0, 1675.0, 0.344, 0.156, 0.1, 0.0417, 0.0171, 0.01] | [10.0, 1.3, 0.3, 0.155, 0.1, 0.0555, 0.023, 0.01] | 0 | [30.0, 32.0, 35.0, 37.0, 39.0, 50.0, 70.0, 88.0] | [60.0, 70.0, 80.0, 87.0, 94.0, 110.0, 150.0, 216.0]
HV 125A | HV 125A | 125 | 0 | [10.0, 1.82, 0.344, 0.1, 0.0467, 0.0269, 0.01] | [10.0, 2.478, 0.426, 0.1, 0.0427, 0.0211, 0.01] | 0 | [375.0, 500.0, 700.0, 925.0, 1200.0, 1500.0, 2341.0] | [750.0, 1000.0, 1500.0, 2200.0, 3000.0, 4000.0, 5765.0]
HV 160A | HV 160A | 160 | 0 | [10.0, 4.15, 1.03, 0.198, 0.1, 0.051, 0.0172, 0.01] | [10.0, 2.3, 0.734, 0.274, 0.1, 0.046, 0.0177, 0.01] | 0 | [480.0, 550.0, 700.0, 1000.0, 1260.0, 1600.0, 2500.0, 3227.0] | [960.0, 1300.0, 1700.0, 2200.0, 2996.0, 4000.0, 6000.0, 7946.0]
HV 16A | HV 16A | 16 | 0 | [10.0, 0.352, 0.164, 0.1, 0.0649, 0.0342, 0.01] | [10.0, 2.34, 0.722, 0.181, 0.1, 0.055, 0.0296, 0.01] | 0 | [48.0, 60.0, 65.0, 71.0, 80.0, 100.0, 162.0] | [96.0, 110.0, 125.0, 150.0, 168.0, 200.0, 250.0, 398.0]
HV 200A | HV 200A | 200 | 0 | [10.0, 4.267, 1.21, 0.403, 0.1, 0.058, 0.022, 0.01] | [10.0, 3.73, 1.654, 0.328, 0.1, 0.0531, 0.019, 0.01] | 0 | [600.0, 700.0, 900.0, 1150.0, 1665.0, 2000.0, 3000.0, 4313.0] | [1200.0, 1500.0, 1800.0, 2700.0, 3960.0, 5000.0, 7500.0, 10620.0]
HV 20A | HV 20A | 20 | 0 | [10.0, 1.3, 0.3, 0.155, 0.1, 0.0555, 0.023, 0.01] | [10.0, 1.3, 0.161, 0.1, 0.0611, 0.0399, 0.0141, 0.01] | 0 | [60.0, 70.0, 80.0, 87.0, 94.0, 110.0, 150.0, 216.0] | [120.0, 150.0, 200.0, 223.0, 260.0, 300.0, 450.0, 532.0]
HV 25A | HV 25A | 25 | 0 | [10.0, 2.512, 0.833, 0.299, 0.1, 0.0372, 0.0223, 0.01] | [10.0, 3.125, 0.597, 0.198, 0.1, 0.0378, 0.022, 0.01] | 0 | [75.0, 82.0, 90.0, 100.0, 124.0, 170.0, 200.0, 289.0] | [150.0, 170.0, 210.0, 250.0, 294.0, 400.0, 500.0, 711.0]
HV 31.5A | HV 31.5A | 31.5 | 0 | [10.0, 2.34, 0.722, 0.181, 0.1, 0.055, 0.0296, 0.01] | [10.0, 2.84, 0.368, 0.164, 0.1, 0.0621, 0.0378, 0.0195, 0.01] | 0 | [95.0, 110.0, 125.0, 150.0, 165.0, 200.0, 250.0, 390.0] | [189.0, 220.0, 300.0, 350.0, 393.0, 450.0, 530.0, 700.0, 960.0]
HV 40A | HV 40A | 40 | 0 | [10.0, 1.3, 0.161, 0.1, 0.0611, 0.0399, 0.0141, 0.01] | [10.0, 2.05, 0.369, 0.198, 0.1, 0.051, 0.0298, 0.01] | 0 | [120.0, 150.0, 200.0, 223.0, 260.0, 300.0, 450.0, 532.0] | [240.0, 300.0, 400.0, 450.0, 530.0, 650.0, 800.0, 1311.0]
HV 50A | HV 50A | 50 | 0 | [10.0, 3.215, 0.597, 0.198, 0.1, 0.0378, 0.022, 0.01] | [10.0, 3.64, 0.854, 0.281, 0.1, 0.0531, 0.022, 0.01] | 0 | [150.0, 170.0, 210.0, 250.0, 294.0, 400.0, 500.0, 711.0] | [300.0, 350.0, 450.0, 550.0, 700.0, 850.0, 1200.0, 1752.0]
HV 6.3A | HV 6.3A | 6.3 | 0 | [10.0, 1.39, 0.344, 0.168, 0.1, 0.056, 0.0263, 0.01] | [10.0, 1.711, 0.516, 0.198, 0.1, 0.0634, 0.0303, 0.01] | 0 | [19.0, 19.5, 20.4, 20.8, 22.0, 25.0, 32.0, 48.0] | [38.0, 40.0, 43.0, 48.0, 53.0, 60.0, 75.0, 118.0]
HV 63A | HV 63A | 63 | 0 | [10.0, 2.84, 0.368, 0.164, 0.1, 0.0621, 0.0378, 0.0195, 0.01] | [10.0, 1.82, 0.344, 0.1, 0.0467, 0.0269, 0.01] | 0 | [189.0, 220.0, 300.0, 350.0, 393.0, 450.0, 530.0, 700.0, 961.0] | [378.0, 500.0, 700.0, 934.0, 1200.0, 1500.0, 2366.0]
HV 80A | HV 80A | 80 | 0 | [10.0, 2.05, 0.369, 0.198, 0.1, 0.051, 0.0298, 0.01] | [10.0, 4.15, 1.03, 0.198, 0.1, 0.051, 0.0172, 0.01] | 0 | [240.0, 300.0, 400.0, 450.0, 530.0, 650.0, 800.0, 1311.0] | [480.0, 550.0, 700.0, 1000.0, 1260.0, 1600.0, 2500.0, 3227.0]
Siemens NH-1-100 | Siemens NH-1-100 | 100 | [5400.0, 2000.0, 400.0, 20.0, 1.0, 0.2, 0.012, 0.004] | 0 | 0 | [150.0, 190.0, 250.0, 430.0, 900.0, 1250.0, 2700.0, 3600.0] | 0 | 0
Siemens NH-1-125 | Siemens NH-1-125 | 125 | [4800.0, 120.0, 7.0, 0.1, 0.004] | 0 | 0 | [180.0, 400.0, 740.0, 2000.0, 4250.0] | 0 | 0
Siemens NH-1-16 | Siemens NH-1-16 | 16 | [4000.0, 400.0, 2.0, 0.1, 0.04, 0.01] | 0 | 0 | [26.0, 35.0, 75.0, 150.0, 200.0, 300.0] | 0 | 0
Siemens NH-1-160 | Siemens NH-1-160 | 160 | [4800.0, 120.0, 7.0, 0.1, 0.004] | 0 | 0 | [210.0, 500.0, 900.0, 2300.0, 5000.0] | 0 | 0
Siemens NH-1-25 | Siemens NH-1-25 | 25 | [4000.0, 1000.0, 10.0, 0.2, 0.02, 0.01] | 0 | 0 | [40.0, 50.0, 100.0, 210.0, 400.0, 500.0] | 0 | 0
Siemens NH-1-50 | Siemens NH-1-50 | 50 | [4000.0, 40.0, 4.0, 1.0, 0.02, 0.01] | 0 | 0 | [86.0, 200.0, 300.0, 400.0, 1000.0, 1280.0] | 0 | 0
Siemens NH-1-63 | Siemens NH-1-63 | 63 | [4000.0, 100.0, 10.0, 2.0, 0.04, 0.01] | 0 | 0 | [100.0, 200.0, 300.0, 400.0, 1000.0, 1500.0] | 0 | 0
Siemens NH-1-80 | Siemens NH-1-80 | 80 | [4800.0, 120.0, 7.0, 0.1, 0.01] | 0 | 0 | [150.58, 250.0, 450.0, 1150.0, 2470.0] | 0 | 0
Siemens NH-2-1000 | Siemens NH-2-1000 | 1000 | [4800.0, 120.0, 7.0, 0.1, 0.004] | 0 | 0 | [1900.0, 3500.0, 8400.0, 24000.0, 52000.0] | 0 | 0
Siemens NH-2-200 | Siemens NH-2-200 | 200 | [4800.0, 120.0, 7.0, 0.1, 0.004] | 0 | 0 | [280.0, 650.0, 1200.0, 3000.0, 7000.0] | 0 | 0
Siemens NH-2-224 | Siemens NH-2-224 | 224 | [4800.0, 120.0, 7.0, 0.2, 0.04, 0.004] | 0 | 0 | [400.0, 750.0, 1453.0, 3025.0, 4315.0, 7600.0] | 0 | 0
Siemens NH-2-250 | Siemens NH-2-250 | 250 | [4800.0, 120.0, 7.0, 0.1, 0.004] | 0 | 0 | [450.0, 800.0, 1650.0, 4000.0, 8500.0] | 0 | 0
Siemens NH-2-315 | Siemens NH-2-315 | 315 | [4800.0, 120.0, 7.0, 0.1, 0.004] | 0 | 0 | [550.0, 920.0, 1900.0, 5000.0, 11000.0] | 0 | 0
Siemens NH-2-355 | Siemens NH-2-355 | 355 | [4800.0, 120.0, 6.0, 0.1, 0.004] | 0 | 0 | [650.0, 1116.27, 2350.0, 5840.0, 12790.0] | 0 | 0
Siemens NH-2-400 | Siemens NH-2-400 | 400 | [4800.0, 120.0, 7.0, 0.1, 0.004] | 0 | 0 | [720.0, 1350.0, 2800.0, 6500.0, 15000.0] | 0 | 0
Siemens NH-2-425 | Siemens NH-2-425 | 425 | [4800.0, 120.0, 7.0, 0.1, 0.004] | 0 | 0 | [850.0, 1500.0, 3050.0, 7500.0, 16500.0] | 0 | 0
Siemens NH-2-630 | Siemens NH-2-630 | 630 | [4800.0, 120.0, 7.0, 0.1, 0.004] | 0 | 0 | [1200.0, 2000.0, 4800.0, 12000.0, 26000.0] | 0 | 0

## dtypes
| element | column | dtype
0 | bus | name | object
1 | bus | vn_kv | float64
2 | bus | type | object
3 | bus | zone | object
4 | bus | in_service | bool
5 | load | name | object
6 | load | bus | uint32
7 | load | p_mw | float64
8 | load | q_mvar | float64
9 | load | const_z_percent | float64
10 | load | const_i_percent | float64
11 | load | sn_mva | float64
12 | load | scaling | float64
13 | load | in_service | bool
14 | load | type | object
15 | ext_grid | name | object
16 | ext_grid | bus | uint32
17 | ext_grid | vm_pu | float64
18 | ext_grid | va_degree | float64
19 | ext_grid | slack_weight | float64
20 | ext_grid | in_service | bool
21 | line | name | object
22 | line | std_type | object
23 | line | from_bus | uint32
24 | line | to_bus | uint32
25 | line | length_km | float64
26 | line | r_ohm_per_km | float64
27 | line | x_ohm_per_km | float64
28 | line | c_nf_per_km | float64
29 | line | g_us_per_km | float64
30 | line | max_i_ka | float64
31 | line | df | float64
32 | line | parallel | uint32
33 | line | type | object
34 | line | in_service | bool
35 | trafo | name | object
36 | trafo | std_type | object
37 | trafo | hv_bus | uint32
38 | trafo | lv_bus | uint32
39 | trafo | sn_mva | float64
40 | trafo | vn_hv_kv | float64
41 | trafo | vn_lv_kv | float64
42 | trafo | vk_percent | float64
43 | trafo | vkr_percent | float64
44 | trafo | pfe_kw | float64
45 | trafo | i0_percent | float64
46 | trafo | shift_degree | float64
47 | trafo | tap_side | object
48 | trafo | tap_neutral | int32
49 | trafo | tap_min | int32
50 | trafo | tap_max | int32
51 | trafo | tap_step_percent | float64
52 | trafo | tap_step_degree | float64
53 | trafo | tap_pos | int32
54 | trafo | tap_phase_shifter | bool
55 | trafo | parallel | uint32
56 | trafo | df | float64
57 | trafo | in_service | bool
58 | line_geodata | coords | object
59 | bus_geodata | x | float64
60 | bus_geodata | y | float64
61 | bus_geodata | coords | object

## parameters
| version | format_version | converged | OPF_converged | name | f_hz | sn_mva
0 | 2.14.6 | 2.14.0 | FALSE | FALSE |  | 50 | 1