## bus
| name | vn_kv | type | zone | in_service
0 | bus_LV_3424-8_0_5_node_0 | 0.4 | n |  | TRUE
1 | bus_LV_3424-8_0_5_node_181 | 0.4 | n |  | TRUE
2 | bus_LV_3424-8_0_5_node_180 | 0.4 | n |  | TRUE
3 | bus_LV_3424-8_0_5_node_2 | 0.4 | n |  | TRUE
4 | bus_LV_3424-8_0_5_node_3 | 0.4 | n |  | TRUE
5 | bus_LV_3424-8_0_5_node_4 | 0.4 | n |  | TRUE
6 | bus_LV_3424-8_0_5_node_182 | 0.4 | n |  | TRUE
7 | bus_LV_3424-8_0_5_node_42 | 0.4 | n |  | TRUE
8 | bus_LV_3424-8_0_5_node_33 | 0.4 | n |  | TRUE
9 | bus_LV_3424-8_0_5_node_41 | 0.4 | n |  | TRUE
10 | bus_LV_3424-8_0_5_node_31 | 0.4 | n |  | TRUE
11 | bus_LV_3424-8_0_5_node_5 | 0.4 | n |  | TRUE
12 | bus_LV_3424-8_0_5_node_6 | 0.4 | n |  | TRUE
13 | bus_LV_3424-8_0_5_node_7 | 0.4 | n |  | TRUE
14 | bus_LV_3424-8_0_5_node_8 | 0.4 | n |  | TRUE
15 | bus_LV_3424-8_0_5_node_9 | 0.4 | n |  | TRUE
16 | bus_LV_3424-8_0_5_node_10 | 0.4 | n |  | TRUE
17 | bus_LV_3424-8_0_5_node_93 | 0.4 | n |  | TRUE
18 | bus_LV_3424-8_0_5_node_28 | 0.4 | n |  | TRUE
19 | bus_LV_3424-8_0_5_node_94 | 0.4 | n |  | TRUE
20 | bus_LV_3424-8_0_5_node_25 | 0.4 | n |  | TRUE
21 | bus_LV_3424-8_0_5_node_149 | 0.4 | n |  | TRUE
22 | bus_LV_3424-8_0_5_node_151 | 0.4 | n |  | TRUE
23 | bus_LV_3424-8_0_5_node_147 | 0.4 | n |  | TRUE
24 | bus_LV_3424-8_0_5_node_11 | 0.4 | n |  | TRUE
25 | bus_LV_3424-8_0_5_node_12 | 0.4 | n |  | TRUE
26 | bus_LV_3424-8_0_5_node_13 | 0.4 | n |  | TRUE
27 | bus_LV_3424-8_0_5_node_19 | 0.4 | n |  | TRUE
28 | bus_LV_3424-8_0_5_node_18 | 0.4 | n |  | TRUE
29 | bus_LV_3424-8_0_5_node_104 | 0.4 | n |  | TRUE
30 | bus_LV_3424-8_0_5_node_103 | 0.4 | n |  | TRUE
31 | bus_LV_3424-8_0_5_node_14 | 0.4 | n |  | TRUE
32 | bus_LV_3424-8_0_5_node_15 | 0.4 | n |  | TRUE
33 | bus_LV_3424-8_0_5_node_16 | 0.4 | n |  | TRUE
34 | bus_LV_3424-8_0_5_node_20 | 0.4 | n |  | TRUE
35 | bus_LV_3424-8_0_5_node_17 | 0.4 | n |  | TRUE
36 | bus_LV_3424-8_0_5_node_105 | 0.4 | n |  | TRUE
37 | bus_LV_3424-8_0_5_node_87 | 0.4 | n |  | TRUE
38 | bus_LV_3424-8_0_5_node_21 | 0.4 | n |  | TRUE
39 | bus_LV_3424-8_0_5_node_22 | 0.4 | n |  | TRUE
40 | bus_LV_3424-8_0_5_node_23 | 0.4 | n |  | TRUE
41 | bus_LV_3424-8_0_5_node_27 | 0.4 | n |  | TRUE
42 | bus_LV_3424-8_0_5_node_110 | 0.4 | n |  | TRUE
43 | bus_LV_3424-8_0_5_node_24 | 0.4 | n |  | TRUE
44 | bus_LV_3424-8_0_5_node_26 | 0.4 | n |  | TRUE
45 | bus_LV_3424-8_0_5_node_29 | 0.4 | n |  | TRUE
46 | bus_LV_3424-8_0_5_node_108 | 0.4 | n |  | TRUE
47 | bus_LV_3424-8_0_5_node_123 | 0.4 | n |  | TRUE
48 | bus_LV_3424-8_0_5_node_109 | 0.4 | n |  | TRUE
49 | bus_LV_3424-8_0_5_node_100 | 0.4 | n |  | TRUE
50 | bus_LV_3424-8_0_5_node_30 | 0.4 | n |  | TRUE
51 | bus_LV_3424-8_0_5_node_32 | 0.4 | n |  | TRUE
52 | bus_LV_3424-8_0_5_node_146 | 0.4 | n |  | TRUE
53 | bus_LV_3424-8_0_5_node_124 | 0.4 | n |  | TRUE
54 | bus_LV_3424-8_0_5_node_34 | 0.4 | n |  | TRUE
55 | bus_LV_3424-8_0_5_node_35 | 0.4 | n |  | TRUE
56 | bus_LV_3424-8_0_5_node_37 | 0.4 | n |  | TRUE
57 | bus_LV_3424-8_0_5_node_38 | 0.4 | n |  | TRUE
58 | bus_LV_3424-8_0_5_node_36 | 0.4 | n |  | TRUE
59 | bus_LV_3424-8_0_5_node_39 | 0.4 | n |  | TRUE
60 | bus_LV_3424-8_0_5_node_40 | 0.4 | n |  | TRUE
61 | bus_LV_3424-8_0_5_node_183 | 0.4 | n |  | TRUE
62 | bus_LV_3424-8_0_5_node_184 | 0.4 | n |  | TRUE
63 | bus_LV_3424-8_0_5_node_44 | 0.4 | n |  | TRUE
64 | bus_LV_3424-8_0_5_node_161 | 0.4 | n |  | TRUE
65 | bus_LV_3424-8_0_5_node_133 | 0.4 | n |  | TRUE
66 | bus_LV_3424-8_0_5_node_43 | 0.4 | n |  | TRUE
67 | bus_LV_3424-8_0_5_node_155 | 0.4 | n |  | TRUE
68 | bus_LV_3424-8_0_5_node_131 | 0.4 | n |  | TRUE
69 | bus_LV_3424-8_0_5_node_46 | 0.4 | n |  | TRUE
70 | bus_LV_3424-8_0_5_node_47 | 0.4 | n |  | TRUE
71 | bus_LV_3424-8_0_5_node_48 | 0.4 | n |  | TRUE
72 | bus_LV_3424-8_0_5_node_49 | 0.4 | n |  | TRUE
73 | bus_LV_3424-8_0_5_node_50 | 0.4 | n |  | TRUE
74 | bus_LV_3424-8_0_5_node_51 | 0.4 | n |  | TRUE
75 | bus_LV_3424-8_0_5_node_62 | 0.4 | n |  | TRUE
76 | bus_LV_3424-8_0_5_node_92 | 0.4 | n |  | TRUE
77 | bus_LV_3424-8_0_5_node_70 | 0.4 | n |  | TRUE
78 | bus_LV_3424-8_0_5_node_122 | 0.4 | n |  | TRUE
79 | bus_LV_3424-8_0_5_node_63 | 0.4 | n |  | TRUE
80 | bus_LV_3424-8_0_5_node_99 | 0.4 | n |  | TRUE
81 | bus_LV_3424-8_0_5_node_66 | 0.4 | n |  | TRUE
82 | bus_LV_3424-8_0_5_node_120 | 0.4 | n |  | TRUE
83 | bus_LV_3424-8_0_5_node_52 | 0.4 | n |  | TRUE
84 | bus_LV_3424-8_0_5_node_53 | 0.4 | n |  | TRUE
85 | bus_LV_3424-8_0_5_node_54 | 0.4 | n |  | TRUE
86 | bus_LV_3424-8_0_5_node_55 | 0.4 | n |  | TRUE
87 | bus_LV_3424-8_0_5_node_56 | 0.4 | n |  | TRUE
88 | bus_LV_3424-8_0_5_node_77 | 0.4 | n |  | TRUE
89 | bus_LV_3424-8_0_5_node_113 | 0.4 | n |  | TRUE
90 | bus_LV_3424-8_0_5_node_78 | 0.4 | n |  | TRUE
91 | bus_LV_3424-8_0_5_node_57 | 0.4 | n |  | TRUE
92 | bus_LV_3424-8_0_5_node_58 | 0.4 | n |  | TRUE
93 | bus_LV_3424-8_0_5_node_59 | 0.4 | n |  | TRUE
94 | bus_LV_3424-8_0_5_node_60 | 0.4 | n |  | TRUE
95 | bus_LV_3424-8_0_5_node_61 | 0.4 | n |  | TRUE
96 | bus_LV_3424-8_0_5_node_116 | 0.4 | n |  | TRUE
97 | bus_LV_3424-8_0_5_node_89 | 0.4 | n |  | TRUE
98 | bus_LV_3424-8_0_5_node_117 | 0.4 | n |  | TRUE
99 | bus_LV_3424-8_0_5_node_90 | 0.4 | n |  | TRUE
100 | bus_LV_3424-8_0_5_node_86 | 0.4 | n |  | TRUE
101 | bus_LV_3424-8_0_5_node_177 | 0.4 | n |  | TRUE
102 | bus_LV_3424-8_0_5_node_85 | 0.4 | n |  | TRUE
103 | bus_LV_3424-8_0_5_node_84 | 0.4 | n |  | TRUE
104 | bus_LV_3424-8_0_5_node_64 | 0.4 | n |  | TRUE
105 | bus_LV_3424-8_0_5_node_69 | 0.4 | n |  | TRUE
106 | bus_LV_3424-8_0_5_node_67 | 0.4 | n |  | TRUE
107 | bus_LV_3424-8_0_5_node_83 | 0.4 | n |  | TRUE
108 | bus_LV_3424-8_0_5_node_80 | 0.4 | n |  | TRUE
109 | bus_LV_3424-8_0_5_node_68 | 0.4 | n |  | TRUE
110 | bus_LV_3424-8_0_5_node_72 | 0.4 | n |  | TRUE
111 | bus_LV_3424-8_0_5_node_96 | 0.4 | n |  | TRUE
112 | bus_LV_3424-8_0_5_node_79 | 0.4 | n |  | TRUE
113 | bus_LV_3424-8_0_5_node_74 | 0.4 | n |  | TRUE
114 | bus_LV_3424-8_0_5_node_71 | 0.4 | n |  | TRUE
115 | bus_LV_3424-8_0_5_node_73 | 0.4 | n |  | TRUE
116 | bus_LV_3424-8_0_5_node_75 | 0.4 | n |  | TRUE
117 | bus_LV_3424-8_0_5_node_76 | 0.4 | n |  | TRUE
118 | bus_LV_3424-8_0_5_node_102 | 0.4 | n |  | TRUE
119 | bus_LV_3424-8_0_5_node_101 | 0.4 | n |  | TRUE
120 | bus_LV_3424-8_0_5_node_106 | 0.4 | n |  | TRUE
121 | bus_LV_3424-8_0_5_node_134 | 0.4 | n |  | TRUE
122 | bus_LV_3424-8_0_5_node_98 | 0.4 | n |  | TRUE
123 | bus_LV_3424-8_0_5_node_107 | 0.4 | n |  | TRUE
124 | bus_LV_3424-8_0_5_node_135 | 0.4 | n |  | TRUE
125 | bus_LV_3424-8_0_5_node_81 | 0.4 | n |  | TRUE
126 | bus_LV_3424-8_0_5_node_82 | 0.4 | n |  | TRUE
127 | bus_LV_3424-8_0_5_node_97 | 0.4 | n |  | TRUE
128 | bus_LV_3424-8_0_5_node_88 | 0.4 | n |  | TRUE
129 | bus_LV_3424-8_0_5_node_178 | 0.4 | n |  | TRUE
130 | bus_LV_3424-8_0_5_node_176 | 0.4 | n |  | TRUE
131 | bus_LV_3424-8_0_5_node_95 | 0.4 | n |  | TRUE
132 | bus_LV_3424-8_0_5_node_91 | 0.4 | n |  | TRUE
133 | bus_LV_3424-8_0_5_node_121 | 0.4 | n |  | TRUE
134 | bus_LV_3424-8_0_5_node_119 | 0.4 | n |  | TRUE
135 | bus_LV_3424-8_0_5_node_173 | 0.4 | n |  | TRUE
136 | bus_LV_3424-8_0_5_node_171 | 0.4 | n |  | TRUE
137 | bus_LV_3424-8_0_5_node_111 | 0.4 | n |  | TRUE
138 | bus_LV_3424-8_0_5_node_112 | 0.4 | n |  | TRUE
139 | bus_LV_3424-8_0_5_node_115 | 0.4 | n |  | TRUE
140 | bus_LV_3424-8_0_5_node_114 | 0.4 | n |  | TRUE
141 | bus_LV_3424-8_0_5_node_162 | 0.4 | n |  | TRUE
142 | bus_LV_3424-8_0_5_node_163 | 0.4 | n |  | TRUE
143 | bus_LV_3424-8_0_5_node_118 | 0.4 | n |  | TRUE
144 | bus_LV_3424-8_0_5_node_145 | 0.4 | n |  | TRUE
145 | bus_LV_3424-8_0_5_node_125 | 0.4 | n |  | TRUE
146 | bus_LV_3424-8_0_5_node_126 | 0.4 | n |  | TRUE
147 | bus_LV_3424-8_0_5_node_127 | 0.4 | n |  | TRUE
148 | bus_LV_3424-8_0_5_node_128 | 0.4 | n |  | TRUE
149 | bus_LV_3424-8_0_5_node_129 | 0.4 | n |  | TRUE
150 | bus_LV_3424-8_0_5_node_130 | 0.4 | n |  | TRUE
151 | bus_LV_3424-8_0_5_node_144 | 0.4 | n |  | TRUE
152 | bus_LV_3424-8_0_5_node_136 | 0.4 | n |  | TRUE
153 | bus_LV_3424-8_0_5_node_132 | 0.4 | n |  | TRUE
154 | bus_LV_3424-8_0_5_node_139 | 0.4 | n |  | TRUE
155 | bus_LV_3424-8_0_5_node_160 | 0.4 | n |  | TRUE
156 | bus_LV_3424-8_0_5_node_137 | 0.4 | n |  | TRUE
157 | bus_LV_3424-8_0_5_node_143 | 0.4 | n |  | TRUE
158 | bus_LV_3424-8_0_5_node_138 | 0.4 | n |  | TRUE
159 | bus_LV_3424-8_0_5_node_141 | 0.4 | n |  | TRUE
160 | bus_LV_3424-8_0_5_node_142 | 0.4 | n |  | TRUE
161 | bus_LV_3424-8_0_5_node_158 | 0.4 | n |  | TRUE
162 | bus_LV_3424-8_0_5_node_156 | 0.4 | n |  | TRUE
163 | bus_LV_3424-8_0_5_node_157 | 0.4 | n |  | TRUE
164 | bus_LV_3424-8_0_5_node_148 | 0.4 | n |  | TRUE
165 | bus_LV_3424-8_0_5_node_150 | 0.4 | n |  | TRUE
166 | bus_LV_3424-8_0_5_node_152 | 0.4 | n |  | TRUE
167 | bus_LV_3424-8_0_5_node_153 | 0.4 | n |  | TRUE
168 | bus_LV_3424-8_0_5_node_154 | 0.4 | n |  | TRUE
169 | bus_LV_3424-8_0_5_node_164 | 0.4 | n |  | TRUE
170 | bus_LV_3424-8_0_5_node_165 | 0.4 | n |  | TRUE
171 | bus_LV_3424-8_0_5_node_166 | 0.4 | n |  | TRUE
172 | bus_LV_3424-8_0_5_node_167 | 0.4 | n |  | TRUE
173 | bus_LV_3424-8_0_5_node_168 | 0.4 | n |  | TRUE
174 | bus_LV_3424-8_0_5_node_175 | 0.4 | n |  | TRUE
175 | bus_LV_3424-8_0_5_node_169 | 0.4 | n |  | TRUE
176 | bus_LV_3424-8_0_5_node_170 | 0.4 | n |  | TRUE
177 | bus_LV_3424-8_0_5_node_172 | 0.4 | n |  | TRUE
178 | bus_LV_3424-8_0_5_node_174 | 0.4 | n |  | TRUE
179 | bus_LV_3424-8_0_5_node_179 | 0.4 | n |  | TRUE
180 | bus_MV_409_0_node_214 | 20 | n |  | TRUE

## load
| name | bus | p_mw | q_mvar | const_z_percent | const_i_percent | sn_mva | scaling | in_service | type
0 | LV_3424-8_0_5_load_0 | 0 | 0.0032136 | 0.00080541 | 0 | 0 |  | 1 | TRUE | wye
1 | LV_3424-8_0_5_load_181 | 1 | 0.0018487 | 0.00046332 | 0 | 0 |  | 1 | TRUE | wye
2 | LV_3424-8_0_5_load_182 | 6 | 0.00075157 | 0.00018836 | 0 | 0 |  | 1 | TRUE | wye
3 | LV_3424-8_0_5_load_33 | 8 | 0.011811 | 0.0029601 | 0 | 0 |  | 1 | TRUE | wye
4 | LV_3424-8_0_5_load_41 | 9 | 0.0017411 | 0.00043637 | 0 | 0 |  | 1 | TRUE | wye
5 | LV_3424-8_0_5_load_5 | 11 | 0.0069209 | 0.0017345 | 0 | 0 |  | 1 | TRUE | wye
6 | LV_3424-8_0_5_load_6 | 12 | 0.0074662 | 0.0018712 | 0 | 0 |  | 1 | TRUE | wye
7 | LV_3424-8_0_5_load_7 | 13 | 0.0034153 | 0.00085596 | 0 | 0 |  | 1 | TRUE | wye
8 | LV_3424-8_0_5_load_9 | 15 | 0.0038073 | 0.0009542 | 0 | 0 |  | 1 | TRUE | wye
9 | LV_3424-8_0_5_load_93 | 17 | 0.01443 | 0.0036166 | 0 | 0 |  | 1 | TRUE | wye
10 | LV_3424-8_0_5_load_28 | 18 | 0.010432 | 0.0026146 | 0 | 0 |  | 1 | TRUE | wye
11 | LV_3424-8_0_5_load_151 | 22 | 0.0021828 | 0.00054705 | 0 | 0 |  | 1 | TRUE | wye
12 | LV_3424-8_0_5_load_147 | 23 | 0.0084203 | 0.0021103 | 0 | 0 |  | 1 | TRUE | wye
13 | LV_3424-8_0_5_load_11 | 24 | 0.00023326 | 5.846e-05 | 0 | 0 |  | 1 | TRUE | wye
14 | LV_3424-8_0_5_load_12 | 25 | 0.00050963 | 0.00012773 | 0 | 0 |  | 1 | TRUE | wye
15 | LV_3424-8_0_5_load_13 | 26 | 0.00016895 | 4.2342e-05 | 0 | 0 |  | 1 | TRUE | wye
16 | LV_3424-8_0_5_load_19 | 27 | 0.00036266 | 9.0892e-05 | 0 | 0 |  | 1 | TRUE | wye
17 | LV_3424-8_0_5_load_18 | 28 | 0.0011082 | 0.00027774 | 0 | 0 |  | 1 | TRUE | wye
18 | LV_3424-8_0_5_load_104 | 29 | 0.0024966 | 0.0006257 | 0 | 0 |  | 1 | TRUE | wye
19 | LV_3424-8_0_5_load_103 | 30 | 0.0042092 | 0.0010549 | 0 | 0 |  | 1 | TRUE | wye
20 | LV_3424-8_0_5_load_14 | 31 | 0.00076924 | 0.00019279 | 0 | 0 |  | 1 | TRUE | wye
21 | LV_3424-8_0_5_load_17 | 35 | 0.0074048 | 0.0018558 | 0 | 0 |  | 1 | TRUE | wye
22 | LV_3424-8_0_5_load_87 | 37 | 0.0015105 | 0.00037856 | 0 | 0 |  | 1 | TRUE | wye
23 | LV_3424-8_0_5_load_21 | 38 | 0.019595 | 0.004911 | 0 | 0 |  | 1 | TRUE | wye
24 | LV_3424-8_0_5_load_23 | 40 | 0.001223 | 0.00030651 | 0 | 0 |  | 1 | TRUE | wye
25 | LV_3424-8_0_5_load_110 | 42 | 0.021411 | 0.0053662 | 0 | 0 |  | 1 | TRUE | wye
26 | LV_3424-8_0_5_load_24 | 43 | 0.0055373 | 0.0013878 | 0 | 0 |  | 1 | TRUE | wye
27 | LV_3424-8_0_5_load_108 | 46 | 0.0018132 | 0.00045444 | 0 | 0 |  | 1 | TRUE | wye
28 | LV_3424-8_0_5_load_123 | 47 | 0.010948 | 0.0027438 | 0 | 0 |  | 1 | TRUE | wye
29 | LV_3424-8_0_5_load_100 | 49 | 0.0033366 | 0.00083624 | 0 | 0 |  | 1 | TRUE | wye
30 | LV_3424-8_0_5_load_30 | 50 | 0.0027465 | 0.00068835 | 0 | 0 |  | 1 | TRUE | wye
31 | LV_3424-8_0_5_load_32 | 51 | 0.0031061 | 0.00077845 | 0 | 0 |  | 1 | TRUE | wye
32 | LV_3424-8_0_5_load_146 | 52 | 0.0026499 | 0.00066413 | 0 | 0 |  | 1 | TRUE | wye
33 | LV_3424-8_0_5_load_34 | 54 | 0.0008638 | 0.00021649 | 0 | 0 |  | 1 | TRUE | wye
34 | LV_3424-8_0_5_load_183 | 61 | 0.0012942 | 0.00032435 | 0 | 0 |  | 1 | TRUE | wye
35 | LV_3424-8_0_5_load_184 | 62 | 0.0009815 | 0.00024599 | 0 | 0 |  | 1 | TRUE | wye
36 | LV_3424-8_0_5_load_44 | 63 | 0.00031921 | 8.0001e-05 | 0 | 0 |  | 1 | TRUE | wye
37 | LV_3424-8_0_5_load_161 | 64 | 0.0017651 | 0.00044238 | 0 | 0 |  | 1 | TRUE | wye
38 | LV_3424-8_0_5_load_133 | 65 | 0.0012074 | 0.0003026 | 0 | 0 |  | 1 | TRUE | wye
39 | LV_3424-8_0_5_load_46 | 69 | 0.0077596 | 0.0019447 | 0 | 0 |  | 1 | TRUE | wye
40 | LV_3424-8_0_5_load_47 | 70 | 0.0048801 | 0.0012231 | 0 | 0 |  | 1 | TRUE | wye
41 | LV_3424-8_0_5_load_49 | 72 | 0.0043766 | 0.0010969 | 0 | 0 |  | 1 | TRUE | wye
42 | LV_3424-8_0_5_load_51 | 74 | 0.0065473 | 0.0016409 | 0 | 0 |  | 1 | TRUE | wye
43 | LV_3424-8_0_5_load_62 | 75 | 0.0031214 | 0.0007823 | 0 | 0 |  | 1 | TRUE | wye
44 | LV_3424-8_0_5_load_92 | 76 | 0.003391 | 0.00084986 | 0 | 0 |  | 1 | TRUE | wye
45 | LV_3424-8_0_5_load_70 | 77 | 0.01032 | 0.0025865 | 0 | 0 |  | 1 | TRUE | wye
46 | LV_3424-8_0_5_load_122 | 78 | 0.0034031 | 0.00085289 | 0 | 0 |  | 1 | TRUE | wye
47 | LV_3424-8_0_5_load_99 | 80 | 0.0021458 | 0.00053778 | 0 | 0 |  | 1 | TRUE | wye
48 | LV_3424-8_0_5_load_120 | 82 | 0.0026289 | 0.00065886 | 0 | 0 |  | 1 | TRUE | wye
49 | LV_3424-8_0_5_load_52 | 83 | 0.0019938 | 0.00049969 | 0 | 0 |  | 1 | TRUE | wye
50 | LV_3424-8_0_5_load_53 | 84 | 0.0016826 | 0.00042169 | 0 | 0 |  | 1 | TRUE | wye
51 | LV_3424-8_0_5_load_54 | 85 | 0.0015125 | 0.00037907 | 0 | 0 |  | 1 | TRUE | wye
52 | LV_3424-8_0_5_load_55 | 86 | 0.0019165 | 0.00048032 | 0 | 0 |  | 1 | TRUE | wye
53 | LV_3424-8_0_5_load_56 | 87 | 0.0014718 | 0.00036888 | 0 | 0 |  | 1 | TRUE | wye
54 | LV_3424-8_0_5_load_77 | 88 | 0.0023115 | 0.00057932 | 0 | 0 |  | 1 | TRUE | wye
55 | LV_3424-8_0_5_load_113 | 89 | 0.0012887 | 0.00032298 | 0 | 0 |  | 1 | TRUE | wye
56 | LV_3424-8_0_5_load_78 | 90 | 0.0026817 | 0.00067209 | 0 | 0 |  | 1 | TRUE | wye
57 | LV_3424-8_0_5_load_57 | 91 | 0.002808 | 0.00070375 | 0 | 0 |  | 1 | TRUE | wye
58 | LV_3424-8_0_5_load_58 | 92 | 0.0018404 | 0.00046124 | 0 | 0 |  | 1 | TRUE | wye
59 | LV_3424-8_0_5_load_59 | 93 | 0.0012404 | 0.00031088 | 0 | 0 |  | 1 | TRUE | wye
60 | LV_3424-8_0_5_load_60 | 94 | 0.0025033 | 0.00062739 | 0 | 0 |  | 1 | TRUE | wye
61 | LV_3424-8_0_5_load_61 | 95 | 0.0030808 | 0.00077213 | 0 | 0 |  | 1 | TRUE | wye
62 | LV_3424-8_0_5_load_116 | 96 | 0.0022447 | 0.00056257 | 0 | 0 |  | 1 | TRUE | wye
63 | LV_3424-8_0_5_load_89 | 97 | 0.00066048 | 0.00016553 | 0 | 0 |  | 1 | TRUE | wye
64 | LV_3424-8_0_5_load_117 | 98 | 0.0025102 | 0.00062912 | 0 | 0 |  | 1 | TRUE | wye
65 | LV_3424-8_0_5_load_90 | 99 | 0.00036651 | 9.1855e-05 | 0 | 0 |  | 1 | TRUE | wye
66 | LV_3424-8_0_5_load_86 | 100 | 0.0045777 | 0.0011473 | 0 | 0 |  | 1 | TRUE | wye
67 | LV_3424-8_0_5_load_85 | 102 | 0.0035034 | 0.00087804 | 0 | 0 |  | 1 | TRUE | wye
68 | LV_3424-8_0_5_load_64 | 104 | 0.0058521 | 0.0014667 | 0 | 0 |  | 1 | TRUE | wye
69 | LV_3424-8_0_5_load_69 | 105 | 0.0061062 | 0.0015303 | 0 | 0 |  | 1 | TRUE | wye
70 | LV_3424-8_0_5_load_83 | 107 | 0.0061155 | 0.0015327 | 0 | 0 |  | 1 | TRUE | wye
71 | LV_3424-8_0_5_load_80 | 108 | 0.0035031 | 0.00087796 | 0 | 0 |  | 1 | TRUE | wye
72 | LV_3424-8_0_5_load_68 | 109 | 0.0026876 | 0.00067358 | 0 | 0 |  | 1 | TRUE | wye
73 | LV_3424-8_0_5_load_79 | 112 | 0.0035033 | 0.00087801 | 0 | 0 |  | 1 | TRUE | wye
74 | LV_3424-8_0_5_load_71 | 114 | 0.0033966 | 0.00085127 | 0 | 0 |  | 1 | TRUE | wye
75 | LV_3424-8_0_5_load_75 | 116 | 0.0036158 | 0.00090621 | 0 | 0 |  | 1 | TRUE | wye
76 | LV_3424-8_0_5_load_76 | 117 | 0.0049843 | 0.0012492 | 0 | 0 |  | 1 | TRUE | wye
77 | LV_3424-8_0_5_load_102 | 118 | 0.0055664 | 0.0013951 | 0 | 0 |  | 1 | TRUE | wye
78 | LV_3424-8_0_5_load_101 | 119 | 0.0055129 | 0.0013817 | 0 | 0 |  | 1 | TRUE | wye
79 | LV_3424-8_0_5_load_106 | 120 | 0.0034757 | 0.00087109 | 0 | 0 |  | 1 | TRUE | wye
80 | LV_3424-8_0_5_load_134 | 121 | 0.0037535 | 0.00094072 | 0 | 0 |  | 1 | TRUE | wye
81 | LV_3424-8_0_5_load_98 | 122 | 0.0051891 | 0.0013005 | 0 | 0 |  | 1 | TRUE | wye
82 | LV_3424-8_0_5_load_107 | 123 | 0.0020122 | 0.0005043 | 0 | 0 |  | 1 | TRUE | wye
83 | LV_3424-8_0_5_load_135 | 124 | 0.0032401 | 0.00081204 | 0 | 0 |  | 1 | TRUE | wye
84 | LV_3424-8_0_5_load_81 | 125 | 0.0035034 | 0.00087804 | 0 | 0 |  | 1 | TRUE | wye
85 | LV_3424-8_0_5_load_82 | 126 | 0.00709 | 0.0017769 | 0 | 0 |  | 1 | TRUE | wye
86 | LV_3424-8_0_5_load_97 | 127 | 0.0054058 | 0.0013548 | 0 | 0 |  | 1 | TRUE | wye
87 | LV_3424-8_0_5_load_178 | 129 | 0.00071162 | 0.00017835 | 0 | 0 |  | 1 | TRUE | wye
88 | LV_3424-8_0_5_load_176 | 130 | 0.0029227 | 0.00073249 | 0 | 0 |  | 1 | TRUE | wye
89 | LV_3424-8_0_5_load_95 | 131 | 0.0022022 | 0.00055192 | 0 | 0 |  | 1 | TRUE | wye
90 | LV_3424-8_0_5_load_91 | 132 | 0.00037365 | 9.3646e-05 | 0 | 0 |  | 1 | TRUE | wye
91 | LV_3424-8_0_5_load_121 | 133 | 0.0035158 | 0.00088114 | 0 | 0 |  | 1 | TRUE | wye
92 | LV_3424-8_0_5_load_119 | 134 | 0.00046682 | 0.000117 | 0 | 0 |  | 1 | TRUE | wye
93 | LV_3424-8_0_5_load_173 | 135 | 0.0006549 | 0.00016413 | 0 | 0 |  | 1 | TRUE | wye
94 | LV_3424-8_0_5_load_111 | 137 | 0.0027495 | 0.00068908 | 0 | 0 |  | 1 | TRUE | wye
95 | LV_3424-8_0_5_load_114 | 140 | 0.0014531 | 0.00036418 | 0 | 0 |  | 1 | TRUE | wye
96 | LV_3424-8_0_5_load_162 | 141 | 0.0034658 | 0.0008686 | 0 | 0 |  | 1 | TRUE | wye
97 | LV_3424-8_0_5_load_163 | 142 | 0.0032034 | 0.00080285 | 0 | 0 |  | 1 | TRUE | wye
98 | LV_3424-8_0_5_load_118 | 143 | 0.0044304 | 0.0011104 | 0 | 0 |  | 1 | TRUE | wye
99 | LV_3424-8_0_5_load_145 | 144 | 0.0044006 | 0.0011029 | 0 | 0 |  | 1 | TRUE | wye
100 | LV_3424-8_0_5_load_125 | 145 | 0.0016572 | 0.00041535 | 0 | 0 |  | 1 | TRUE | wye
101 | LV_3424-8_0_5_load_126 | 146 | 0.0032184 | 0.0008066 | 0 | 0 |  | 1 | TRUE | wye
102 | LV_3424-8_0_5_load_127 | 147 | 0.0016537 | 0.00041445 | 0 | 0 |  | 1 | TRUE | wye
103 | LV_3424-8_0_5_load_128 | 148 | 0.0028508 | 0.00071447 | 0 | 0 |  | 1 | TRUE | wye
104 | LV_3424-8_0_5_load_129 | 149 | 0.0040501 | 0.001015 | 0 | 0 |  | 1 | TRUE | wye
105 | LV_3424-8_0_5_load_130 | 150 | 0.0056138 | 0.001407 | 0 | 0 |  | 1 | TRUE | wye
106 | LV_3424-8_0_5_load_144 | 151 | 0.0030741 | 0.00077043 | 0 | 0 |  | 1 | TRUE | wye
107 | LV_3424-8_0_5_load_136 | 152 | 0.0051997 | 0.0013032 | 0 | 0 |  | 1 | TRUE | wye
108 | LV_3424-8_0_5_load_139 | 154 | 0.00122 | 0.00030577 | 0 | 0 |  | 1 | TRUE | wye
109 | LV_3424-8_0_5_load_160 | 155 | 0.0029879 | 0.00074883 | 0 | 0 |  | 1 | TRUE | wye
110 | LV_3424-8_0_5_load_137 | 156 | 0.0014688 | 0.00036811 | 0 | 0 |  | 1 | TRUE | wye
111 | LV_3424-8_0_5_load_143 | 157 | 0.0031294 | 0.00078429 | 0 | 0 |  | 1 | TRUE | wye
112 | LV_3424-8_0_5_load_138 | 158 | 0.0030793 | 0.00077174 | 0 | 0 |  | 1 | TRUE | wye
113 | LV_3424-8_0_5_load_141 | 159 | 0.0023725 | 0.0005946 | 0 | 0 |  | 1 | TRUE | wye
114 | LV_3424-8_0_5_load_142 | 160 | 0.0030065 | 0.00075349 | 0 | 0 |  | 1 | TRUE | wye
115 | LV_3424-8_0_5_load_158 | 161 | 0.0026723 | 0.00066974 | 0 | 0 |  | 1 | TRUE | wye
116 | LV_3424-8_0_5_load_156 | 162 | 0.0028871 | 0.00072358 | 0 | 0 |  | 1 | TRUE | wye
117 | LV_3424-8_0_5_load_157 | 163 | 0.0021096 | 0.00052871 | 0 | 0 |  | 1 | TRUE | wye
118 | LV_3424-8_0_5_load_148 | 164 | 0.0059449 | 0.0014899 | 0 | 0 |  | 1 | TRUE | wye
119 | LV_3424-8_0_5_load_150 | 165 | 0.0022906 | 0.00057407 | 0 | 0 |  | 1 | TRUE | wye
120 | LV_3424-8_0_5_load_152 | 166 | 0.0011796 | 0.00029563 | 0 | 0 |  | 1 | TRUE | wye
121 | LV_3424-8_0_5_load_153 | 167 | 0.0011754 | 0.00029459 | 0 | 0 |  | 1 | TRUE | wye
122 | LV_3424-8_0_5_load_154 | 168 | 0.0015282 | 0.00038301 | 0 | 0 |  | 1 | TRUE | wye
123 | LV_3424-8_0_5_load_164 | 169 | 0.0008556 | 0.00021443 | 0 | 0 |  | 1 | TRUE | wye
124 | LV_3424-8_0_5_load_165 | 170 | 0.00065711 | 0.00016469 | 0 | 0 |  | 1 | TRUE | wye
125 | LV_3424-8_0_5_load_167 | 172 | 0.00083715 | 0.00020981 | 0 | 0 |  | 1 | TRUE | wye
126 | LV_3424-8_0_5_load_168 | 173 | 0.00066845 | 0.00016753 | 0 | 0 |  | 1 | TRUE | wye
127 | LV_3424-8_0_5_load_175 | 174 | 0.00068782 | 0.00017238 | 0 | 0 |  | 1 | TRUE | wye
128 | LV_3424-8_0_5_load_169 | 175 | 0.00072128 | 0.00018077 | 0 | 0 |  | 1 | TRUE | wye
129 | LV_3424-8_0_5_load_170 | 176 | 0.00034527 | 8.6534e-05 | 0 | 0 |  | 1 | TRUE | wye
130 | LV_3424-8_0_5_load_172 | 177 | 0.00082543 | 0.00020687 | 0 | 0 |  | 1 | TRUE | wye
131 | LV_3424-8_0_5_load_174 | 178 | 0.0022006 | 0.00055153 | 0 | 0 |  | 1 | TRUE | wye
132 | LV_3424-8_0_5_load_179 | 179 | 0.0012575 | 0.00031515 | 0 | 0 |  | 1 | TRUE | wye

## ext_grid
| name | bus | vm_pu | va_degree | slack_weight | in_service
0 |  | 118 | 1 | 0 | 1 | TRUE

## line
| name | std_type | from_bus | to_bus | length_km | r_ohm_per_km | x_ohm_per_km | c_nf_per_km | g_us_per_km | max_i_ka | df | parallel | type | in_service
0 | LV_3424-8_0_5_line_0 |  | 0 | 1 | 0.15444 | 0.125 | 0.08 | 261 | 0 | 0.364 | 1 | 1 | cs | TRUE
1 | LV_3424-8_0_5_line_1 |  | 1 | 2 | 0.028874 | 0.125 | 0.08 | 261 | 0 | 0.364 | 1 | 1 | cs | TRUE
2 | LV_3424-8_0_5_line_2 |  | 2 | 57 | 0.027671 | 0.125 | 0.08 | 261 | 0 | 0.364 | 1 | 1 | cs | TRUE
3 | LV_3424-8_0_5_line_3 |  | 3 | 4 | 0.011084 | 0.125 | 0.08 | 261 | 0 | 0.364 | 1 | 1 | cs | TRUE
4 | LV_3424-8_0_5_line_4 |  | 3 | 5 | 0.008692 | 0.125 | 0.08 | 261 | 0 | 0.364 | 1 | 1 | cs | TRUE
5 | LV_3424-8_0_5_line_5 |  | 4 | 6 | 0.029598 | 0.125 | 0.08 | 261 | 0 | 0.364 | 1 | 1 | cs | TRUE
6 | LV_3424-8_0_5_line_6 |  | 4 | 7 | 0.008761 | 0.125 | 0.08 | 261 | 0 | 0.364 | 1 | 1 | cs | TRUE
7 | LV_3424-8_0_5_line_7 |  | 5 | 8 | 0.022558 | 0.125 | 0.08 | 261 | 0 | 0.364 | 1 | 1 | cs | TRUE
8 | LV_3424-8_0_5_line_8 |  | 7 | 9 | 0.014419 | 0.125 | 0.08 | 261 | 0 | 0.364 | 1 | 1 | cs | TRUE
9 | LV_3424-8_0_5_line_9 |  | 8 | 10 | 0.0067396 | 0.125 | 0.08 | 261 | 0 | 0.364 | 1 | 1 | cs | TRUE
10 | LV_3424-8_0_5_line_10 |  | 9 | 66 | 0.015987 | 0.125 | 0.08 | 261 | 0 | 0.364 | 1 | 1 | cs | TRUE
11 | LV_3424-8_0_5_line_11 |  | 10 | 51 | 0.023992 | 0.125 | 0.08 | 261 | 0 | 0.364 | 1 | 4 | cs | TRUE
12 | LV_3424-8_0_5_line_12 |  | 10 | 50 | 0.018044 | 0.125 | 0.08 | 261 | 0 | 0.364 | 1 | 1 | cs | TRUE
13 | LV_3424-8_0_5_line_13 |  | 11 | 12 | 0.03858 | 0.125 | 0.08 | 261 | 0 | 0.364 | 1 | 1 | cs | TRUE
14 | LV_3424-8_0_5_line_14 |  | 11 | 13 | 0.02784 | 0.125 | 0.08 | 261 | 0 | 0.364 | 1 | 1 | cs | TRUE
15 | LV_3424-8_0_5_line_15 |  | 12 | 14 | 0.0247 | 0.125 | 0.08 | 261 | 0 | 0.364 | 1 | 1 | cs | TRUE
16 | LV_3424-8_0_5_line_16 |  | 14 | 15 | 0.021863 | 0.125 | 0.08 | 261 | 0 | 0.364 | 1 | 4 | cs | TRUE
17 | LV_3424-8_0_5_line_17 |  | 14 | 16 | 0.029811 | 0.125 | 0.08 | 261 | 0 | 0.364 | 1 | 4 | cs | TRUE
18 | LV_3424-8_0_5_line_18 |  | 15 | 17 | 0.029874 | 0.125 | 0.08 | 261 | 0 | 0.364 | 1 | 4 | cs | TRUE
19 | LV_3424-8_0_5_line_19 |  | 16 | 18 | 0.01506 | 0.125 | 0.08 | 261 | 0 | 0.364 | 1 | 4 | cs | TRUE
20 | LV_3424-8_0_5_line_20 |  | 17 | 19 | 0.037186 | 0.125 | 0.08 | 261 | 0 | 0.364 | 1 | 4 | cs | TRUE
21 | LV_3424-8_0_5_line_21 |  | 18 | 20 | 0.030265 | 0.125 | 0.08 | 261 | 0 | 0.364 | 1 | 4 | cs | TRUE
22 | LV_3424-8_0_5_line_22 |  | 19 | 131 | 0.024569 | 0.125 | 0.08 | 261 | 0 | 0.364 | 1 | 4 | cs | TRUE
23 | LV_3424-8_0_5_line_23 |  | 19 | 128 | 0.010631 | 0.125 | 0.08 | 261 | 0 | 0.364 | 1 | 4 | cs | TRUE
24 | LV_3424-8_0_5_line_24 |  | 20 | 41 | 0.025976 | 0.125 | 0.08 | 261 | 0 | 0.364 | 1 | 4 | cs | TRUE
25 | LV_3424-8_0_5_line_25 |  | 20 | 43 | 0.051114 | 0.125 | 0.08 | 261 | 0 | 0.364 | 1 | 4 | cs | TRUE
26 | LV_3424-8_0_5_line_26 |  | 21 | 22 | 0.022962 | 0.125 | 0.08 | 261 | 0 | 0.364 | 1 | 1 | cs | TRUE
27 | LV_3424-8_0_5_line_27 |  | 21 | 23 | 0.026464 | 0.125 | 0.08 | 261 | 0 | 0.364 | 1 | 1 | cs | TRUE
28 | LV_3424-8_0_5_line_28 |  | 22 | 118 | 0.036785 | 0.125 | 0.08 | 261 | 0 | 0.364 | 1 | 1 | cs | TRUE
29 | LV_3424-8_0_5_line_29 |  | 23 | 164 | 0.011894 | 0.125 | 0.08 | 261 | 0 | 0.364 | 1 | 1 | cs | TRUE
30 | LV_3424-8_0_5_line_30 |  | 24 | 25 | 0.020196 | 0.125 | 0.08 | 261 | 0 | 0.364 | 1 | 1 | cs | TRUE
31 | LV_3424-8_0_5_line_31 |  | 25 | 26 | 0.02735 | 0.125 | 0.08 | 261 | 0 | 0.364 | 1 | 1 | cs | TRUE
32 | LV_3424-8_0_5_line_32 |  | 26 | 27 | 0.21003 | 0.125 | 0.08 | 261 | 0 | 0.364 | 1 | 1 | cs | TRUE
33 | LV_3424-8_0_5_line_33 |  | 27 | 28 | 0.0098093 | 0.125 | 0.08 | 261 | 0 | 0.364 | 1 | 1 | cs | TRUE
34 | LV_3424-8_0_5_line_34 |  | 28 | 34 | 0.042833 | 0.125 | 0.08 | 261 | 0 | 0.364 | 1 | 1 | cs | TRUE
35 | LV_3424-8_0_5_line_35 |  | 29 | 30 | 0.018645 | 0.125 | 0.08 | 261 | 0 | 0.364 | 1 | 1 | cs | TRUE
36 | LV_3424-8_0_5_line_36 |  | 30 | 36 | 0.022105 | 0.125 | 0.08 | 261 | 0 | 0.364 | 1 | 1 | cs | TRUE
37 | LV_3424-8_0_5_line_37 |  | 31 | 32 | 0.016931 | 0.125 | 0.08 | 261 | 0 | 0.364 | 1 | 1 | cs | TRUE
38 | LV_3424-8_0_5_line_38 |  | 31 | 33 | 0.012238 | 0.125 | 0.08 | 261 | 0 | 0.364 | 1 | 1 | cs | TRUE
39 | LV_3424-8_0_5_line_39 |  | 32 | 34 | 0.063671 | 0.125 | 0.08 | 261 | 0 | 0.364 | 1 | 1 | cs | TRUE
40 | LV_3424-8_0_5_line_40 |  | 33 | 35 | 0.032378 | 0.125 | 0.08 | 261 | 0 | 0.364 | 1 | 1 | cs | TRUE
41 | LV_3424-8_0_5_line_41 |  | 34 | 36 | 0.2174 | 0.125 | 0.08 | 261 | 0 | 0.364 | 1 | 1 | cs | TRUE
42 | LV_3424-8_0_5_line_42 |  | 36 | 37 | 0.0090061 | 0.125 | 0.08 | 261 | 0 | 0.364 | 1 | 1 | cs | TRUE
43 | LV_3424-8_0_5_line_43 |  | 37 | 79 | 0.021625 | 0.125 | 0.08 | 261 | 0 | 0.364 | 1 | 1 | cs | TRUE
44 | LV_3424-8_0_5_line_44 |  | 38 | 39 | 0.024046 | 0.125 | 0.08 | 261 | 0 | 0.364 | 1 | 2 | cs | TRUE
45 | LV_3424-8_0_5_line_45 |  | 39 | 40 | 0.0025969 | 0.125 | 0.08 | 261 | 0 | 0.364 | 1 | 4 | cs | TRUE
46 | LV_3424-8_0_5_line_46 |  | 40 | 41 | 0.044368 | 0.125 | 0.08 | 261 | 0 | 0.364 | 1 | 4 | cs | TRUE
47 | LV_3424-8_0_5_line_47 |  | 41 | 42 | 0.026987 | 0.125 | 0.08 | 261 | 0 | 0.364 | 1 | 4 | cs | TRUE
48 | LV_3424-8_0_5_line_48 |  | 42 | 47 | 0.026405 | 0.125 | 0.08 | 261 | 0 | 0.364 | 1 | 4 | cs | TRUE
49 | LV_3424-8_0_5_line_49 |  | 43 | 44 | 0.027764 | 0.125 | 0.08 | 261 | 0 | 0.364 | 1 | 2 | cs | TRUE
50 | LV_3424-8_0_5_line_50 |  | 44 | 45 | 0.016311 | 0.125 | 0.08 | 261 | 0 | 0.364 | 1 | 1 | cs | TRUE
51 | LV_3424-8_0_5_line_51 |  | 45 | 46 | 0.015524 | 0.125 | 0.08 | 261 | 0 | 0.364 | 1 | 1 | cs | TRUE
52 | LV_3424-8_0_5_line_52 |  | 46 | 48 | 0.010947 | 0.125 | 0.08 | 261 | 0 | 0.364 | 1 | 1 | cs | TRUE
53 | LV_3424-8_0_5_line_53 |  | 47 | 53 | 0.034432 | 0.125 | 0.08 | 261 | 0 | 0.364 | 1 | 4 | cs | TRUE
54 | LV_3424-8_0_5_line_54 |  | 48 | 49 | 0.016715 | 0.125 | 0.08 | 261 | 0 | 0.364 | 1 | 1 | cs | TRUE
55 | LV_3424-8_0_5_line_55 |  | 51 | 52 | 0.025901 | 0.125 | 0.08 | 261 | 0 | 0.364 | 1 | 4 | cs | TRUE
56 | LV_3424-8_0_5_line_56 |  | 52 | 53 | 0.0029827 | 0.125 | 0.08 | 261 | 0 | 0.364 | 1 | 4 | cs | TRUE
57 | LV_3424-8_0_5_line_57 |  | 53 | 144 | 0.012082 | 0.125 | 0.08 | 261 | 0 | 0.364 | 1 | 1 | cs | TRUE
58 | LV_3424-8_0_5_line_58 |  | 54 | 55 | 0.014471 | 0.125 | 0.08 | 261 | 0 | 0.364 | 1 | 1 | cs | TRUE
59 | LV_3424-8_0_5_line_59 |  | 55 | 56 | 0.0171 | 0.125 | 0.08 | 261 | 0 | 0.364 | 1 | 1 | cs | TRUE
60 | LV_3424-8_0_5_line_60 |  | 55 | 57 | 0.01957 | 0.125 | 0.08 | 261 | 0 | 0.364 | 1 | 1 | cs | TRUE
61 | LV_3424-8_0_5_line_61 |  | 56 | 61 | 0.016427 | 0.125 | 0.08 | 261 | 0 | 0.364 | 1 | 1 | cs | TRUE
62 | LV_3424-8_0_5_line_62 |  | 56 | 58 | 0.029833 | 0.125 | 0.08 | 261 | 0 | 0.364 | 1 | 1 | cs | TRUE
63 | LV_3424-8_0_5_line_63 |  | 57 | 62 | 0.016141 | 0.125 | 0.08 | 261 | 0 | 0.364 | 1 | 1 | cs | TRUE
64 | LV_3424-8_0_5_line_64 |  | 58 | 59 | 0.024977 | 0.125 | 0.08 | 261 | 0 | 0.364 | 1 | 1 | cs | TRUE
65 | LV_3424-8_0_5_line_65 |  | 58 | 60 | 0.040267 | 0.125 | 0.08 | 261 | 0 | 0.364 | 1 | 1 | cs | TRUE
66 | LV_3424-8_0_5_line_66 |  | 59 | 63 | 0.037966 | 0.125 | 0.08 | 261 | 0 | 0.364 | 1 | 1 | cs | TRUE
67 | LV_3424-8_0_5_line_67 |  | 60 | 64 | 0.043756 | 0.125 | 0.08 | 261 | 0 | 0.364 | 1 | 1 | cs | TRUE
68 | LV_3424-8_0_5_line_68 |  | 60 | 65 | 0.05441 | 0.125 | 0.08 | 261 | 0 | 0.364 | 1 | 1 | cs | TRUE
69 | LV_3424-8_0_5_line_69 |  | 63 | 66 | 0.0096038 | 0.125 | 0.08 | 261 | 0 | 0.364 | 1 | 1 | cs | TRUE
70 | LV_3424-8_0_5_line_70 |  | 64 | 67 | 0.022262 | 0.125 | 0.08 | 261 | 0 | 0.364 | 1 | 1 | cs | TRUE
71 | LV_3424-8_0_5_line_71 |  | 65 | 68 | 0.026469 | 0.125 | 0.08 | 261 | 0 | 0.364 | 1 | 1 | cs | TRUE
72 | LV_3424-8_0_5_line_72 |  | 67 | 168 | 0.037811 | 0.125 | 0.08 | 261 | 0 | 0.364 | 1 | 1 | cs | TRUE
73 | LV_3424-8_0_5_line_73 |  | 68 | 153 | 0.028213 | 0.125 | 0.08 | 261 | 0 | 0.364 | 1 | 1 | cs | TRUE
74 | LV_3424-8_0_5_line_74 |  | 69 | 70 | 0.02243 | 0.125 | 0.08 | 261 | 0 | 0.364 | 1 | 1 | cs | TRUE
75 | LV_3424-8_0_5_line_75 |  | 69 | 71 | 0.027899 | 0.125 | 0.08 | 261 | 0 | 0.364 | 1 | 1 | cs | TRUE
76 | LV_3424-8_0_5_line_76 |  | 70 | 72 | 0.0052053 | 0.125 | 0.08 | 261 | 0 | 0.364 | 1 | 1 | cs | TRUE
77 | LV_3424-8_0_5_line_77 |  | 71 | 73 | 0.023198 | 0.125 | 0.08 | 261 | 0 | 0.364 | 1 | 1 | cs | TRUE
78 | LV_3424-8_0_5_line_78 |  | 71 | 74 | 0.017521 | 0.125 | 0.08 | 261 | 0 | 0.364 | 1 | 1 | cs | TRUE
79 | LV_3424-8_0_5_line_79 |  | 72 | 75 | 0.016454 | 0.125 | 0.08 | 261 | 0 | 0.364 | 1 | 1 | cs | TRUE
80 | LV_3424-8_0_5_line_80 |  | 73 | 76 | 0.022934 | 0.125 | 0.08 | 261 | 0 | 0.364 | 1 | 1 | cs | TRUE
81 | LV_3424-8_0_5_line_81 |  | 73 | 77 | 0.023857 | 0.125 | 0.08 | 261 | 0 | 0.364 | 1 | 1 | cs | TRUE
82 | LV_3424-8_0_5_line_82 |  | 74 | 78 | 0.002596 | 0.125 | 0.08 | 261 | 0 | 0.364 | 1 | 1 | cs | TRUE
83 | LV_3424-8_0_5_line_83 |  | 75 | 79 | 0.019452 | 0.125 | 0.08 | 261 | 0 | 0.364 | 1 | 1 | cs | TRUE
84 | LV_3424-8_0_5_line_84 |  | 76 | 80 | 0.0016315 | 0.125 | 0.08 | 261 | 0 | 0.364 | 1 | 1 | cs | TRUE
85 | LV_3424-8_0_5_line_85 |  | 77 | 81 | 0.019706 | 0.125 | 0.08 | 261 | 0 | 0.364 | 1 | 1 | cs | TRUE
86 | LV_3424-8_0_5_line_86 |  | 78 | 82 | 0.035089 | 0.125 | 0.08 | 261 | 0 | 0.364 | 1 | 1 | cs | TRUE
87 | LV_3424-8_0_5_line_87 |  | 79 | 100 | 0.012471 | 0.125 | 0.08 | 261 | 0 | 0.364 | 1 | 1 | cs | TRUE
88 | LV_3424-8_0_5_line_88 |  | 80 | 90 | 0.024608 | 0.125 | 0.08 | 261 | 0 | 0.364 | 1 | 1 | cs | TRUE
89 | LV_3424-8_0_5_line_89 |  | 81 | 105 | 0.026126 | 0.125 | 0.08 | 261 | 0 | 0.364 | 1 | 1 | cs | TRUE
90 | LV_3424-8_0_5_line_90 |  | 81 | 104 | 0.007718 | 0.125 | 0.08 | 261 | 0 | 0.364 | 1 | 1 | cs | TRUE
91 | LV_3424-8_0_5_line_91 |  | 82 | 134 | 0.016241 | 0.125 | 0.08 | 261 | 0 | 0.364 | 1 | 1 | cs | TRUE
92 | LV_3424-8_0_5_line_92 |  | 83 | 84 | 0.01824 | 0.125 | 0.08 | 261 | 0 | 0.364 | 1 | 1 | cs | TRUE
93 | LV_3424-8_0_5_line_93 |  | 83 | 85 | 0.013319 | 0.125 | 0.08 | 261 | 0 | 0.364 | 1 | 1 | cs | TRUE
94 | LV_3424-8_0_5_line_94 |  | 84 | 86 | 0.011343 | 0.125 | 0.08 | 261 | 0 | 0.364 | 1 | 1 | cs | TRUE
95 | LV_3424-8_0_5_line_95 |  | 85 | 87 | 0.013798 | 0.125 | 0.08 | 261 | 0 | 0.364 | 1 | 1 | cs | TRUE
96 | LV_3424-8_0_5_line_96 |  | 86 | 88 | 0.023206 | 0.125 | 0.08 | 261 | 0 | 0.364 | 1 | 1 | cs | TRUE
97 | LV_3424-8_0_5_line_97 |  | 87 | 89 | 0.008422 | 0.125 | 0.08 | 261 | 0 | 0.364 | 1 | 1 | cs | TRUE
98 | LV_3424-8_0_5_line_98 |  | 88 | 90 | 0.0080155 | 0.125 | 0.08 | 261 | 0 | 0.364 | 1 | 1 | cs | TRUE
99 | LV_3424-8_0_5_line_99 |  | 91 | 92 | 0.020246 | 0.125 | 0.08 | 261 | 0 | 0.364 | 1 | 1 | cs | TRUE
100 | LV_3424-8_0_5_line_100 |  | 91 | 93 | 0.0051775 | 0.125 | 0.08 | 261 | 0 | 0.364 | 1 | 1 | cs | TRUE
101 | LV_3424-8_0_5_line_101 |  | 92 | 94 | 0.0037156 | 0.125 | 0.08 | 261 | 0 | 0.364 | 1 | 1 | cs | TRUE
102 | LV_3424-8_0_5_line_102 |  | 93 | 95 | 0.022529 | 0.125 | 0.08 | 261 | 0 | 0.364 | 1 | 1 | cs | TRUE
103 | LV_3424-8_0_5_line_103 |  | 94 | 96 | 0.020137 | 0.125 | 0.08 | 261 | 0 | 0.364 | 1 | 1 | cs | TRUE
104 | LV_3424-8_0_5_line_104 |  | 95 | 97 | 0.0022975 | 0.125 | 0.08 | 261 | 0 | 0.364 | 1 | 1 | cs | TRUE
105 | LV_3424-8_0_5_line_105 |  | 96 | 98 | 0.0039053 | 0.125 | 0.08 | 261 | 0 | 0.364 | 1 | 1 | cs | TRUE
106 | LV_3424-8_0_5_line_106 |  | 97 | 99 | 0.00073108 | 0.125 | 0.08 | 261 | 0 | 0.364 | 1 | 1 | cs | TRUE
107 | LV_3424-8_0_5_line_107 |  | 98 | 143 | 0.01304 | 0.125 | 0.08 | 261 | 0 | 0.364 | 1 | 1 | cs | TRUE
108 | LV_3424-8_0_5_line_108 |  | 99 | 132 | 0.014564 | 0.125 | 0.08 | 261 | 0 | 0.364 | 1 | 1 | cs | TRUE
109 | LV_3424-8_0_5_line_109 |  | 100 | 101 | 0.017531 | 0.125 | 0.08 | 261 | 0 | 0.364 | 1 | 1 | cs | TRUE
110 | LV_3424-8_0_5_line_110 |  | 101 | 129 | 0.018337 | 0.125 | 0.08 | 261 | 0 | 0.364 | 1 | 1 | cs | TRUE
111 | LV_3424-8_0_5_line_111 |  | 101 | 130 | 0.0043117 | 0.125 | 0.08 | 261 | 0 | 0.364 | 1 | 1 | cs | TRUE
112 | LV_3424-8_0_5_line_112 |  | 102 | 103 | 0.031836 | 0.125 | 0.08 | 261 | 0 | 0.364 | 1 | 1 | cs | TRUE
113 | LV_3424-8_0_5_line_113 |  | 103 | 126 | 0.013205 | 0.125 | 0.08 | 261 | 0 | 0.364 | 1 | 1 | cs | TRUE
114 | LV_3424-8_0_5_line_114 |  | 106 | 107 | 0.013862 | 0.125 | 0.08 | 261 | 0 | 0.364 | 1 | 1 | cs | TRUE
115 | LV_3424-8_0_5_line_115 |  | 106 | 108 | 0.0064878 | 0.125 | 0.08 | 261 | 0 | 0.364 | 1 | 1 | cs | TRUE
116 | LV_3424-8_0_5_line_116 |  | 107 | 111 | 0.021932 | 0.125 | 0.08 | 261 | 0 | 0.364 | 1 | 1 | cs | TRUE
117 | LV_3424-8_0_5_line_117 |  | 108 | 112 | 0.0022397 | 0.125 | 0.08 | 261 | 0 | 0.364 | 1 | 1 | cs | TRUE
118 | LV_3424-8_0_5_line_118 |  | 109 | 110 | 0.02427 | 0.125 | 0.08 | 261 | 0 | 0.364 | 1 | 1 | cs | TRUE
119 | LV_3424-8_0_5_line_119 |  | 110 | 113 | 0.02945 | 0.125 | 0.08 | 261 | 0 | 0.364 | 1 | 4 | cs | TRUE
120 | LV_3424-8_0_5_line_120 |  | 110 | 114 | 0.045498 | 0.125 | 0.08 | 261 | 0 | 0.364 | 1 | 2 | cs | TRUE
121 | LV_3424-8_0_5_line_121 |  | 111 | 127 | 0.015341 | 0.125 | 0.08 | 261 | 0 | 0.364 | 1 | 4 | cs | TRUE
122 | LV_3424-8_0_5_line_122 |  | 111 | 122 | 0.029826 | 0.125 | 0.08 | 261 | 0 | 0.364 | 1 | 4 | cs | TRUE
123 | LV_3424-8_0_5_line_123 |  | 112 | 125 | 0.024714 | 0.125 | 0.08 | 261 | 0 | 0.364 | 1 | 1 | cs | TRUE
124 | LV_3424-8_0_5_line_124 |  | 113 | 118 | 0.0012773 | 0.125 | 0.08 | 261 | 0 | 0.364 | 1 | 4 | cs | TRUE
125 | LV_3424-8_0_5_line_125 |  | 113 | 119 | 0.028483 | 0.125 | 0.08 | 261 | 0 | 0.364 | 1 | 4 | cs | TRUE
126 | LV_3424-8_0_5_line_126 |  | 114 | 115 | 0.023499 | 0.125 | 0.08 | 261 | 0 | 0.364 | 1 | 1 | cs | TRUE
127 | LV_3424-8_0_5_line_127 |  | 115 | 116 | 0.036333 | 0.125 | 0.08 | 261 | 0 | 0.364 | 1 | 1 | cs | TRUE
128 | LV_3424-8_0_5_line_128 |  | 115 | 117 | 0.017312 | 0.125 | 0.08 | 261 | 0 | 0.364 | 1 | 1 | cs | TRUE
129 | LV_3424-8_0_5_line_129 |  | 116 | 120 | 0.009214 | 0.125 | 0.08 | 261 | 0 | 0.364 | 1 | 1 | cs | TRUE
130 | LV_3424-8_0_5_line_130 |  | 117 | 121 | 0.019204 | 0.125 | 0.08 | 261 | 0 | 0.364 | 1 | 1 | cs | TRUE
131 | LV_3424-8_0_5_line_131 |  | 119 | 122 | 0.0089923 | 0.125 | 0.08 | 261 | 0 | 0.364 | 1 | 4 | cs | TRUE
132 | LV_3424-8_0_5_line_132 |  | 120 | 123 | 0.026245 | 0.125 | 0.08 | 261 | 0 | 0.364 | 1 | 1 | cs | TRUE
133 | LV_3424-8_0_5_line_133 |  | 121 | 124 | 0.016763 | 0.125 | 0.08 | 261 | 0 | 0.364 | 1 | 1 | cs | TRUE
134 | LV_3424-8_0_5_line_134 |  | 123 | 137 | 0.0072802 | 0.125 | 0.08 | 261 | 0 | 0.364 | 1 | 1 | cs | TRUE
135 | LV_3424-8_0_5_line_135 |  | 124 | 152 | 0.0014711 | 0.125 | 0.08 | 261 | 0 | 0.364 | 1 | 1 | cs | TRUE
136 | LV_3424-8_0_5_line_136 |  | 125 | 126 | 0.012607 | 0.125 | 0.08 | 261 | 0 | 0.364 | 1 | 1 | cs | TRUE
137 | LV_3424-8_0_5_line_137 |  | 127 | 128 | 0.025943 | 0.125 | 0.08 | 261 | 0 | 0.364 | 1 | 4 | cs | TRUE
138 | LV_3424-8_0_5_line_138 |  | 129 | 179 | 0.0021835 | 0.125 | 0.08 | 261 | 0 | 0.364 | 1 | 1 | cs | TRUE
139 | LV_3424-8_0_5_line_139 |  | 130 | 174 | 0.015777 | 0.125 | 0.08 | 261 | 0 | 0.364 | 1 | 2 | cs | TRUE
140 | LV_3424-8_0_5_line_140 |  | 131 | 135 | 0.0039428 | 0.125 | 0.08 | 261 | 0 | 0.364 | 1 | 4 | cs | TRUE
141 | LV_3424-8_0_5_line_141 |  | 132 | 133 | 0.0050606 | 0.125 | 0.08 | 261 | 0 | 0.364 | 1 | 1 | cs | TRUE
142 | LV_3424-8_0_5_line_142 |  | 133 | 134 | 0.012207 | 0.125 | 0.08 | 261 | 0 | 0.364 | 1 | 1 | cs | TRUE
143 | LV_3424-8_0_5_line_143 |  | 135 | 136 | 0.0088389 | 0.125 | 0.08 | 261 | 0 | 0.364 | 1 | 4 | cs | TRUE
144 | LV_3424-8_0_5_line_144 |  | 136 | 175 | 0.0097381 | 0.125 | 0.08 | 261 | 0 | 0.364 | 1 | 1 | cs | TRUE
145 | LV_3424-8_0_5_line_145 |  | 136 | 173 | 0.01837 | 0.125 | 0.08 | 261 | 0 | 0.364 | 1 | 4 | cs | TRUE
146 | LV_3424-8_0_5_line_146 |  | 137 | 138 | 0.021347 | 0.125 | 0.08 | 261 | 0 | 0.364 | 1 | 1 | cs | TRUE
147 | LV_3424-8_0_5_line_147 |  | 138 | 139 | 0.039203 | 0.125 | 0.08 | 261 | 0 | 0.364 | 1 | 1 | cs | TRUE
148 | LV_3424-8_0_5_line_148 |  | 138 | 140 | 0.012377 | 0.125 | 0.08 | 261 | 0 | 0.364 | 1 | 1 | cs | TRUE
149 | LV_3424-8_0_5_line_149 |  | 139 | 141 | 0.029859 | 0.125 | 0.08 | 261 | 0 | 0.364 | 1 | 1 | cs | TRUE
150 | LV_3424-8_0_5_line_150 |  | 141 | 142 | 0.026605 | 0.125 | 0.08 | 261 | 0 | 0.364 | 1 | 1 | cs | TRUE
151 | LV_3424-8_0_5_line_151 |  | 145 | 146 | 0.003538 | 0.125 | 0.08 | 261 | 0 | 0.364 | 1 | 1 | cs | TRUE
152 | LV_3424-8_0_5_line_152 |  | 145 | 147 | 0.020281 | 0.125 | 0.08 | 261 | 0 | 0.364 | 1 | 1 | cs | TRUE
153 | LV_3424-8_0_5_line_153 |  | 146 | 148 | 0.024658 | 0.125 | 0.08 | 261 | 0 | 0.364 | 1 | 1 | cs | TRUE
154 | LV_3424-8_0_5_line_154 |  | 147 | 149 | 0.027752 | 0.125 | 0.08 | 261 | 0 | 0.364 | 1 | 1 | cs | TRUE
155 | LV_3424-8_0_5_line_155 |  | 148 | 150 | 0.0081824 | 0.125 | 0.08 | 261 | 0 | 0.364 | 1 | 1 | cs | TRUE
156 | LV_3424-8_0_5_line_156 |  | 149 | 151 | 0.0079442 | 0.125 | 0.08 | 261 | 0 | 0.364 | 1 | 1 | cs | TRUE
157 | LV_3424-8_0_5_line_157 |  | 151 | 152 | 0.030404 | 0.125 | 0.08 | 261 | 0 | 0.364 | 1 | 1 | cs | TRUE
158 | LV_3424-8_0_5_line_158 |  | 153 | 154 | 0.0061769 | 0.125 | 0.08 | 261 | 0 | 0.364 | 1 | 1 | cs | TRUE
159 | LV_3424-8_0_5_line_159 |  | 153 | 155 | 0.020258 | 0.125 | 0.08 | 261 | 0 | 0.364 | 1 | 1 | cs | TRUE
160 | LV_3424-8_0_5_line_160 |  | 154 | 156 | 0.027259 | 0.125 | 0.08 | 261 | 0 | 0.364 | 1 | 1 | cs | TRUE
161 | LV_3424-8_0_5_line_161 |  | 155 | 157 | 0.0027227 | 0.125 | 0.08 | 261 | 0 | 0.364 | 1 | 1 | cs | TRUE
162 | LV_3424-8_0_5_line_162 |  | 156 | 158 | 0.019685 | 0.125 | 0.08 | 261 | 0 | 0.364 | 1 | 1 | cs | TRUE
163 | LV_3424-8_0_5_line_163 |  | 157 | 160 | 0.030136 | 0.125 | 0.08 | 261 | 0 | 0.364 | 1 | 1 | cs | TRUE
164 | LV_3424-8_0_5_line_164 |  | 159 | 160 | 0.00080597 | 0.125 | 0.08 | 261 | 0 | 0.364 | 1 | 1 | cs | TRUE
165 | LV_3424-8_0_5_line_165 |  | 159 | 161 | 0.052659 | 0.125 | 0.08 | 261 | 0 | 0.364 | 1 | 1 | cs | TRUE
166 | LV_3424-8_0_5_line_166 |  | 161 | 162 | 0.0063887 | 0.125 | 0.08 | 261 | 0 | 0.364 | 1 | 1 | cs | TRUE
167 | LV_3424-8_0_5_line_167 |  | 162 | 163 | 0.026982 | 0.125 | 0.08 | 261 | 0 | 0.364 | 1 | 1 | cs | TRUE
168 | LV_3424-8_0_5_line_168 |  | 164 | 165 | 0.0018425 | 0.125 | 0.08 | 261 | 0 | 0.364 | 1 | 1 | cs | TRUE
169 | LV_3424-8_0_5_line_169 |  | 166 | 167 | 0.018928 | 0.125 | 0.08 | 261 | 0 | 0.364 | 1 | 1 | cs | TRUE
170 | LV_3424-8_0_5_line_170 |  | 166 | 168 | 0.0044507 | 0.125 | 0.08 | 261 | 0 | 0.364 | 1 | 1 | cs | TRUE
171 | LV_3424-8_0_5_line_171 |  | 169 | 170 | 0.00084391 | 0.125 | 0.08 | 261 | 0 | 0.364 | 1 | 1 | cs | TRUE
172 | LV_3424-8_0_5_line_172 |  | 169 | 171 | 0.021228 | 0.125 | 0.08 | 261 | 0 | 0.364 | 1 | 1 | cs | TRUE
173 | LV_3424-8_0_5_line_173 |  | 171 | 172 | 0.011932 | 0.125 | 0.08 | 261 | 0 | 0.364 | 1 | 4 | cs | TRUE
174 | LV_3424-8_0_5_line_174 |  | 171 | 173 | 0.0054217 | 0.125 | 0.08 | 261 | 0 | 0.364 | 1 | 4 | cs | TRUE
175 | LV_3424-8_0_5_line_175 |  | 172 | 174 | 0.021372 | 0.125 | 0.08 | 261 | 0 | 0.364 | 1 | 2 | cs | TRUE
176 | LV_3424-8_0_5_line_176 |  | 175 | 176 | 0.00932 | 0.125 | 0.08 | 261 | 0 | 0.364 | 1 | 1 | cs | TRUE
177 | LV_3424-8_0_5_line_177 |  | 176 | 177 | 0.0068247 | 0.125 | 0.08 | 261 | 0 | 0.364 | 1 | 1 | cs | TRUE
178 | LV_3424-8_0_5_line_178 |  | 177 | 178 | 0.0010213 | 0.125 | 0.08 | 261 | 0 | 0.364 | 1 | 1 | cs | TRUE

## trafo
| name | std_type | hv_bus | lv_bus | sn_mva | vn_hv_kv | vn_lv_kv | vk_percent | vkr_percent | pfe_kw | i0_percent | shift_degree | tap_side | tap_neutral | tap_min | tap_max | tap_step_percent | tap_step_degree | tap_pos | tap_phase_shifter | parallel | df | in_service
0 | LV_3424-8_0_5_trafo_102 | 0.63 MVA 20/0.4 kV | 180 | 118 | 0.63 | 20 | 0.4 | 6 | 1.206 | 1.65 | 0.2619 | 150 | hv | 0 | -2 | 2 | 2.5 | 0 | 0 | FALSE | 1 | 1 | TRUE

## line_geodata
| x0 | y0 | x1 | y1 | x2 | y2 | x3 | y3 | x4 | y4 | x5 | y5 | x6 | y6 | x7 | y7 | x8 | y8
0 | 2732492.8043 | 1255425.3548 | 2732548.7689 | 1255281.407
1 | 2732492.8043 | 1255425.3548 | 2732481.1219 | 1255423.0691 | 2732468.0865 | 1255434.0319
2 | 2732468.0865 | 1255434.0319 | 2732473.1674 | 1255439.3059 | 2732487.4114 | 1255453.8934
3 | 2732622.88 | 1255475.045 | 2732633.254 | 1255471.0626
4 | 2732636.8189 | 1255478.9941 | 2732633.254 | 1255471.0626
5 | 2732622.88 | 1255475.045 | 2732613.6143 | 1255453.4845 | 2732608.0832 | 1255456.1853
6 | 2732622.88 | 1255475.045 | 2732626.3441 | 1255483.0965
7 | 2732636.8189 | 1255478.9941 | 2732646.0765 | 1255499.5646
8 | 2732626.3441 | 1255483.0965 | 2732613.0034 | 1255488.5671
9 | 2732648.2575 | 1255505.9415 | 2732646.0765 | 1255499.5646
10 | 2732598.212 | 1255494.6326 | 2732613.0034 | 1255488.5671
11 | 2732648.2575 | 1255505.9415 | 2732651.3663 | 1255515.0305 | 2732656.1612 | 1255528.5936
12 | 2732648.2575 | 1255505.9415 | 2732643.1272 | 1255507.9284 | 2732633.0009 | 1255500.5281
13 | 2732699.6309 | 1255758.3751 | 2732698.6709 | 1255757.1886 | 2732683.8166 | 1255735.2135 | 2732677.7895 | 1255726.5795
14 | 2732699.6309 | 1255758.3751 | 2732701.2185 | 1255760.3375 | 2732703.6001 | 1255761.8033 | 2732706.0905 | 1255761.7813 | 2732708.1739 | 1255761.0718 | 2732710.5675 | 1255759.3127 | 2732721.9693 | 1255749.7863
15 | 2732662.0001 | 1255707.7553 | 2732670.1562 | 1255715.5117 | 2732677.2153 | 1255725.757 | 2732677.7895 | 1255726.5795
16 | 2732662.0001 | 1255707.7553 | 2732661.4928 | 1255708.8449 | 2732660.5282 | 1255710.1356 | 2732658.9815 | 1255711.4799 | 2732656.5026 | 1255713.0036 | 2732651.7131 | 1255717.3002 | 2732646.2672 | 1255722.6826
17 | 2732662.0001 | 1255707.7553 | 2732662.1396 | 1255706.2459 | 2732661.9691 | 1255704.4293 | 2732661.4971 | 1255702.5949 | 2732660.0615 | 1255700.3273 | 2732647.8078 | 1255682.1585
18 | 2732628.63 | 1255746.6654 | 2732628.63 | 1255746.6654 | 2732634.4695 | 1255736.9318 | 2732640.0849 | 1255729.4508 | 2732645.2545 | 1255723.6835 | 2732646.2672 | 1255722.6826
19 | 2732647.8078 | 1255682.1585 | 2732659.2834 | 1255672.4054
20 | 2732613.4128 | 1255780.5889 | 2732616.6935 | 1255772.5773 | 2732622.7391 | 1255759.3673 | 2732628.63 | 1255746.6654
21 | 2732682.3448 | 1255652.8055 | 2732659.2834 | 1255672.4054
22 | 2732613.4128 | 1255780.5889 | 2732621.1655 | 1255787.1574 | 2732630.4423 | 1255798.1811
23 | 2732609.5315 | 1255790.4887 | 2732613.4128 | 1255780.5889
24 | 2732682.3448 | 1255652.8055 | 2732691.4668 | 1255644.0797 | 2732701.8651 | 1255635.6384
25 | 2732682.3448 | 1255652.8055 | 2732706.2999 | 1255656.579 | 2732719.6396 | 1255657.2786 | 2732733.1299 | 1255657.9199
26 | 2732608.8384 | 1255705.2734 | 2732599.6866 | 1255709.6169 | 2732587.4905 | 1255713.6056
27 | 2732608.8384 | 1255705.2734 | 2732606.6453 | 1255678.9003 | 2732606.6453 | 1255678.9003
28 | 2732587.4905 | 1255713.6056 | 2732552.5276 | 1255725.0401
29 | 2732606.6453 | 1255678.9003 | 2732594.9539 | 1255676.7123
30 | 2732582.2004 | 1256405.6787 | 2732590.8839 | 1256387.4445
31 | 2732602.6432 | 1256362.7514 | 2732590.8839 | 1256387.4445
32 | 2732662.7187 | 1256161.4964 | 2732602.6432 | 1256362.7514
33 | 2732658.6654 | 1256152.5638 | 2732662.7187 | 1256161.4964
34 | 2732662.0946 | 1256116.7301 | 2732664.0264 | 1256122.4342 | 2732666.3191 | 1256128.8692 | 2732669.1169 | 1256137.6732 | 2732670.0235 | 1256142.3311 | 2732669.814 | 1256144.2726 | 2732668.7279 | 1256145.9387 | 2732665.2306 | 1256148.4738 | 2732658.6654 | 1256152.5638
35 | 2732539.9871 | 1255930.9263 | 2732557.381 | 1255924.2127
36 | 2732578.0035 | 1255916.2529 | 2732557.381 | 1255924.2127
37 | 2732724.6778 | 1256105.0108 | 2732732.849 | 1256101.9801 | 2732740.6716 | 1256099.47
38 | 2732752.0349 | 1256094.9482 | 2732747.545 | 1256096.6602 | 2732742.47 | 1256098.8929 | 2732740.6716 | 1256099.47
39 | 2732724.6778 | 1256105.0108 | 2732662.0946 | 1256116.7301
40 | 2732752.0349 | 1256094.9482 | 2732757.4719 | 1256096.0823 | 2732760.8413 | 1256100.9289 | 2732766.2482 | 1256110.8036 | 2732769.751 | 1256119.8095
41 | 2732578.0035 | 1255916.2529 | 2732662.0946 | 1256116.7301
42 | 2732578.0035 | 1255916.2529 | 2732576.8644 | 1255907.3191
43 | 2732577.6056 | 1255885.8607 | 2732576.0868 | 1255894.3789 | 2732576.4762 | 1255904.2744 | 2732576.8644 | 1255907.3191
44 | 2732741.2637 | 1255610.2427 | 2732732.4792 | 1255587.8588
45 | 2732741.2637 | 1255610.2427 | 2732738.9146 | 1255611.3499
46 | 2732701.8651 | 1255635.6384 | 2732714.7647 | 1255626.0187 | 2732735.9254 | 1255612.7587 | 2732738.9146 | 1255611.3499
47 | 2732701.8651 | 1255635.6384 | 2732697.0218 | 1255628.8681 | 2732693.3836 | 1255621.5244 | 2732689.1198 | 1255611.9651
48 | 2732689.1198 | 1255611.9651 | 2732678.3634 | 1255587.85
49 | 2732757.7846 | 1255665.5523 | 2732751.9825 | 1255658.8161 | 2732733.1299 | 1255657.9199
50 | 2732757.7846 | 1255665.5523 | 2732768.0942 | 1255678.2172
51 | 2732768.0942 | 1255678.2172 | 2732756.5139 | 1255688.5559
52 | 2732763.1854 | 1255697.2356 | 2732756.5139 | 1255688.5559
53 | 2732665.7917 | 1255555.8241 | 2732672.3337 | 1255574.332 | 2732678.3634 | 1255587.85
54 | 2732763.1854 | 1255697.2356 | 2732748.1091 | 1255704.4532
55 | 2732664.7972 | 1255553.0121 | 2732656.986 | 1255530.9264 | 2732656.1612 | 1255528.5936
56 | 2732665.7917 | 1255555.8241 | 2732664.7972 | 1255553.0121
57 | 2732665.7917 | 1255555.8241 | 2732662.7829 | 1255557.4248 | 2732659.4466 | 1255558.1507 | 2732656.8371 | 1255558.0922 | 2732654.2927 | 1255557.4902 | 2732654.2609 | 1255557.4753
58 | 2732501.0404 | 1255467.9778 | 2732511.1023 | 1255458.0495 | 2732511.331 | 1255458.2955
59 | 2732501.0404 | 1255467.9778 | 2732513.0899 | 1255480.1474
60 | 2732501.0404 | 1255467.9778 | 2732487.4114 | 1255453.8934
61 | 2732509.118 | 1255495.7727 | 2732509.8533 | 1255486.5252 | 2732513.0899 | 1255480.1474
62 | 2732513.0899 | 1255480.1474 | 2732523.4351 | 1255489.91 | 2732535.2322 | 1255500.2056
63 | 2732483.5268 | 1255469.3316 | 2732484.1917 | 1255461.2058 | 2732487.4114 | 1255453.8934
64 | 2732555.342 | 1255514.9914 | 2732550.2654 | 1255511.5524 | 2732542.8142 | 1255506.3253 | 2732535.2322 | 1255500.2056
65 | 2732524.9949 | 1255531.1046 | 2732531.5908 | 1255521.6213 | 2732542.8142 | 1255506.3253 | 2732535.2322 | 1255500.2056
66 | 2732555.342 | 1255514.9914 | 2732559.8756 | 1255511.6787 | 2732589.4366 | 1255498.5346
67 | 2732524.9949 | 1255531.1046 | 2732497.5208 | 1255524.3948 | 2732482.1545 | 1255522.5712
68 | 2732524.9949 | 1255531.1046 | 2732517.1815 | 1255557.209 | 2732510.5418 | 1255580.4371 | 2732509.3597 | 1255583.1978
69 | 2732598.212 | 1255494.6326 | 2732589.4366 | 1255498.5346
70 | 2732460.0325 | 1255520.0967 | 2732464.7168 | 1255520.5018 | 2732482.1545 | 1255522.5712
71 | 2732495.3709 | 1255605.2314 | 2732498.3415 | 1255602.6399 | 2732500.9953 | 1255599.7077 | 2732503.2862 | 1255596.4672 | 2732505.3108 | 1255592.6534 | 2732509.3597 | 1255583.1978
72 | 2732460.0325 | 1255520.0967 | 2732457.3737 | 1255542.8023 | 2732456.505 | 1255549.9227 | 2732454.4117 | 1255553.101 | 2732451.0226 | 1255555.1715
73 | 2732495.3709 | 1255605.2314 | 2732491.4415 | 1255607.5122 | 2732483.9147 | 1255610.0461 | 2732477.58 | 1255611.2388 | 2732468.2302 | 1255611.6189
74 | 2732519.6505 | 1255863.1465 | 2732537.377 | 1255873.6491 | 2732538.9796 | 1255874.5249
75 | 2732494.9791 | 1255850.1455 | 2732505.6817 | 1255855.3786 | 2732516.5422 | 1255861.3049 | 2732519.6505 | 1255863.1465
76 | 2732543.5472 | 1255877.0214 | 2732538.9796 | 1255874.5249
77 | 2732494.9791 | 1255850.1455 | 2732485.6277 | 1255845.8991 | 2732473.469 | 1255841.334
78 | 2732494.9791 | 1255850.1455 | 2732487.8695 | 1255866.1595
79 | 2732558.408 | 1255884.0411 | 2732554.3071 | 1255882.4583 | 2732546.5005 | 1255878.6356 | 2732543.5472 | 1255877.0214
80 | 2732473.469 | 1255841.334 | 2732457.9893 | 1255835.4713 | 2732451.7898 | 1255833.9608
81 | 2732473.469 | 1255841.334 | 2732480.3726 | 1255818.4981
82 | 2732486.8161 | 1255868.5322 | 2732487.8695 | 1255866.1595
83 | 2732577.6056 | 1255885.8607 | 2732565.3286 | 1255885.9081 | 2732559.4461 | 1255884.4418 | 2732558.408 | 1255884.0411
84 | 2732450.2046 | 1255833.5746 | 2732451.7898 | 1255833.9608
85 | 2732486.5396 | 1255799.7886 | 2732483.3372 | 1255808.6917 | 2732480.3726 | 1255818.4981
86 | 2732486.8161 | 1255868.5322 | 2732482.361 | 1255878.5668 | 2732479.1322 | 1255885.9569 | 2732476.0449 | 1255890.0582 | 2732472.1966 | 1255893.4419 | 2732468.6931 | 1255895.5766 | 2732467.1503 | 1255896.2536
87 | 2732577.6056 | 1255885.8607 | 2732587.7606 | 1255883.8752 | 2732589.6826 | 1255882.9709
88 | 2732450.2046 | 1255833.5746 | 2732448.489 | 1255833.1567 | 2732440.4825 | 1255831.8542 | 2732434.0795 | 1255831.3883 | 2732425.7741 | 1255831.0876
89 | 2732486.5396 | 1255799.7886 | 2732472.6091 | 1255800.8891 | 2732460.6248 | 1255798.875
90 | 2732486.5396 | 1255799.7886 | 2732494.165 | 1255800.9804
91 | 2732451.2678 | 1255898.8111 | 2732455.0535 | 1255898.8633 | 2732460.567 | 1255898.275 | 2732465.0279 | 1255897.1849 | 2732467.1503 | 1255896.2536
92 | 2732366.2344 | 1255842.6935 | 2732383.9699 | 1255838.4337
93 | 2732366.2344 | 1255842.6935 | 2732353.2833 | 1255845.8041
94 | 2732394.9988 | 1255835.7847 | 2732383.9699 | 1255838.4337
95 | 2732339.8673 | 1255849.0265 | 2732353.2833 | 1255845.8041
96 | 2732394.9988 | 1255835.7847 | 2732406.5183 | 1255833.0179 | 2732416.0625 | 1255831.6857 | 2732417.7793 | 1255831.553
97 | 2732331.5884 | 1255850.5033 | 2732336.1208 | 1255849.9263 | 2732339.8673 | 1255849.0265
98 | 2732417.7793 | 1255831.553 | 2732424.4295 | 1255831.0389 | 2732425.7741 | 1255831.0876
99 | 2732389.2854 | 1255904.4398 | 2732369.6322 | 1255909.3032
100 | 2732389.2854 | 1255904.4398 | 2732394.3113 | 1255903.1961
101 | 2732369.6322 | 1255909.3032 | 2732366.0254 | 1255910.1957
102 | 2732394.3113 | 1255903.1961 | 2732403.7019 | 1255900.8723 | 2732416.4268 | 1255899.0502
103 | 2732346.4248 | 1255914.8136 | 2732364.507 | 1255910.5715 | 2732366.0254 | 1255910.1957
104 | 2732418.7202 | 1255898.9169 | 2732416.4638 | 1255899.0449 | 2732416.4268 | 1255899.0502
105 | 2732346.4248 | 1255914.8136 | 2732342.6227 | 1255915.7055
106 | 2732418.7202 | 1255898.9169 | 2732419.4502 | 1255898.8755
107 | 2732329.9275 | 1255918.6838 | 2732342.6227 | 1255915.7055
108 | 2732434.0023 | 1255898.573 | 2732426.5871 | 1255898.4707 | 2732419.4502 | 1255898.8755
109 | 2732603.6033 | 1255872.5196 | 2732598.2294 | 1255877.6484 | 2732592.679 | 1255881.561 | 2732589.6826 | 1255882.9709
110 | 2732603.6033 | 1255872.5196 | 2732613.9227 | 1255876.6656 | 2732619.1277 | 1255879.4069 | 2732620.2209 | 1255880.1697
111 | 2732603.6033 | 1255872.5196 | 2732605.9977 | 1255868.9338
112 | 2732597.2657 | 1255815.9484 | 2732595.3649 | 1255819.965 | 2732585.4018 | 1255845.4814
113 | 2732597.2657 | 1255815.9484 | 2732589.7572 | 1255813.3 | 2732586.0133 | 1255812.6934 | 2732584.6732 | 1255813.2483
114 | 2732543.2172 | 1255804.261 | 2732546.25 | 1255798.8907 | 2732550.0527 | 1255796.874 | 2732553.2056 | 1255795.6295
115 | 2732543.2172 | 1255804.261 | 2732545.6095 | 1255805.2488 | 2732549.0181 | 1255807.143
116 | 2732572.9557 | 1255786.2882 | 2732567.9162 | 1255789.2892 | 2732561.3644 | 1255792.7679 | 2732555.3586 | 1255794.7797 | 2732553.2056 | 1255795.6295
117 | 2732550.9758 | 1255808.2309 | 2732549.0181 | 1255807.143
118 | 2732522.864 | 1255733.3521 | 2732520.7679 | 1255757.5315
119 | 2732551.3136 | 1255725.4372 | 2732522.864 | 1255733.3521
120 | 2732522.864 | 1255733.3521 | 2732478.9566 | 1255745.2759
121 | 2732572.9557 | 1255786.2882 | 2732579.0597 | 1255784.6122 | 2732585.3703 | 1255783.141 | 2732587.814 | 1255782.4798
122 | 2732572.9557 | 1255786.2882 | 2732572.3232 | 1255782.5261 | 2732570.5405 | 1255776.5586 | 2732569.4304 | 1255771.885 | 2732567.7123 | 1255767.4091 | 2732566.451 | 1255764.4337 | 2732565.3046 | 1255761.3831 | 2732562.8462 | 1255758.6255
123 | 2732550.9758 | 1255808.2309 | 2732557.4961 | 1255811.8542 | 2732570.0169 | 1255818.1069 | 2732573.2739 | 1255818.2358
124 | 2732551.3136 | 1255725.4372 | 2732552.5276 | 1255725.0401
125 | 2732551.3136 | 1255725.4372 | 2732554.5029 | 1255733.6271 | 2732555.2603 | 1255735.8572 | 2732554.8861 | 1255738.7515 | 2732554.8091 | 1255742.1862 | 2732554.9223 | 1255746.2258 | 2732556.0237 | 1255751.2883 | 2732556.2502 | 1255753.0368
126 | 2732456.2793 | 1255751.4343 | 2732478.9566 | 1255745.2759
127 | 2732456.2793 | 1255751.4343 | 2732421.2498 | 1255761.0793
128 | 2732456.2793 | 1255751.4343 | 2732455.0028 | 1255743.7432 | 2732454.0743 | 1255736.349 | 2732453.8813 | 1255734.2951
129 | 2732412.3879 | 1255763.6009 | 2732416.9828 | 1255762.2542 | 2732421.2498 | 1255761.0793
130 | 2732458.5898 | 1255716.393 | 2732457.5168 | 1255717.7313 | 2732455.2199 | 1255720.905 | 2732454.2839 | 1255723.9536 | 2732453.7191 | 1255728.6229 | 2732453.7391 | 1255732.7827 | 2732453.8813 | 1255734.2951
131 | 2732556.2502 | 1255753.0368 | 2732556.3646 | 1255753.9206 | 2732558.6499 | 1255756.3184 | 2732562.8462 | 1255758.6255
132 | 2732412.3879 | 1255763.6009 | 2732387.2025 | 1255770.9824
133 | 2732458.5898 | 1255716.393 | 2732460.3111 | 1255714.2462 | 2732464.1273 | 1255711.6292 | 2732469.4291 | 1255709.7238 | 2732473.1485 | 1255709.2445
134 | 2732380.2162 | 1255773.03 | 2732387.2025 | 1255770.9824
135 | 2732474.6075 | 1255709.0565 | 2732473.1485 | 1255709.2445
136 | 2732573.2739 | 1255818.2358 | 2732574.5551 | 1255818.2864 | 2732577.7332 | 1255816.8674 | 2732582.0378 | 1255814.3393 | 2732584.6732 | 1255813.2483
137 | 2732609.5315 | 1255790.4887 | 2732605.7685 | 1255785.0106 | 2732601.7895 | 1255782.0966 | 2732597.9705 | 1255780.7988 | 2732591.9747 | 1255781.3539 | 2732587.814 | 1255782.4798
138 | 2732622.0116 | 1255881.4192 | 2732620.2209 | 1255880.1697
139 | 2732614.5962 | 1255855.706 | 2732614.5962 | 1255855.706 | 2732608.7248 | 1255864.8495 | 2732605.9977 | 1255868.9338
140 | 2732630.4423 | 1255798.1811 | 2732632.9809 | 1255801.1978
141 | 2732434.0023 | 1255898.573 | 2732439.0624 | 1255898.6428
142 | 2732451.2678 | 1255898.8111 | 2732439.0624 | 1255898.6428
143 | 2732639.5558 | 1255806.8984 | 2732636.151 | 1255804.9648 | 2732632.9809 | 1255801.1978
144 | 2732639.5558 | 1255806.8984 | 2732647.0635 | 1255800.6963
145 | 2732639.5558 | 1255806.8984 | 2732637.9723 | 1255812.9128 | 2732637.2753 | 1255814.7211 | 2732631.8762 | 1255823.3903
146 | 2732359.7312 | 1255779.0339 | 2732380.2162 | 1255773.03
147 | 2732352.7623 | 1255740.4542 | 2732359.7312 | 1255779.0339
148 | 2732359.7312 | 1255779.0339 | 2732347.8916 | 1255782.6421
149 | 2732352.7623 | 1255740.4542 | 2732361.5618 | 1255738.6937 | 2732381.834 | 1255733.6693
150 | 2732381.834 | 1255733.6693 | 2732407.658 | 1255727.2689
151 | 2732543.303 | 1255673.1473 | 2732544.112 | 1255669.703
152 | 2732536.135 | 1255691.8493 | 2732536.426 | 1255691.4508 | 2732539.1361 | 1255687.6858 | 2732541.3005 | 1255681.6732 | 2732543.303 | 1255673.1473
153 | 2732548.6556 | 1255645.5474 | 2732548.7202 | 1255648.5536 | 2732547.6103 | 1255652.9661 | 2732545.4293 | 1255664.094 | 2732544.112 | 1255669.703
154 | 2732512.6423 | 1255704.1712 | 2732518.5528 | 1255703.1614 | 2732522.9177 | 1255702.325 | 2732526.9028 | 1255700.924 | 2732530.3961 | 1255698.5779 | 2732533.0866 | 1255696.0246 | 2732536.135 | 1255691.8493
155 | 2732546.2308 | 1255637.8175 | 2732546.9023 | 1255639.4379 | 2732548.6204 | 1255643.9138 | 2732548.6556 | 1255645.5474
156 | 2732504.7688 | 1255705.2192 | 2732511.2436 | 1255704.4101 | 2732512.6423 | 1255704.1712
157 | 2732504.7688 | 1255705.2192 | 2732496.2241 | 1255706.2868 | 2732488.1048 | 1255707.3172 | 2732478.7669 | 1255708.5205 | 2732474.6075 | 1255709.0565
158 | 2732468.2302 | 1255611.6189 | 2732462.0534 | 1255611.5922
159 | 2732468.2302 | 1255611.6189 | 2732468.5666 | 1255631.8736
160 | 2732462.0534 | 1255611.5922 | 2732434.7948 | 1255611.4744
161 | 2732468.6118 | 1255634.5959 | 2732468.5666 | 1255631.8736
162 | 2732434.7948 | 1255611.4744 | 2732415.1102 | 1255611.3894
163 | 2732469.1121 | 1255664.7278 | 2732468.6118 | 1255634.5959
164 | 2732469.1255 | 1255665.5336 | 2732469.1121 | 1255664.7278
165 | 2732469.1255 | 1255665.5336 | 2732417.1943 | 1255674.2566
166 | 2732417.1943 | 1255674.2566 | 2732413.6691 | 1255668.9285
167 | 2732413.6691 | 1255668.9285 | 2732409.2646 | 1255666.817 | 2732405.2237 | 1255666.3262 | 2732387.7207 | 1255670.642
168 | 2732593.1429 | 1255676.3734 | 2732594.9539 | 1255676.7123
169 | 2732446.573 | 1255555.0719 | 2732443.6637 | 1255558.6323 | 2732441.943 | 1255563.0311 | 2732441.0186 | 1255568.2597 | 2732440.3498 | 1255572.5045
170 | 2732451.0226 | 1255555.1715 | 2732451.0226 | 1255555.1715 | 2732446.573 | 1255555.0719 | 2732446.573 | 1255555.0719
171 | 2732646.933 | 1255839.3684 | 2732647.6456 | 1255839.8207
172 | 2732629.01 | 1255827.9925 | 2732646.933 | 1255839.3684
173 | 2732629.01 | 1255827.9925 | 2732622.9519 | 1255838.2724
174 | 2732629.01 | 1255827.9925 | 2732631.8762 | 1255823.3903
175 | 2732622.9519 | 1255838.2724 | 2732622.7744 | 1255838.5736 | 2732624.618 | 1255840.8169 | 2732617.6519 | 1255853.0164 | 2732614.5962 | 1255855.706
176 | 2732647.0635 | 1255800.6963 | 2732654.2489 | 1255794.7605
177 | 2732659.5104 | 1255790.414 | 2732654.2489 | 1255794.7605
178 | 2732659.5104 | 1255790.414 | 2732660.2978 | 1255789.7635

## bus_geodata
| x | y | coords
0 | 2732548.7689 | 1255281.407
1 | 2732492.8043 | 1255425.3548
2 | 2732468.0865 | 1255434.0319
3 | 2732633.254 | 1255471.0626
4 | 2732622.88 | 1255475.045
5 | 2732636.8189 | 1255478.9941
6 | 2732608.0832 | 1255456.1853
7 | 2732626.3441 | 1255483.0965
8 | 2732646.0765 | 1255499.5646
9 | 2732613.0034 | 1255488.5671
10 | 2732648.2575 | 1255505.9415
11 | 2732699.6309 | 1255758.3751
12 | 2732677.7895 | 1255726.5795
13 | 2732721.9693 | 1255749.7863
14 | 2732662.0001 | 1255707.7553
15 | 2732646.2672 | 1255722.6826
16 | 2732647.8078 | 1255682.1585
17 | 2732628.63 | 1255746.6654
18 | 2732659.2834 | 1255672.4054
19 | 2732613.4128 | 1255780.5889
20 | 2732682.3448 | 1255652.8055
21 | 2732608.8384 | 1255705.2734
22 | 2732587.4905 | 1255713.6056
23 | 2732606.6453 | 1255678.9003
24 | 2732582.2004 | 1256405.6787
25 | 2732590.8839 | 1256387.4445
26 | 2732602.6432 | 1256362.7514
27 | 2732662.7187 | 1256161.4964
28 | 2732658.6654 | 1256152.5638
29 | 2732539.9871 | 1255930.9263
30 | 2732557.381 | 1255924.2127
31 | 2732740.6716 | 1256099.47
32 | 2732724.6778 | 1256105.0108
33 | 2732752.0349 | 1256094.9482
34 | 2732662.0946 | 1256116.7301
35 | 2732769.751 | 1256119.8095
36 | 2732578.0035 | 1255916.2529
37 | 2732576.8644 | 1255907.3191
38 | 2732732.4792 | 1255587.8588
39 | 2732741.2637 | 1255610.2427
40 | 2732738.9146 | 1255611.3499
41 | 2732701.8651 | 1255635.6384
42 | 2732689.1198 | 1255611.9651
43 | 2732733.1299 | 1255657.9199
44 | 2732757.7846 | 1255665.5523
45 | 2732768.0942 | 1255678.2172
46 | 2732756.5139 | 1255688.5559
47 | 2732678.3634 | 1255587.85
48 | 2732763.1854 | 1255697.2356
49 | 2732748.1091 | 1255704.4532
50 | 2732633.0009 | 1255500.5281
51 | 2732656.1612 | 1255528.5936
52 | 2732664.7972 | 1255553.0121
53 | 2732665.7917 | 1255555.8241
54 | 2732511.331 | 1255458.2955
55 | 2732501.0404 | 1255467.9778
56 | 2732513.0899 | 1255480.1474
57 | 2732487.4114 | 1255453.8934
58 | 2732535.2322 | 1255500.2056
59 | 2732555.342 | 1255514.9914
60 | 2732524.9949 | 1255531.1046
61 | 2732509.118 | 1255495.7727
62 | 2732483.5268 | 1255469.3316
63 | 2732589.4366 | 1255498.5346
64 | 2732482.1545 | 1255522.5712
65 | 2732509.3597 | 1255583.1978
66 | 2732598.212 | 1255494.6326
67 | 2732460.0325 | 1255520.0967
68 | 2732495.3709 | 1255605.2314
69 | 2732519.6505 | 1255863.1465
70 | 2732538.9796 | 1255874.5249
71 | 2732494.9791 | 1255850.1455
72 | 2732543.5472 | 1255877.0214
73 | 2732473.469 | 1255841.334
74 | 2732487.8695 | 1255866.1595
75 | 2732558.408 | 1255884.0411
76 | 2732451.7898 | 1255833.9608
77 | 2732480.3726 | 1255818.4981
78 | 2732486.8161 | 1255868.5322
79 | 2732577.6056 | 1255885.8607
80 | 2732450.2046 | 1255833.5746
81 | 2732486.5396 | 1255799.7886
82 | 2732467.1503 | 1255896.2536
83 | 2732366.2344 | 1255842.6935
84 | 2732383.9699 | 1255838.4337
85 | 2732353.2833 | 1255845.8041
86 | 2732394.9988 | 1255835.7847
87 | 2732339.8673 | 1255849.0264
88 | 2732417.7793 | 1255831.553
89 | 2732331.5884 | 1255850.5033
90 | 2732425.7742 | 1255831.0876
91 | 2732389.2854 | 1255904.4398
92 | 2732369.6322 | 1255909.3032
93 | 2732394.3113 | 1255903.1961
94 | 2732366.0254 | 1255910.1957
95 | 2732416.4268 | 1255899.0502
96 | 2732346.4248 | 1255914.8136
97 | 2732418.7202 | 1255898.9169
98 | 2732342.6227 | 1255915.7055
99 | 2732419.4502 | 1255898.8755
100 | 2732589.6826 | 1255882.9709
101 | 2732603.6033 | 1255872.5196
102 | 2732585.4018 | 1255845.4814
103 | 2732597.2657 | 1255815.9484
104 | 2732494.165 | 1255800.9804
105 | 2732460.6248 | 1255798.875
106 | 2732543.2172 | 1255804.261
107 | 2732553.2056 | 1255795.6295
108 | 2732549.0181 | 1255807.143
109 | 2732520.7679 | 1255757.5315
110 | 2732522.864 | 1255733.3521
111 | 2732572.9557 | 1255786.2882
112 | 2732550.9758 | 1255808.2309
113 | 2732551.3136 | 1255725.4372
114 | 2732478.9566 | 1255745.2759
115 | 2732456.2793 | 1255751.4343
116 | 2732421.2498 | 1255761.0793
117 | 2732453.8813 | 1255734.2951
118 | 2732552.5276 | 1255725.0401
119 | 2732556.2502 | 1255753.0368
120 | 2732412.3879 | 1255763.6009
121 | 2732458.5898 | 1255716.393
122 | 2732562.8462 | 1255758.6255
123 | 2732387.2025 | 1255770.9824
124 | 2732473.1485 | 1255709.2445
125 | 2732573.2739 | 1255818.2358
126 | 2732584.6732 | 1255813.2483
127 | 2732587.814 | 1255782.4798
128 | 2732609.5315 | 1255790.4887
129 | 2732620.2209 | 1255880.1697
130 | 2732605.9977 | 1255868.9338
131 | 2732630.4423 | 1255798.1811
132 | 2732434.0023 | 1255898.573
133 | 2732439.0624 | 1255898.6428
134 | 2732451.2678 | 1255898.8111
135 | 2732632.9809 | 1255801.1978
136 | 2732639.5558 | 1255806.8984
137 | 2732380.2162 | 1255773.03
138 | 2732359.7312 | 1255779.0339
139 | 2732352.7623 | 1255740.4542
140 | 2732347.8916 | 1255782.6421
141 | 2732381.834 | 1255733.6693
142 | 2732407.658 | 1255727.2689
143 | 2732329.9275 | 1255918.6838
144 | 2732654.2609 | 1255557.4753
145 | 2732543.303 | 1255673.1473
146 | 2732544.112 | 1255669.703
147 | 2732536.135 | 1255691.8493
148 | 2732548.6556 | 1255645.5474
149 | 2732512.6423 | 1255704.1712
150 | 2732546.2308 | 1255637.8175
151 | 2732504.7688 | 1255705.2192
152 | 2732474.6075 | 1255709.0565
153 | 2732468.2302 | 1255611.6189
154 | 2732462.0534 | 1255611.5922
155 | 2732468.5666 | 1255631.8736
156 | 2732434.7948 | 1255611.4744
157 | 2732468.6118 | 1255634.5959
158 | 2732415.1102 | 1255611.3894
159 | 2732469.1255 | 1255665.5336
160 | 2732469.1121 | 1255664.7278
161 | 2732417.1943 | 1255674.2566
162 | 2732413.6691 | 1255668.9285
163 | 2732387.7207 | 1255670.642
164 | 2732594.9539 | 1255676.7123
165 | 2732593.1429 | 1255676.3734
166 | 2732446.573 | 1255555.0719
167 | 2732440.3498 | 1255572.5045
168 | 2732451.0226 | 1255555.1715
169 | 2732646.933 | 1255839.3684
170 | 2732647.6455 | 1255839.8207
171 | 2732629.01 | 1255827.9925
172 | 2732622.9519 | 1255838.2724
173 | 2732631.8762 | 1255823.3903
174 | 2732614.5962 | 1255855.706
175 | 2732647.0635 | 1255800.6963
176 | 2732654.2489 | 1255794.7605
177 | 2732659.5104 | 1255790.414
178 | 2732660.2978 | 1255789.7635
179 | 2732622.0116 | 1255881.4192
180 | 2732551.3136 | 1255725.4372

## line_std_types
| c_nf_per_km | r_ohm_per_km | x_ohm_per_km | max_i_ka | type | q_mm2 | alpha | voltage_rating
NAYY 4x50 SE | 210 | 0.642 | 0.083 | 0.142 | cs | 50 | 0.00403 | LV
NAYY 4x120 SE | 264 | 0.225 | 0.08 | 0.242 | cs | 120 | 0.00403 | LV
NAYY 4x150 SE | 261 | 0.208 | 0.08 | 0.27 | cs | 150 | 0.00403 | LV
NA2XS2Y 1x95 RM/25 12/20 kV | 216 | 0.313 | 0.132 | 0.252 | cs | 95 | 0.00403 | MV
NA2XS2Y 1x185 RM/25 12/20 kV | 273 | 0.161 | 0.117 | 0.362 | cs | 185 | 0.00403 | MV
NA2XS2Y 1x240 RM/25 12/20 kV | 304 | 0.122 | 0.112 | 0.421 | cs | 240 | 0.00403 | MV
NA2XS2Y 1x95 RM/25 6/10 kV | 315 | 0.313 | 0.123 | 0.249 | cs | 95 | 0.00403 | MV
NA2XS2Y 1x185 RM/25 6/10 kV | 406 | 0.161 | 0.11 | 0.358 | cs | 185 | 0.00403 | MV
NA2XS2Y 1x240 RM/25 6/10 kV | 456 | 0.122 | 0.105 | 0.416 | cs | 240 | 0.00403 | MV
NA2XS2Y 1x150 RM/25 12/20 kV | 250 | 0.206 | 0.116 | 0.319 | cs | 150 | 0.00403 | MV
NA2XS2Y 1x120 RM/25 12/20 kV | 230 | 0.253 | 0.119 | 0.283 | cs | 120 | 0.00403 | MV
NA2XS2Y 1x70 RM/25 12/20 kV | 190 | 0.443 | 0.132 | 0.22 | cs | 70 | 0.00403 | MV
NA2XS2Y 1x150 RM/25 6/10 kV | 360 | 0.206 | 0.11 | 0.315 | cs | 150 | 0.00403 | MV
NA2XS2Y 1x120 RM/25 6/10 kV | 340 | 0.253 | 0.113 | 0.28 | cs | 120 | 0.00403 | MV
NA2XS2Y 1x70 RM/25 6/10 kV | 280 | 0.443 | 0.123 | 0.217 | cs | 70 | 0.00403 | MV
N2XS(FL)2Y 1x120 RM/35 64/110 kV | 112 | 0.153 | 0.166 | 0.366 | cs | 120 | 0.00393 | HV
N2XS(FL)2Y 1x185 RM/35 64/110 kV | 125 | 0.099 | 0.156 | 0.457 | cs | 185 | 0.00393 | HV
N2XS(FL)2Y 1x240 RM/35 64/110 kV | 135 | 0.075 | 0.149 | 0.526 | cs | 240 | 0.00393 | HV
N2XS(FL)2Y 1x300 RM/35 64/110 kV | 144 | 0.06 | 0.144 | 0.588 | cs | 300 | 0.00393 | HV
15-AL1/3-ST1A 0.4 | 11 | 1.8769 | 0.35 | 0.105 | ol | 16 | 0.00403 | LV
24-AL1/4-ST1A 0.4 | 11.25 | 1.2012 | 0.335 | 0.14 | ol | 24 | 0.00403 | LV
48-AL1/8-ST1A 0.4 | 12.2 | 0.5939 | 0.3 | 0.21 | ol | 48 | 0.00403 | LV
94-AL1/15-ST1A 0.4 | 13.2 | 0.306 | 0.29 | 0.35 | ol | 94 | 0.00403 | LV
34-AL1/6-ST1A 10.0 | 9.7 | 0.8342 | 0.36 | 0.17 | ol | 34 | 0.00403 | MV
48-AL1/8-ST1A 10.0 | 10.1 | 0.5939 | 0.35 | 0.21 | ol | 48 | 0.00403 | MV
70-AL1/11-ST1A 10.0 | 10.4 | 0.4132 | 0.339 | 0.29 | ol | 70 | 0.00403 | MV
94-AL1/15-ST1A 10.0 | 10.75 | 0.306 | 0.33 | 0.35 | ol | 94 | 0.00403 | MV
122-AL1/20-ST1A 10.0 | 11.1 | 0.2376 | 0.323 | 0.41 | ol | 122 | 0.00403 | MV
149-AL1/24-ST1A 10.0 | 11.25 | 0.194 | 0.315 | 0.47 | ol | 149 | 0.00403 | MV
34-AL1/6-ST1A 20.0 | 9.15 | 0.8342 | 0.382 | 0.17 | ol | 34 | 0.00403 | MV
48-AL1/8-ST1A 20.0 | 9.5 | 0.5939 | 0.372 | 0.21 | ol | 48 | 0.00403 | MV
70-AL1/11-ST1A 20.0 | 9.7 | 0.4132 | 0.36 | 0.29 | ol | 70 | 0.00403 | MV
94-AL1/15-ST1A 20.0 | 10 | 0.306 | 0.35 | 0.35 | ol | 94 | 0.00403 | MV
122-AL1/20-ST1A 20.0 | 10.3 | 0.2376 | 0.344 | 0.41 | ol | 122 | 0.00403 | MV
149-AL1/24-ST1A 20.0 | 10.5 | 0.194 | 0.337 | 0.47 | ol | 149 | 0.00403 | MV
184-AL1/30-ST1A 20.0 | 10.75 | 0.1571 | 0.33 | 0.535 | ol | 184 | 0.00403 | MV
243-AL1/39-ST1A 20.0 | 11 | 0.1188 | 0.32 | 0.645 | ol | 243 | 0.00403 | MV
48-AL1/8-ST1A 110.0 | 8 | 0.5939 | 0.46 | 0.21 | ol | 48 | 0.00403 | HV
70-AL1/11-ST1A 110.0 | 8.4 | 0.4132 | 0.45 | 0.29 | ol | 70 | 0.00403 | HV
94-AL1/15-ST1A 110.0 | 8.65 | 0.306 | 0.44 | 0.35 | ol | 94 | 0.00403 | HV
122-AL1/20-ST1A 110.0 | 8.5 | 0.2376 | 0.43 | 0.41 | ol | 122 | 0.00403 | HV
149-AL1/24-ST1A 110.0 | 8.75 | 0.194 | 0.41 | 0.47 | ol | 149 | 0.00403 | HV
184-AL1/30-ST1A 110.0 | 8.8 | 0.1571 | 0.4 | 0.535 | ol | 184 | 0.00403 | HV
243-AL1/39-ST1A 110.0 | 9 | 0.1188 | 0.39 | 0.645 | ol | 243 | 0.00403 | HV
305-AL1/39-ST1A 110.0 | 9.2 | 0.0949 | 0.38 | 0.74 | ol | 305 | 0.00403 | HV
490-AL1/64-ST1A 110.0 | 9.75 | 0.059 | 0.37 | 0.96 | ol | 490 | 0.00403 | HV
679-AL1/86-ST1A 110.0 | 9.95 | 0.042 | 0.36 | 1.15 | ol | 679 | 0.00403 | HV
490-AL1/64-ST1A 220.0 | 10 | 0.059 | 0.285 | 0.96 | ol | 490 | 0.00403 | HV
679-AL1/86-ST1A 220.0 | 11.7 | 0.042 | 0.275 | 1.15 | ol | 679 | 0.00403 | HV
490-AL1/64-ST1A 380.0 | 11 | 0.059 | 0.253 | 0.96 | ol | 490 | 0.00403 | HV
679-AL1/86-ST1A 380.0 | 14.6 | 0.042 | 0.25 | 1.15 | ol | 679 | 0.00403 | HV

## trafo_std_types
| i0_percent | pfe_kw | vkr_percent | sn_mva | vn_lv_kv | vn_hv_kv | vk_percent | shift_degree | vector_group | tap_side | tap_neutral | tap_min | tap_max | tap_step_degree | tap_step_percent | tap_phase_shifter
160 MVA 380/110 kV | 0.06 | 60 | 0.25 | 160 | 110 | 380 | 12.2 | 0 | Yy0 | hv | 0 | -9 | 9 | 0 | 1.5 | FALSE
100 MVA 220/110 kV | 0.06 | 55 | 0.26 | 100 | 110 | 220 | 12 | 0 | Yy0 | hv | 0 | -9 | 9 | 0 | 1.5 | FALSE
63 MVA 110/20 kV | 0.04 | 22 | 0.32 | 63 | 20 | 110 | 18 | 150 | YNd5 | hv | 0 | -9 | 9 | 0 | 1.5 | FALSE
40 MVA 110/20 kV | 0.05 | 18 | 0.34 | 40 | 20 | 110 | 16.2 | 150 | YNd5 | hv | 0 | -9 | 9 | 0 | 1.5 | FALSE
25 MVA 110/20 kV | 0.07 | 14 | 0.41 | 25 | 20 | 110 | 12 | 150 | YNd5 | hv | 0 | -9 | 9 | 0 | 1.5 | FALSE
63 MVA 110/10 kV | 0.04 | 22 | 0.32 | 63 | 10 | 110 | 18 | 150 | YNd5 | hv | 0 | -9 | 9 | 0 | 1.5 | FALSE
40 MVA 110/10 kV | 0.05 | 18 | 0.34 | 40 | 10 | 110 | 16.2 | 150 | YNd5 | hv | 0 | -9 | 9 | 0 | 1.5 | FALSE
25 MVA 110/10 kV | 0.07 | 14 | 0.41 | 25 | 10 | 110 | 12 | 150 | YNd5 | hv | 0 | -9 | 9 | 0 | 1.5 | FALSE
0.25 MVA 20/0.4 kV | 0.32 | 0.8 | 1.44 | 0.25 | 0.4 | 20 | 6 | 150 | Yzn5 | hv | 0 | -2 | 2 | 0 | 2.5 | FALSE
0.4 MVA 20/0.4 kV | 0.3375 | 1.35 | 1.425 | 0.4 | 0.4 | 20 | 6 | 150 | Dyn5 | hv | 0 | -2 | 2 | 0 | 2.5 | FALSE
0.63 MVA 20/0.4 kV | 0.2619 | 1.65 | 1.206 | 0.63 | 0.4 | 20 | 6 | 150 | Dyn5 | hv | 0 | -2 | 2 | 0 | 2.5 | FALSE
0.25 MVA 10/0.4 kV | 0.24 | 0.6 | 1.2 | 0.25 | 0.4 | 10 | 4 | 150 | Dyn5 | hv | 0 | -2 | 2 | 0 | 2.5 | FALSE
0.4 MVA 10/0.4 kV | 0.2375 | 0.95 | 1.325 | 0.4 | 0.4 | 10 | 4 | 150 | Dyn5 | hv | 0 | -2 | 2 | 0 | 2.5 | FALSE
0.63 MVA 10/0.4 kV | 0.1873 | 1.18 | 1.0794 | 0.63 | 0.4 | 10 | 4 | 150 | Dyn5 | hv | 0 | -2 | 2 | 0 | 2.5 | FALSE

## trafo3w_std_types
| sn_hv_mva | sn_mv_mva | sn_lv_mva | vn_hv_kv | vn_mv_kv | vn_lv_kv | vk_hv_percent | vk_mv_percent | vk_lv_percent | vkr_hv_percent | vkr_mv_percent | vkr_lv_percent | pfe_kw | i0_percent | shift_mv_degree | shift_lv_degree | vector_group | tap_side | tap_neutral | tap_min | tap_max | tap_step_percent
63/25/38 MVA 110/20/10 kV | 63 | 25 | 38 | 110 | 20 | 10 | 10.4 | 10.4 | 10.4 | 0.28 | 0.32 | 0.35 | 35 | 0.89 | 0 | 0 | YN0yn0yn0 | hv | 0 | -10 | 10 | 1.2
63/25/38 MVA 110/10/10 kV | 63 | 25 | 38 | 110 | 10 | 10 | 10.4 | 10.4 | 10.4 | 0.28 | 0.32 | 0.35 | 35 | 0.89 | 0 | 0 | YN0yn0yn0 | hv | 0 | -10 | 10 | 1.2

## fuse_std_types
| fuse_type | i_rated_a | t_avg | t_min | t_total | x_avg | x_min | x_total
HV 100A | HV 100A | 100 | 0 | [10.0, 3.64, 0.854, 0.281, 0.1, 0.0531, 0.022, 0.01] | [10.0, 4.267, 1.21, 0.403, 0.1, 0.058, 0.022, 0.01] | 0 | [300.0, 350.0, 450.0, 550.0, 700.0, 850.0, 1200.0, 1752.0] | [600.0, 700.0, 900.0, 1150.0, 1665.0, 2000.0, 3000.0, 4313.0]
HV 10A | HV 10A | 10 | 0 | [10.0, 1675.0, 0.344, 0.156, 0.1, 0.0417, 0.0171, 0.01] | [10.0, 1.3, 0.3, 0.155, 0.1, 0.0555, 0.023, 0.01] | 0 | [30.0, 32.0, 35.0, 37.0, 39.0, 50.0, 70.0, 88.0] | [60.0, 70.0, 80.0, 87.0, 94.0, 110.0, 150.0, 216.0]
HV 125A | HV 125A | 125 | 0 | [10.0, 1.82, 0.344, 0.1, 0.0467, 0.0269, 0.01] | [10.0, 2.478, 0.426, 0.1, 0.0427, 0.0211, 0.01] | 0 | [375.0, 500.0, 700.0, 925.0, 1200.0, 1500.0, 2341.0] | [750.0, 1000.0, 1500.0, 2200.0, 3000.0, 4000.0, 5765.0]
HV 160A | HV 160A | 160 | 0 | [10.0, 4.15, 1.03, 0.198, 0.1, 0.051, 0.0172, 0.01] | [10.0, 2.3, 0.734, 0.274, 0.1, 0.046, 0.0177, 0.01] | 0 | [480.0, 550.0, 700.0, 1000.0, 1260.0, 1600.0, 2500.0, 3227.0] | [960.0, 1300.0, 1700.0, 2200.0, 2996.0, 4000.0, 6000.0, 7946.0]
HV 16A | HV 16A | 16 | 0 | [10.0, 0.352, 0.164, 0.1, 0.0649, 0.0342, 0.01] | [10.0, 2.34, 0.722, 0.181, 0.1, 0.055, 0.0296, 0.01] | 0 | [48.0, 60.0, 65.0, 71.0, 80.0, 100.0, 162.0] | [96.0, 110.0, 125.0, 150.0, 168.0, 200.0, 250.0, 398.0]
HV 200A | HV 200A | 200 | 0 | [10.0, 4.267, 1.21, 0.403, 0.1, 0.058, 0.022, 0.01] | [10.0, 3.73, 1.654, 0.328, 0.1, 0.0531, 0.019, 0.01] | 0 | [600.0, 700.0, 900.0, 1150.0, 1665.0, 2000.0, 3000.0, 4313.0] | [1200.0, 1500.0, 1800.0, 2700.0, 3960.0, 5000.0, 7500.0, 10620.0]
HV 20A | HV 20A | 20 | 0 | [10.0, 1.3, 0.3, 0.155, 0.1, 0.0555, 0.023, 0.01] | [10.0, 1.3, 0.161, 0.1, 0.0611, 0.0399, 0.0141, 0.01] | 0 | [60.0, 70.0, 80.0, 87.0, 94.0, 110.0, 150.0, 216.0] | [120.0, 150.0, 200.0, 223.0, 260.0, 300.0, 450.0, 532.0]
HV 25A | HV 25A | 25 | 0 | [10.0, 2.512, 0.833, 0.299, 0.1, 0.0372, 0.0223, 0.01] | [10.0, 3.125, 0.597, 0.198, 0.1, 0.0378, 0.022, 0.01] | 0 | [75.0, 82.0, 90.0, 100.0, 124.0, 170.0, 200.0, 289.0] | [150.0, 170.0, 210.0, 250.0, 294.0, 400.0, 500.0, 711.0]
HV 31.5A | HV 31.5A | 31.5 | 0 | [10.0, 2.34, 0.722, 0.181, 0.1, 0.055, 0.0296, 0.01] | [10.0, 2.84, 0.368, 0.164, 0.1, 0.0621, 0.0378, 0.0195, 0.01] | 0 | [95.0, 110.0, 125.0, 150.0, 165.0, 200.0, 250.0, 390.0] | [189.0, 220.0, 300.0, 350.0, 393.0, 450.0, 530.0, 700.0, 960.0]
HV 40A | HV 40A | 40 | 0 | [10.0, 1.3, 0.161, 0.1, 0.0611, 0.0399, 0.0141, 0.01] | [10.0, 2.05, 0.369, 0.198, 0.1, 0.051, 0.0298, 0.01] | 0 | [120.0, 150.0, 200.0, 223.0, 260.0, 300.0, 450.0, 532.0] | [240.0, 300.0, 400.0, 450.0, 530.0, 650.0, 800.0, 1311.0]
HV 50A | HV 50A | 50 | 0 | [10.0, 3.215, 0.597, 0.198, 0.1, 0.0378, 0.022, 0.01] | [10.0, 3.64, 0.854, 0.281, 0.1, 0.0531, 0.022, 0.01] | 0 | [150.0, 170.0, 210.0, 250.0, 294.0, 400.0, 500.0, 711.0] | [300.0, 350.0, 450.0, 550.0, 700.0, 850.0, 1200.0, 1752.0]
HV 6.3A | HV 6.3A | 6.3 | 0 | [10.0, 1.39, 0.344, 0.168, 0.1, 0.056, 0.0263, 0.01] | [10.0, 1.711, 0.516, 0.198, 0.1, 0.0634, 0.0303, 0.01] | 0 | [19.0, 19.5, 20.4, 20.8, 22.0, 25.0, 32.0, 48.0] | [38.0, 40.0, 43.0, 48.0, 53.0, 60.0, 75.0, 118.0]
HV 63A | HV 63A | 63 | 0 | [10.0, 2.84, 0.368, 0.164, 0.1, 0.0621, 0.0378, 0.0195, 0.01] | [10.0, 1.82, 0.344, 0.1, 0.0467, 0.0269, 0.01] | 0 | [189.0, 220.0, 300.0, 350.0, 393.0, 450.0, 530.0, 700.0, 961.0] | [378.0, 500.0, 700.0, 934.0, 1200.0, 1500.0, 2366.0]
HV 80A | HV 80A | 80 | 0 | [10.0, 2.05, 0.369, 0.198, 0.1, 0.051, 0.0298, 0.01] | [10.0, 4.15, 1.03, 0.198, 0.1, 0.051, 0.0172, 0.01] | 0 | [240.0, 300.0, 400.0, 450.0, 530.0, 650.0, 800.0, 1311.0] | [480.0, 550.0, 700.0, 1000.0, 1260.0, 1600.0, 2500.0, 3227.0]
Siemens NH-1-100 | Siemens NH-1-100 | 100 | [5400.0, 2000.0, 400.0, 20.0, 1.0, 0.2, 0.012, 0.004] | 0 | 0 | [150.0, 190.0, 250.0, 430.0, 900.0, 1250.0, 2700.0, 3600.0] | 0 | 0
Siemens NH-1-125 | Siemens NH-1-125 | 125 | [4800.0, 120.0, 7.0, 0.1, 0.004] | 0 | 0 | [180.0, 400.0, 740.0, 2000.0, 4250.0] | 0 | 0
Siemens NH-1-16 | Siemens NH-1-16 | 16 | [4000.0, 400.0, 2.0, 0.1, 0.04, 0.01] | 0 | 0 | [26.0, 35.0, 75.0, 150.0, 200.0, 300.0] | 0 | 0
Siemens NH-1-160 | Siemens NH-1-160 | 160 | [4800.0, 120.0, 7.0, 0.1, 0.004] | 0 | 0 | [210.0, 500.0, 900.0, 2300.0, 5000.0] | 0 | 0
Siemens NH-1-25 | Siemens NH-1-25 | 25 | [4000.0, 1000.0, 10.0, 0.2, 0.02, 0.01] | 0 | 0 | [40.0, 50.0, 100.0, 210.0, 400.0, 500.0] | 0 | 0
Siemens NH-1-50 | Siemens NH-1-50 | 50 | [4000.0, 40.0, 4.0, 1.0, 0.02, 0.01] | 0 | 0 | [86.0, 200.0, 300.0, 400.0, 1000.0, 1280.0] | 0 | 0
Siemens NH-1-63 | Siemens NH-1-63 | 63 | [4000.0, 100.0, 10.0, 2.0, 0.04, 0.01] | 0 | 0 | [100.0, 200.0, 300.0, 400.0, 1000.0, 1500.0] | 0 | 0
Siemens NH-1-80 | Siemens NH-1-80 | 80 | [4800.0, 120.0, 7.0, 0.1, 0.01] | 0 | 0 | [150.58, 250.0, 450.0, 1150.0, 2470.0] | 0 | 0
Siemens NH-2-1000 | Siemens NH-2-1000 | 1000 | [4800.0, 120.0, 7.0, 0.1, 0.004] | 0 | 0 | [1900.0, 3500.0, 8400.0, 24000.0, 52000.0] | 0 | 0
Siemens NH-2-200 | Siemens NH-2-200 | 200 | [4800.0, 120.0, 7.0, 0.1, 0.004] | 0 | 0 | [280.0, 650.0, 1200.0, 3000.0, 7000.0] | 0 | 0
Siemens NH-2-224 | Siemens NH-2-224 | 224 | [4800.0, 120.0, 7.0, 0.2, 0.04, 0.004] | 0 | 0 | [400.0, 750.0, 1453.0, 3025.0, 4315.0, 7600.0] | 0 | 0
Siemens NH-2-250 | Siemens NH-2-250 | 250 | [4800.0, 120.0, 7.0, 0.1, 0.004] | 0 | 0 | [450.0, 800.0, 1650.0, 4000.0, 8500.0] | 0 | 0
Siemens NH-2-315 | Siemens NH-2-315 | 315 | [4800.0, 120.0, 7.0, 0.1, 0.004] | 0 | 0 | [550.0, 920.0, 1900.0, 5000.0, 11000.0] | 0 | 0
Siemens NH-2-355 | Siemens NH-2-355 | 355 | [4800.0, 120.0, 6.0, 0.1, 0.004] | 0 | 0 | [650.0, 1116.27, 2350.0, 5840.0, 12790.0] | 0 | 0
Siemens NH-2-400 | Siemens NH-2-400 | 400 | [4800.0, 120.0, 7.0, 0.1, 0.004] | 0 | 0 | [720.0, 1350.0, 2800.0, 6500.0, 15000.0] | 0 | 0
Siemens NH-2-425 | Siemens NH-2-425 | 425 | [4800.0, 120.0, 7.0, 0.1, 0.004] | 0 | 0 | [850.0, 1500.0, 3050.0, 7500.0, 16500.0] | 0 | 0
Siemens NH-2-630 | Siemens NH-2-630 | 630 | [4800.0, 120.0, 7.0, 0.1, 0.004] | 0 | 0 | [1200.0, 2000.0, 4800.0, 12000.0, 26000.0] | 0 | 0

## dtypes
| element | column | dtype
0 | bus | name | object
1 | bus | vn_kv | float64
2 | bus | type | object
3 | bus | zone | object
4 | bus | in_service | bool
5 | load | name | object
6 | load | bus | uint32
7 | load | p_mw | float64
8 | load | q_mvar | float64
9 | load | const_z_percent | float64
10 | load | const_i_percent | float64
11 | load | sn_mva | float64
12 | load | scaling | float64
13 | load | in_service | bool
14 | load | type | object
15 | ext_grid | name | object
16 | ext_grid | bus | uint32
17 | ext_grid | vm_pu | float64
18 | ext_grid | va_degree | float64
19 | ext_grid | slack_weight | float64
20 | ext_grid | in_service | bool
21 | line | name | object
22 | line | std_type | object
23 | line | from_bus | uint32
24 | line | to_bus | uint32
25 | line | length_km | float64
26 | line | r_ohm_per_km | float64
27 | line | x_ohm_per_km | float64
28 | line | c_nf_per_km | float64
29 | line | g_us_per_km | float64
30 | line | max_i_ka | float64
31 | line | df | float64
32 | line | parallel | uint32
33 | line | type | object
34 | line | in_service | bool
35 | trafo | name | object
36 | trafo | std_type | object
37 | trafo | hv_bus | uint32
38 | trafo | lv_bus | uint32
39 | trafo | sn_mva | float64
40 | trafo | vn_hv_kv | float64
41 | trafo | vn_lv_kv | float64
42 | trafo | vk_percent | float64
43 | trafo | vkr_percent | float64
44 | trafo | pfe_kw | float64
45 | trafo | i0_percent | float64
46 | trafo | shift_degree | float64
47 | trafo | tap_side | object
48 | trafo | tap_neutral | int32
49 | trafo | tap_min | int32
50 | trafo | tap_max | int32
51 | trafo | tap_step_percent | float64
52 | trafo | tap_step_degree | float64
53 | trafo | tap_pos | int32
54 | trafo | tap_phase_shifter | bool
55 | trafo | parallel | uint32
56 | trafo | df | float64
57 | trafo | in_service | bool
58 | line_geodata | coords | object
59 | bus_geodata | x | float64
60 | bus_geodata | y | float64
61 | bus_geodata | coords | object

## parameters
| version | format_version | converged | OPF_converged | name | f_hz | sn_mva
0 | 2.14.6 | 2.14.0 | FALSE | FALSE |  | 50 | 1