## bus
| name | vn_kv | type | zone | in_service
0 | bus_LV_3427-45_0_6_node_0 | 0.4 | n |  | TRUE
1 | bus_LV_3427-45_0_6_node_1 | 0.4 | n |  | TRUE
2 | bus_LV_3427-45_0_6_node_2 | 0.4 | n |  | TRUE
3 | bus_LV_3427-45_0_6_node_3 | 0.4 | n |  | TRUE
4 | bus_LV_3427-45_0_6_node_4 | 0.4 | n |  | TRUE
5 | bus_LV_3427-45_0_6_node_5 | 0.4 | n |  | TRUE
6 | bus_LV_3427-45_0_6_node_6 | 0.4 | n |  | TRUE
7 | bus_LV_3427-45_0_6_node_11 | 0.4 | n |  | TRUE
8 | bus_LV_3427-45_0_6_node_52 | 0.4 | n |  | TRUE
9 | bus_LV_3427-45_0_6_node_9 | 0.4 | n |  | TRUE
10 | bus_LV_3427-45_0_6_node_51 | 0.4 | n |  | TRUE
11 | bus_LV_3427-45_0_6_node_7 | 0.4 | n |  | TRUE
12 | bus_LV_3427-45_0_6_node_8 | 0.4 | n |  | TRUE
13 | bus_LV_3427-45_0_6_node_10 | 0.4 | n |  | TRUE
14 | bus_LV_3427-45_0_6_node_12 | 0.4 | n |  | TRUE
15 | bus_LV_3427-45_0_6_node_63 | 0.4 | n |  | TRUE
16 | bus_LV_3427-45_0_6_node_64 | 0.4 | n |  | TRUE
17 | bus_LV_3427-45_0_6_node_13 | 0.4 | n |  | TRUE
18 | bus_LV_3427-45_0_6_node_14 | 0.4 | n |  | TRUE
19 | bus_LV_3427-45_0_6_node_15 | 0.4 | n |  | TRUE
20 | bus_LV_3427-45_0_6_node_17 | 0.4 | n |  | TRUE
21 | bus_LV_3427-45_0_6_node_30 | 0.4 | n |  | TRUE
22 | bus_LV_3427-45_0_6_node_213 | 0.4 | n |  | TRUE
23 | bus_LV_3427-45_0_6_node_154 | 0.4 | n |  | TRUE
24 | bus_LV_3427-45_0_6_node_19 | 0.4 | n |  | TRUE
25 | bus_LV_3427-45_0_6_node_41 | 0.4 | n |  | TRUE
26 | bus_LV_3427-45_0_6_node_42 | 0.4 | n |  | TRUE
27 | bus_LV_3427-45_0_6_node_20 | 0.4 | n |  | TRUE
28 | bus_LV_3427-45_0_6_node_23 | 0.4 | n |  | TRUE
29 | bus_LV_3427-45_0_6_node_190 | 0.4 | n |  | TRUE
30 | bus_LV_3427-45_0_6_node_21 | 0.4 | n |  | TRUE
31 | bus_LV_3427-45_0_6_node_202 | 0.4 | n |  | TRUE
32 | bus_LV_3427-45_0_6_node_198 | 0.4 | n |  | TRUE
33 | bus_LV_3427-45_0_6_node_22 | 0.4 | n |  | TRUE
34 | bus_LV_3427-45_0_6_node_197 | 0.4 | n |  | TRUE
35 | bus_LV_3427-45_0_6_node_26 | 0.4 | n |  | TRUE
36 | bus_LV_3427-45_0_6_node_156 | 0.4 | n |  | TRUE
37 | bus_LV_3427-45_0_6_node_215 | 0.4 | n |  | TRUE
38 | bus_LV_3427-45_0_6_node_212 | 0.4 | n |  | TRUE
39 | bus_LV_3427-45_0_6_node_25 | 0.4 | n |  | TRUE
40 | bus_LV_3427-45_0_6_node_33 | 0.4 | n |  | TRUE
41 | bus_LV_3427-45_0_6_node_31 | 0.4 | n |  | TRUE
42 | bus_LV_3427-45_0_6_node_211 | 0.4 | n |  | TRUE
43 | bus_LV_3427-45_0_6_node_28 | 0.4 | n |  | TRUE
44 | bus_LV_3427-45_0_6_node_174 | 0.4 | n |  | TRUE
45 | bus_LV_3427-45_0_6_node_175 | 0.4 | n |  | TRUE
46 | bus_LV_3427-45_0_6_node_29 | 0.4 | n |  | TRUE
47 | bus_LV_3427-45_0_6_node_162 | 0.4 | n |  | TRUE
48 | bus_LV_3427-45_0_6_node_204 | 0.4 | n |  | TRUE
49 | bus_LV_3427-45_0_6_node_32 | 0.4 | n |  | TRUE
50 | bus_LV_3427-45_0_6_node_173 | 0.4 | n |  | TRUE
51 | bus_LV_3427-45_0_6_node_172 | 0.4 | n |  | TRUE
52 | bus_LV_3427-45_0_6_node_214 | 0.4 | n |  | TRUE
53 | bus_LV_3427-45_0_6_node_153 | 0.4 | n |  | TRUE
54 | bus_LV_3427-45_0_6_node_36 | 0.4 | n |  | TRUE
55 | bus_LV_3427-45_0_6_node_149 | 0.4 | n |  | TRUE
56 | bus_LV_3427-45_0_6_node_148 | 0.4 | n |  | TRUE
57 | bus_LV_3427-45_0_6_node_207 | 0.4 | n |  | TRUE
58 | bus_LV_3427-45_0_6_node_206 | 0.4 | n |  | TRUE
59 | bus_LV_3427-45_0_6_node_181 | 0.4 | n |  | TRUE
60 | bus_LV_3427-45_0_6_node_40 | 0.4 | n |  | TRUE
61 | bus_LV_3427-45_0_6_node_189 | 0.4 | n |  | TRUE
62 | bus_LV_3427-45_0_6_node_201 | 0.4 | n |  | TRUE
63 | bus_LV_3427-45_0_6_node_155 | 0.4 | n |  | TRUE
64 | bus_LV_3427-45_0_6_node_216 | 0.4 | n |  | TRUE
65 | bus_LV_3427-45_0_6_node_35 | 0.4 | n |  | TRUE
66 | bus_LV_3427-45_0_6_node_38 | 0.4 | n |  | TRUE
67 | bus_LV_3427-45_0_6_node_34 | 0.4 | n |  | TRUE
68 | bus_LV_3427-45_0_6_node_157 | 0.4 | n |  | TRUE
69 | bus_LV_3427-45_0_6_node_152 | 0.4 | n |  | TRUE
70 | bus_LV_3427-45_0_6_node_188 | 0.4 | n |  | TRUE
71 | bus_LV_3427-45_0_6_node_161 | 0.4 | n |  | TRUE
72 | bus_LV_3427-45_0_6_node_210 | 0.4 | n |  | TRUE
73 | bus_LV_3427-45_0_6_node_203 | 0.4 | n |  | TRUE
74 | bus_LV_3427-45_0_6_node_146 | 0.4 | n |  | TRUE
75 | bus_LV_3427-45_0_6_node_170 | 0.4 | n |  | TRUE
76 | bus_LV_3427-45_0_6_node_37 | 0.4 | n |  | TRUE
77 | bus_LV_3427-45_0_6_node_39 | 0.4 | n |  | TRUE
78 | bus_LV_3427-45_0_6_node_151 | 0.4 | n |  | TRUE
79 | bus_LV_3427-45_0_6_node_47 | 0.4 | n |  | TRUE
80 | bus_LV_3427-45_0_6_node_43 | 0.4 | n |  | TRUE
81 | bus_LV_3427-45_0_6_node_50 | 0.4 | n |  | TRUE
82 | bus_LV_3427-45_0_6_node_44 | 0.4 | n |  | TRUE
83 | bus_LV_3427-45_0_6_node_179 | 0.4 | n |  | TRUE
84 | bus_LV_3427-45_0_6_node_45 | 0.4 | n |  | TRUE
85 | bus_LV_3427-45_0_6_node_48 | 0.4 | n |  | TRUE
86 | bus_LV_3427-45_0_6_node_46 | 0.4 | n |  | TRUE
87 | bus_LV_3427-45_0_6_node_49 | 0.4 | n |  | TRUE
88 | bus_LV_3427-45_0_6_node_61 | 0.4 | n |  | TRUE
89 | bus_LV_3427-45_0_6_node_164 | 0.4 | n |  | TRUE
90 | bus_LV_3427-45_0_6_node_58 | 0.4 | n |  | TRUE
91 | bus_LV_3427-45_0_6_node_165 | 0.4 | n |  | TRUE
92 | bus_LV_3427-45_0_6_node_53 | 0.4 | n |  | TRUE
93 | bus_LV_3427-45_0_6_node_54 | 0.4 | n |  | TRUE
94 | bus_LV_3427-45_0_6_node_55 | 0.4 | n |  | TRUE
95 | bus_LV_3427-45_0_6_node_56 | 0.4 | n |  | TRUE
96 | bus_LV_3427-45_0_6_node_57 | 0.4 | n |  | TRUE
97 | bus_LV_3427-45_0_6_node_59 | 0.4 | n |  | TRUE
98 | bus_LV_3427-45_0_6_node_60 | 0.4 | n |  | TRUE
99 | bus_LV_3427-45_0_6_node_62 | 0.4 | n |  | TRUE
100 | bus_LV_3427-45_0_6_node_79 | 0.4 | n |  | TRUE
101 | bus_LV_3427-45_0_6_node_80 | 0.4 | n |  | TRUE
102 | bus_LV_3427-45_0_6_node_69 | 0.4 | n |  | TRUE
103 | bus_LV_3427-45_0_6_node_66 | 0.4 | n |  | TRUE
104 | bus_LV_3427-45_0_6_node_106 | 0.4 | n |  | TRUE
105 | bus_LV_3427-45_0_6_node_65 | 0.4 | n |  | TRUE
106 | bus_LV_3427-45_0_6_node_67 | 0.4 | n |  | TRUE
107 | bus_LV_3427-45_0_6_node_68 | 0.4 | n |  | TRUE
108 | bus_LV_3427-45_0_6_node_70 | 0.4 | n |  | TRUE
109 | bus_LV_3427-45_0_6_node_71 | 0.4 | n |  | TRUE
110 | bus_LV_3427-45_0_6_node_72 | 0.4 | n |  | TRUE
111 | bus_LV_3427-45_0_6_node_104 | 0.4 | n |  | TRUE
112 | bus_LV_3427-45_0_6_node_73 | 0.4 | n |  | TRUE
113 | bus_LV_3427-45_0_6_node_74 | 0.4 | n |  | TRUE
114 | bus_LV_3427-45_0_6_node_75 | 0.4 | n |  | TRUE
115 | bus_LV_3427-45_0_6_node_89 | 0.4 | n |  | TRUE
116 | bus_LV_3427-45_0_6_node_76 | 0.4 | n |  | TRUE
117 | bus_LV_3427-45_0_6_node_90 | 0.4 | n |  | TRUE
118 | bus_LV_3427-45_0_6_node_77 | 0.4 | n |  | TRUE
119 | bus_LV_3427-45_0_6_node_78 | 0.4 | n |  | TRUE
120 | bus_LV_3427-45_0_6_node_81 | 0.4 | n |  | TRUE
121 | bus_LV_3427-45_0_6_node_82 | 0.4 | n |  | TRUE
122 | bus_LV_3427-45_0_6_node_88 | 0.4 | n |  | TRUE
123 | bus_LV_3427-45_0_6_node_83 | 0.4 | n |  | TRUE
124 | bus_LV_3427-45_0_6_node_84 | 0.4 | n |  | TRUE
125 | bus_LV_3427-45_0_6_node_85 | 0.4 | n |  | TRUE
126 | bus_LV_3427-45_0_6_node_86 | 0.4 | n |  | TRUE
127 | bus_LV_3427-45_0_6_node_87 | 0.4 | n |  | TRUE
128 | bus_LV_3427-45_0_6_node_93 | 0.4 | n |  | TRUE
129 | bus_LV_3427-45_0_6_node_113 | 0.4 | n |  | TRUE
130 | bus_LV_3427-45_0_6_node_94 | 0.4 | n |  | TRUE
131 | bus_LV_3427-45_0_6_node_114 | 0.4 | n |  | TRUE
132 | bus_LV_3427-45_0_6_node_91 | 0.4 | n |  | TRUE
133 | bus_LV_3427-45_0_6_node_92 | 0.4 | n |  | TRUE
134 | bus_LV_3427-45_0_6_node_95 | 0.4 | n |  | TRUE
135 | bus_LV_3427-45_0_6_node_96 | 0.4 | n |  | TRUE
136 | bus_LV_3427-45_0_6_node_98 | 0.4 | n |  | TRUE
137 | bus_LV_3427-45_0_6_node_100 | 0.4 | n |  | TRUE
138 | bus_LV_3427-45_0_6_node_97 | 0.4 | n |  | TRUE
139 | bus_LV_3427-45_0_6_node_99 | 0.4 | n |  | TRUE
140 | bus_LV_3427-45_0_6_node_105 | 0.4 | n |  | TRUE
141 | bus_LV_3427-45_0_6_node_110 | 0.4 | n |  | TRUE
142 | bus_LV_3427-45_0_6_node_103 | 0.4 | n |  | TRUE
143 | bus_LV_3427-45_0_6_node_111 | 0.4 | n |  | TRUE
144 | bus_LV_3427-45_0_6_node_108 | 0.4 | n |  | TRUE
145 | bus_LV_3427-45_0_6_node_101 | 0.4 | n |  | TRUE
146 | bus_LV_3427-45_0_6_node_102 | 0.4 | n |  | TRUE
147 | bus_LV_3427-45_0_6_node_107 | 0.4 | n |  | TRUE
148 | bus_LV_3427-45_0_6_node_109 | 0.4 | n |  | TRUE
149 | bus_LV_3427-45_0_6_node_112 | 0.4 | n |  | TRUE
150 | bus_LV_3427-45_0_6_node_135 | 0.4 | n |  | TRUE
151 | bus_LV_3427-45_0_6_node_115 | 0.4 | n |  | TRUE
152 | bus_LV_3427-45_0_6_node_116 | 0.4 | n |  | TRUE
153 | bus_LV_3427-45_0_6_node_117 | 0.4 | n |  | TRUE
154 | bus_LV_3427-45_0_6_node_118 | 0.4 | n |  | TRUE
155 | bus_LV_3427-45_0_6_node_119 | 0.4 | n |  | TRUE
156 | bus_LV_3427-45_0_6_node_120 | 0.4 | n |  | TRUE
157 | bus_LV_3427-45_0_6_node_121 | 0.4 | n |  | TRUE
158 | bus_LV_3427-45_0_6_node_122 | 0.4 | n |  | TRUE
159 | bus_LV_3427-45_0_6_node_123 | 0.4 | n |  | TRUE
160 | bus_LV_3427-45_0_6_node_124 | 0.4 | n |  | TRUE
161 | bus_LV_3427-45_0_6_node_125 | 0.4 | n |  | TRUE
162 | bus_LV_3427-45_0_6_node_126 | 0.4 | n |  | TRUE
163 | bus_LV_3427-45_0_6_node_127 | 0.4 | n |  | TRUE
164 | bus_LV_3427-45_0_6_node_128 | 0.4 | n |  | TRUE
165 | bus_LV_3427-45_0_6_node_129 | 0.4 | n |  | TRUE
166 | bus_LV_3427-45_0_6_node_130 | 0.4 | n |  | TRUE
167 | bus_LV_3427-45_0_6_node_131 | 0.4 | n |  | TRUE
168 | bus_LV_3427-45_0_6_node_132 | 0.4 | n |  | TRUE
169 | bus_LV_3427-45_0_6_node_133 | 0.4 | n |  | TRUE
170 | bus_LV_3427-45_0_6_node_134 | 0.4 | n |  | TRUE
171 | bus_LV_3427-45_0_6_node_136 | 0.4 | n |  | TRUE
172 | bus_LV_3427-45_0_6_node_137 | 0.4 | n |  | TRUE
173 | bus_LV_3427-45_0_6_node_138 | 0.4 | n |  | TRUE
174 | bus_LV_3427-45_0_6_node_139 | 0.4 | n |  | TRUE
175 | bus_LV_3427-45_0_6_node_191 | 0.4 | n |  | TRUE
176 | bus_LV_3427-45_0_6_node_192 | 0.4 | n |  | TRUE
177 | bus_LV_3427-45_0_6_node_193 | 0.4 | n |  | TRUE
178 | bus_LV_3427-45_0_6_node_158 | 0.4 | n |  | TRUE
179 | bus_LV_3427-45_0_6_node_194 | 0.4 | n |  | TRUE
180 | bus_LV_3427-45_0_6_node_140 | 0.4 | n |  | TRUE
181 | bus_LV_3427-45_0_6_node_141 | 0.4 | n |  | TRUE
182 | bus_LV_3427-45_0_6_node_142 | 0.4 | n |  | TRUE
183 | bus_LV_3427-45_0_6_node_143 | 0.4 | n |  | TRUE
184 | bus_LV_3427-45_0_6_node_144 | 0.4 | n |  | TRUE
185 | bus_LV_3427-45_0_6_node_145 | 0.4 | n |  | TRUE
186 | bus_LV_3427-45_0_6_node_147 | 0.4 | n |  | TRUE
187 | bus_LV_3427-45_0_6_node_159 | 0.4 | n |  | TRUE
188 | bus_LV_3427-45_0_6_node_196 | 0.4 | n |  | TRUE
189 | bus_LV_3427-45_0_6_node_195 | 0.4 | n |  | TRUE
190 | bus_LV_3427-45_0_6_node_160 | 0.4 | n |  | TRUE
191 | bus_LV_3427-45_0_6_node_163 | 0.4 | n |  | TRUE
192 | bus_LV_3427-45_0_6_node_177 | 0.4 | n |  | TRUE
193 | bus_LV_3427-45_0_6_node_166 | 0.4 | n |  | TRUE
194 | bus_LV_3427-45_0_6_node_167 | 0.4 | n |  | TRUE
195 | bus_LV_3427-45_0_6_node_168 | 0.4 | n |  | TRUE
196 | bus_LV_3427-45_0_6_node_169 | 0.4 | n |  | TRUE
197 | bus_LV_3427-45_0_6_node_171 | 0.4 | n |  | TRUE
198 | bus_LV_3427-45_0_6_node_176 | 0.4 | n |  | TRUE
199 | bus_LV_3427-45_0_6_node_178 | 0.4 | n |  | TRUE
200 | bus_LV_3427-45_0_6_node_180 | 0.4 | n |  | TRUE
201 | bus_LV_3427-45_0_6_node_182 | 0.4 | n |  | TRUE
202 | bus_LV_3427-45_0_6_node_183 | 0.4 | n |  | TRUE
203 | bus_LV_3427-45_0_6_node_184 | 0.4 | n |  | TRUE
204 | bus_LV_3427-45_0_6_node_185 | 0.4 | n |  | TRUE
205 | bus_LV_3427-45_0_6_node_186 | 0.4 | n |  | TRUE
206 | bus_LV_3427-45_0_6_node_187 | 0.4 | n |  | TRUE
207 | bus_LV_3427-45_0_6_node_200 | 0.4 | n |  | TRUE
208 | bus_LV_3427-45_0_6_node_199 | 0.4 | n |  | TRUE
209 | bus_LV_3427-45_0_6_node_205 | 0.4 | n |  | TRUE
210 | bus_LV_3427-45_0_6_node_209 | 0.4 | n |  | TRUE
211 | bus_LV_3427-45_0_6_node_208 | 0.4 | n |  | TRUE
212 | bus_MV_410_0_node_65 | 20 | n |  | TRUE

## load
| name | bus | p_mw | q_mvar | const_z_percent | const_i_percent | sn_mva | scaling | in_service | type
0 | LV_3427-45_0_6_load_0 | 0 | 0.002303 | 0.00057719 | 0 | 0 |  | 1 | TRUE | wye
1 | LV_3427-45_0_6_load_4 | 4 | 0.002538 | 0.00063609 | 0 | 0 |  | 1 | TRUE | wye
2 | LV_3427-45_0_6_load_5 | 5 | 0.0016091 | 0.00040329 | 0 | 0 |  | 1 | TRUE | wye
3 | LV_3427-45_0_6_load_6 | 6 | 0.003201 | 0.00080224 | 0 | 0 |  | 1 | TRUE | wye
4 | LV_3427-45_0_6_load_11 | 7 | 0.002093 | 0.00052455 | 0 | 0 |  | 1 | TRUE | wye
5 | LV_3427-45_0_6_load_52 | 8 | 0.0020554 | 0.00051513 | 0 | 0 |  | 1 | TRUE | wye
6 | LV_3427-45_0_6_load_9 | 9 | 0.0010947 | 0.00027435 | 0 | 0 |  | 1 | TRUE | wye
7 | LV_3427-45_0_6_load_51 | 10 | 0.0046625 | 0.0011685 | 0 | 0 |  | 1 | TRUE | wye
8 | LV_3427-45_0_6_load_7 | 11 | 0.0044987 | 0.0011275 | 0 | 0 |  | 1 | TRUE | wye
9 | LV_3427-45_0_6_load_8 | 12 | 0.0079405 | 0.0019901 | 0 | 0 |  | 1 | TRUE | wye
10 | LV_3427-45_0_6_load_10 | 13 | 0.0033101 | 0.00082959 | 0 | 0 |  | 1 | TRUE | wye
11 | LV_3427-45_0_6_load_12 | 14 | 0.0027809 | 0.00069696 | 0 | 0 |  | 1 | TRUE | wye
12 | LV_3427-45_0_6_load_63 | 15 | 0.00070759 | 0.00017734 | 0 | 0 |  | 1 | TRUE | wye
13 | LV_3427-45_0_6_load_13 | 17 | 0.025114 | 0.0062941 | 0 | 0 |  | 1 | TRUE | wye
14 | LV_3427-45_0_6_load_30 | 21 | 0.012581 | 0.0031531 | 0 | 0 |  | 1 | TRUE | wye
15 | LV_3427-45_0_6_load_213 | 22 | 0.016007 | 0.0040117 | 0 | 0 |  | 1 | TRUE | wye
16 | LV_3427-45_0_6_load_154 | 23 | 0.011942 | 0.0029931 | 0 | 0 |  | 1 | TRUE | wye
17 | LV_3427-45_0_6_load_42 | 26 | 0.0048002 | 0.001203 | 0 | 0 |  | 1 | TRUE | wye
18 | LV_3427-45_0_6_load_190 | 29 | 0.00052199 | 0.00013082 | 0 | 0 |  | 1 | TRUE | wye
19 | LV_3427-45_0_6_load_202 | 31 | 0.00477 | 0.0011955 | 0 | 0 |  | 1 | TRUE | wye
20 | LV_3427-45_0_6_load_197 | 34 | 0.018747 | 0.0046985 | 0 | 0 |  | 1 | TRUE | wye
21 | LV_3427-45_0_6_load_156 | 36 | 0.01753 | 0.0043933 | 0 | 0 |  | 1 | TRUE | wye
22 | LV_3427-45_0_6_load_212 | 38 | 0.0040975 | 0.0010269 | 0 | 0 |  | 1 | TRUE | wye
23 | LV_3427-45_0_6_load_33 | 40 | 0.00076122 | 0.00019078 | 0 | 0 |  | 1 | TRUE | wye
24 | LV_3427-45_0_6_load_31 | 41 | 0.0034124 | 0.00085524 | 0 | 0 |  | 1 | TRUE | wye
25 | LV_3427-45_0_6_load_211 | 42 | 0.011502 | 0.0028827 | 0 | 0 |  | 1 | TRUE | wye
26 | LV_3427-45_0_6_load_174 | 44 | 0.0078518 | 0.0019678 | 0 | 0 |  | 1 | TRUE | wye
27 | LV_3427-45_0_6_load_175 | 45 | 0.0014685 | 0.00036804 | 0 | 0 |  | 1 | TRUE | wye
28 | LV_3427-45_0_6_load_162 | 47 | 0.0010385 | 0.00026028 | 0 | 0 |  | 1 | TRUE | wye
29 | LV_3427-45_0_6_load_173 | 50 | 0.0070033 | 0.0017552 | 0 | 0 |  | 1 | TRUE | wye
30 | LV_3427-45_0_6_load_172 | 51 | 0.0028172 | 0.00070607 | 0 | 0 |  | 1 | TRUE | wye
31 | LV_3427-45_0_6_load_214 | 52 | 0.0032427 | 0.00081269 | 0 | 0 |  | 1 | TRUE | wye
32 | LV_3427-45_0_6_load_153 | 53 | 0.014797 | 0.0037085 | 0 | 0 |  | 1 | TRUE | wye
33 | LV_3427-45_0_6_load_149 | 55 | 0.0022889 | 0.00057366 | 0 | 0 |  | 1 | TRUE | wye
34 | LV_3427-45_0_6_load_148 | 56 | 0.0021726 | 0.0005445 | 0 | 0 |  | 1 | TRUE | wye
35 | LV_3427-45_0_6_load_207 | 57 | 0.00083929 | 0.00021035 | 0 | 0 |  | 1 | TRUE | wye
36 | LV_3427-45_0_6_load_206 | 58 | 0.0008397 | 0.00021045 | 0 | 0 |  | 1 | TRUE | wye
37 | LV_3427-45_0_6_load_181 | 59 | 0.0023925 | 0.00059961 | 0 | 0 |  | 1 | TRUE | wye
38 | LV_3427-45_0_6_load_40 | 60 | 0.0017083 | 0.00042814 | 0 | 0 |  | 1 | TRUE | wye
39 | LV_3427-45_0_6_load_189 | 61 | 0.00059083 | 0.00014808 | 0 | 0 |  | 1 | TRUE | wye
40 | LV_3427-45_0_6_load_201 | 62 | 0.010977 | 0.002751 | 0 | 0 |  | 1 | TRUE | wye
41 | LV_3427-45_0_6_load_216 | 64 | 0.0013123 | 0.0003289 | 0 | 0 |  | 1 | TRUE | wye
42 | LV_3427-45_0_6_load_35 | 65 | 0.0011015 | 0.00027607 | 0 | 0 |  | 1 | TRUE | wye
43 | LV_3427-45_0_6_load_34 | 67 | 0.0012022 | 0.00030131 | 0 | 0 |  | 1 | TRUE | wye
44 | LV_3427-45_0_6_load_157 | 68 | 0.016018 | 0.0040144 | 0 | 0 |  | 1 | TRUE | wye
45 | LV_3427-45_0_6_load_152 | 69 | 0.0017705 | 0.00044372 | 0 | 0 |  | 1 | TRUE | wye
46 | LV_3427-45_0_6_load_188 | 70 | 0.00208 | 0.0005213 | 0 | 0 |  | 1 | TRUE | wye
47 | LV_3427-45_0_6_load_161 | 71 | 0.0019946 | 0.00049989 | 0 | 0 |  | 1 | TRUE | wye
48 | LV_3427-45_0_6_load_210 | 72 | 0.0013307 | 0.00033349 | 0 | 0 |  | 1 | TRUE | wye
49 | LV_3427-45_0_6_load_203 | 73 | 0.00095798 | 0.00024009 | 0 | 0 |  | 1 | TRUE | wye
50 | LV_3427-45_0_6_load_146 | 74 | 0.0025938 | 0.00065008 | 0 | 0 |  | 1 | TRUE | wye
51 | LV_3427-45_0_6_load_170 | 75 | 0.00098755 | 0.0002475 | 0 | 0 |  | 1 | TRUE | wye
52 | LV_3427-45_0_6_load_151 | 78 | 0.0039148 | 0.00098114 | 0 | 0 |  | 1 | TRUE | wye
53 | LV_3427-45_0_6_load_47 | 79 | 0.001014 | 0.00025413 | 0 | 0 |  | 1 | TRUE | wye
54 | LV_3427-45_0_6_load_43 | 80 | 0.0019932 | 0.00049954 | 0 | 0 |  | 1 | TRUE | wye
55 | LV_3427-45_0_6_load_50 | 81 | 0.0019727 | 0.00049441 | 0 | 0 |  | 1 | TRUE | wye
56 | LV_3427-45_0_6_load_45 | 84 | 0.0012086 | 0.00030292 | 0 | 0 |  | 1 | TRUE | wye
57 | LV_3427-45_0_6_load_48 | 85 | 0.0050569 | 0.0012674 | 0 | 0 |  | 1 | TRUE | wye
58 | LV_3427-45_0_6_load_46 | 86 | 0.0039692 | 0.00099478 | 0 | 0 |  | 1 | TRUE | wye
59 | LV_3427-45_0_6_load_49 | 87 | 0.004366 | 0.0010942 | 0 | 0 |  | 1 | TRUE | wye
60 | LV_3427-45_0_6_load_61 | 88 | 0.0020637 | 0.0005172 | 0 | 0 |  | 1 | TRUE | wye
61 | LV_3427-45_0_6_load_164 | 89 | 0.0028765 | 0.00072093 | 0 | 0 |  | 1 | TRUE | wye
62 | LV_3427-45_0_6_load_58 | 90 | 0.0028699 | 0.00071926 | 0 | 0 |  | 1 | TRUE | wye
63 | LV_3427-45_0_6_load_165 | 91 | 0.0091781 | 0.0023002 | 0 | 0 |  | 1 | TRUE | wye
64 | LV_3427-45_0_6_load_53 | 92 | 0.002051 | 0.00051404 | 0 | 0 |  | 1 | TRUE | wye
65 | LV_3427-45_0_6_load_54 | 93 | 0.002083 | 0.00052205 | 0 | 0 |  | 1 | TRUE | wye
66 | LV_3427-45_0_6_load_56 | 95 | 0.0031126 | 0.00078008 | 0 | 0 |  | 1 | TRUE | wye
67 | LV_3427-45_0_6_load_57 | 96 | 0.0031203 | 0.00078202 | 0 | 0 |  | 1 | TRUE | wye
68 | LV_3427-45_0_6_load_59 | 97 | 0.0069738 | 0.0017478 | 0 | 0 |  | 1 | TRUE | wye
69 | LV_3427-45_0_6_load_60 | 98 | 0.0019139 | 0.00047966 | 0 | 0 |  | 1 | TRUE | wye
70 | LV_3427-45_0_6_load_62 | 99 | 0.0029168 | 0.00073101 | 0 | 0 |  | 1 | TRUE | wye
71 | LV_3427-45_0_6_load_79 | 100 | 0.0028692 | 0.0007191 | 0 | 0 |  | 1 | TRUE | wye
72 | LV_3427-45_0_6_load_80 | 101 | 0.0037919 | 0.00095035 | 0 | 0 |  | 1 | TRUE | wye
73 | LV_3427-45_0_6_load_69 | 102 | 0.0017613 | 0.00044143 | 0 | 0 |  | 1 | TRUE | wye
74 | LV_3427-45_0_6_load_66 | 103 | 0.0018293 | 0.00045845 | 0 | 0 |  | 1 | TRUE | wye
75 | LV_3427-45_0_6_load_106 | 104 | 0.0017613 | 0.00044143 | 0 | 0 |  | 1 | TRUE | wye
76 | LV_3427-45_0_6_load_65 | 105 | 0.0025063 | 0.00062814 | 0 | 0 |  | 1 | TRUE | wye
77 | LV_3427-45_0_6_load_67 | 106 | 0.00084523 | 0.00021183 | 0 | 0 |  | 1 | TRUE | wye
78 | LV_3427-45_0_6_load_68 | 107 | 0.0019845 | 0.00049736 | 0 | 0 |  | 1 | TRUE | wye
79 | LV_3427-45_0_6_load_71 | 109 | 0.0041199 | 0.0010325 | 0 | 0 |  | 1 | TRUE | wye
80 | LV_3427-45_0_6_load_72 | 110 | 0.0016707 | 0.00041871 | 0 | 0 |  | 1 | TRUE | wye
81 | LV_3427-45_0_6_load_104 | 111 | 0.0021921 | 0.00054939 | 0 | 0 |  | 1 | TRUE | wye
82 | LV_3427-45_0_6_load_73 | 112 | 0.0036144 | 0.00090585 | 0 | 0 |  | 1 | TRUE | wye
83 | LV_3427-45_0_6_load_74 | 113 | 0.0018715 | 0.00046905 | 0 | 0 |  | 1 | TRUE | wye
84 | LV_3427-45_0_6_load_75 | 114 | 0.0039989 | 0.0010022 | 0 | 0 |  | 1 | TRUE | wye
85 | LV_3427-45_0_6_load_89 | 115 | 0.002041 | 0.00051153 | 0 | 0 |  | 1 | TRUE | wye
86 | LV_3427-45_0_6_load_90 | 117 | 0.0019456 | 0.00048763 | 0 | 0 |  | 1 | TRUE | wye
87 | LV_3427-45_0_6_load_78 | 119 | 0.0030574 | 0.00076625 | 0 | 0 |  | 1 | TRUE | wye
88 | LV_3427-45_0_6_load_81 | 120 | 0.0025774 | 0.00064595 | 0 | 0 |  | 1 | TRUE | wye
89 | LV_3427-45_0_6_load_82 | 121 | 0.0021744 | 0.00054496 | 0 | 0 |  | 1 | TRUE | wye
90 | LV_3427-45_0_6_load_88 | 122 | 0.0031938 | 0.00080044 | 0 | 0 |  | 1 | TRUE | wye
91 | LV_3427-45_0_6_load_84 | 124 | 0.0018459 | 0.00046263 | 0 | 0 |  | 1 | TRUE | wye
92 | LV_3427-45_0_6_load_85 | 125 | 0.002776 | 0.00069572 | 0 | 0 |  | 1 | TRUE | wye
93 | LV_3427-45_0_6_load_86 | 126 | 0.0025279 | 0.00063356 | 0 | 0 |  | 1 | TRUE | wye
94 | LV_3427-45_0_6_load_87 | 127 | 0.0051352 | 0.001287 | 0 | 0 |  | 1 | TRUE | wye
95 | LV_3427-45_0_6_load_93 | 128 | 0.0018459 | 0.00046262 | 0 | 0 |  | 1 | TRUE | wye
96 | LV_3427-45_0_6_load_113 | 129 | 0.0022039 | 0.00055234 | 0 | 0 |  | 1 | TRUE | wye
97 | LV_3427-45_0_6_load_94 | 130 | 0.0056193 | 0.0014083 | 0 | 0 |  | 1 | TRUE | wye
98 | LV_3427-45_0_6_load_114 | 131 | 0.0047182 | 0.0011825 | 0 | 0 |  | 1 | TRUE | wye
99 | LV_3427-45_0_6_load_91 | 132 | 0.0031739 | 0.00079544 | 0 | 0 |  | 1 | TRUE | wye
100 | LV_3427-45_0_6_load_92 | 133 | 0.0028802 | 0.00072185 | 0 | 0 |  | 1 | TRUE | wye
101 | LV_3427-45_0_6_load_95 | 134 | 0.0027174 | 0.00068105 | 0 | 0 |  | 1 | TRUE | wye
102 | LV_3427-45_0_6_load_100 | 137 | 0.00059424 | 0.00014893 | 0 | 0 |  | 1 | TRUE | wye
103 | LV_3427-45_0_6_load_97 | 138 | 0.0038593 | 0.00096724 | 0 | 0 |  | 1 | TRUE | wye
104 | LV_3427-45_0_6_load_99 | 139 | 0.0031447 | 0.00078813 | 0 | 0 |  | 1 | TRUE | wye
105 | LV_3427-45_0_6_load_105 | 140 | 0.0031265 | 0.00078357 | 0 | 0 |  | 1 | TRUE | wye
106 | LV_3427-45_0_6_load_103 | 142 | 0.0034195 | 0.00085701 | 0 | 0 |  | 1 | TRUE | wye
107 | LV_3427-45_0_6_load_108 | 144 | 0.0023116 | 0.00057934 | 0 | 0 |  | 1 | TRUE | wye
108 | LV_3427-45_0_6_load_101 | 145 | 0.0019401 | 0.00048623 | 0 | 0 |  | 1 | TRUE | wye
109 | LV_3427-45_0_6_load_102 | 146 | 0.0042641 | 0.0010687 | 0 | 0 |  | 1 | TRUE | wye
110 | LV_3427-45_0_6_load_107 | 147 | 0.0034924 | 0.00087527 | 0 | 0 |  | 1 | TRUE | wye
111 | LV_3427-45_0_6_load_109 | 148 | 0.0065778 | 0.0016485 | 0 | 0 |  | 1 | TRUE | wye
112 | LV_3427-45_0_6_load_112 | 149 | 0.0060291 | 0.001511 | 0 | 0 |  | 1 | TRUE | wye
113 | LV_3427-45_0_6_load_135 | 150 | 0.0029206 | 0.00073197 | 0 | 0 |  | 1 | TRUE | wye
114 | LV_3427-45_0_6_load_115 | 151 | 0.0026822 | 0.00067222 | 0 | 0 |  | 1 | TRUE | wye
115 | LV_3427-45_0_6_load_116 | 152 | 0.0026592 | 0.00066645 | 0 | 0 |  | 1 | TRUE | wye
116 | LV_3427-45_0_6_load_117 | 153 | 0.0047716 | 0.0011959 | 0 | 0 |  | 1 | TRUE | wye
117 | LV_3427-45_0_6_load_118 | 154 | 0.0025781 | 0.00064613 | 0 | 0 |  | 1 | TRUE | wye
118 | LV_3427-45_0_6_load_119 | 155 | 0.0012777 | 0.00032023 | 0 | 0 |  | 1 | TRUE | wye
119 | LV_3427-45_0_6_load_120 | 156 | 0.0044383 | 0.0011123 | 0 | 0 |  | 1 | TRUE | wye
120 | LV_3427-45_0_6_load_121 | 157 | 0.0011091 | 0.00027797 | 0 | 0 |  | 1 | TRUE | wye
121 | LV_3427-45_0_6_load_122 | 158 | 0.0014652 | 0.00036721 | 0 | 0 |  | 1 | TRUE | wye
122 | LV_3427-45_0_6_load_123 | 159 | 0.0023268 | 0.00058314 | 0 | 0 |  | 1 | TRUE | wye
123 | LV_3427-45_0_6_load_124 | 160 | 0.00073719 | 0.00018476 | 0 | 0 |  | 1 | TRUE | wye
124 | LV_3427-45_0_6_load_125 | 161 | 0.0011574 | 0.00029008 | 0 | 0 |  | 1 | TRUE | wye
125 | LV_3427-45_0_6_load_126 | 162 | 0.0025223 | 0.00063215 | 0 | 0 |  | 1 | TRUE | wye
126 | LV_3427-45_0_6_load_127 | 163 | 0.0020086 | 0.0005034 | 0 | 0 |  | 1 | TRUE | wye
127 | LV_3427-45_0_6_load_128 | 164 | 0.0013744 | 0.00034446 | 0 | 0 |  | 1 | TRUE | wye
128 | LV_3427-45_0_6_load_129 | 165 | 0.00057603 | 0.00014437 | 0 | 0 |  | 1 | TRUE | wye
129 | LV_3427-45_0_6_load_130 | 166 | 0.0026503 | 0.00066423 | 0 | 0 |  | 1 | TRUE | wye
130 | LV_3427-45_0_6_load_131 | 167 | 0.0014423 | 0.00036148 | 0 | 0 |  | 1 | TRUE | wye
131 | LV_3427-45_0_6_load_132 | 168 | 0.0013552 | 0.00033965 | 0 | 0 |  | 1 | TRUE | wye
132 | LV_3427-45_0_6_load_133 | 169 | 0.003678 | 0.0009218 | 0 | 0 |  | 1 | TRUE | wye
133 | LV_3427-45_0_6_load_134 | 170 | 0.0016465 | 0.00041266 | 0 | 0 |  | 1 | TRUE | wye
134 | LV_3427-45_0_6_load_136 | 171 | 0.0088961 | 0.0022296 | 0 | 0 |  | 1 | TRUE | wye
135 | LV_3427-45_0_6_load_137 | 172 | 0.0036063 | 0.00090383 | 0 | 0 |  | 1 | TRUE | wye
136 | LV_3427-45_0_6_load_138 | 173 | 0.0033363 | 0.00083617 | 0 | 0 |  | 1 | TRUE | wye
137 | LV_3427-45_0_6_load_192 | 176 | 0.0031197 | 0.00078188 | 0 | 0 |  | 1 | TRUE | wye
138 | LV_3427-45_0_6_load_193 | 177 | 0.001069 | 0.00026792 | 0 | 0 |  | 1 | TRUE | wye
139 | LV_3427-45_0_6_load_158 | 178 | 0.0010698 | 0.00026812 | 0 | 0 |  | 1 | TRUE | wye
140 | LV_3427-45_0_6_load_194 | 179 | 0.0038148 | 0.00095609 | 0 | 0 |  | 1 | TRUE | wye
141 | LV_3427-45_0_6_load_140 | 180 | 0.00139 | 0.00034836 | 0 | 0 |  | 1 | TRUE | wye
142 | LV_3427-45_0_6_load_141 | 181 | 0.0028219 | 0.00070724 | 0 | 0 |  | 1 | TRUE | wye
143 | LV_3427-45_0_6_load_142 | 182 | 0.0065827 | 0.0016498 | 0 | 0 |  | 1 | TRUE | wye
144 | LV_3427-45_0_6_load_143 | 183 | 0.0011666 | 0.00029237 | 0 | 0 |  | 1 | TRUE | wye
145 | LV_3427-45_0_6_load_145 | 185 | 0.00075817 | 0.00019001 | 0 | 0 |  | 1 | TRUE | wye
146 | LV_3427-45_0_6_load_147 | 186 | 0.0050736 | 0.0012716 | 0 | 0 |  | 1 | TRUE | wye
147 | LV_3427-45_0_6_load_159 | 187 | 0.0038892 | 0.00097472 | 0 | 0 |  | 1 | TRUE | wye
148 | LV_3427-45_0_6_load_196 | 188 | 0.0013096 | 0.00032821 | 0 | 0 |  | 1 | TRUE | wye
149 | LV_3427-45_0_6_load_195 | 189 | 0.0013096 | 0.00032821 | 0 | 0 |  | 1 | TRUE | wye
150 | LV_3427-45_0_6_load_160 | 190 | 0.0027903 | 0.00069931 | 0 | 0 |  | 1 | TRUE | wye
151 | LV_3427-45_0_6_load_163 | 191 | 0.011883 | 0.0029782 | 0 | 0 |  | 1 | TRUE | wye
152 | LV_3427-45_0_6_load_177 | 192 | 0.0020739 | 0.00051976 | 0 | 0 |  | 1 | TRUE | wye
153 | LV_3427-45_0_6_load_166 | 193 | 0.0009275 | 0.00023245 | 0 | 0 |  | 1 | TRUE | wye
154 | LV_3427-45_0_6_load_167 | 194 | 0.001798 | 0.00045063 | 0 | 0 |  | 1 | TRUE | wye
155 | LV_3427-45_0_6_load_168 | 195 | 0.00090332 | 0.00022639 | 0 | 0 |  | 1 | TRUE | wye
156 | LV_3427-45_0_6_load_169 | 196 | 0.0021956 | 0.00055027 | 0 | 0 |  | 1 | TRUE | wye
157 | LV_3427-45_0_6_load_171 | 197 | 0.0042525 | 0.0010658 | 0 | 0 |  | 1 | TRUE | wye
158 | LV_3427-45_0_6_load_176 | 198 | 0.00092419 | 0.00023162 | 0 | 0 |  | 1 | TRUE | wye
159 | LV_3427-45_0_6_load_178 | 199 | 0.0017965 | 0.00045025 | 0 | 0 |  | 1 | TRUE | wye
160 | LV_3427-45_0_6_load_180 | 200 | 0.00087709 | 0.00021982 | 0 | 0 |  | 1 | TRUE | wye
161 | LV_3427-45_0_6_load_182 | 201 | 0.0021224 | 0.00053192 | 0 | 0 |  | 1 | TRUE | wye
162 | LV_3427-45_0_6_load_183 | 202 | 0.0018963 | 0.00047527 | 0 | 0 |  | 1 | TRUE | wye
163 | LV_3427-45_0_6_load_184 | 203 | 0.0016579 | 0.0004155 | 0 | 0 |  | 1 | TRUE | wye
164 | LV_3427-45_0_6_load_186 | 205 | 0.0012988 | 0.00032552 | 0 | 0 |  | 1 | TRUE | wye
165 | LV_3427-45_0_6_load_187 | 206 | 0.0013512 | 0.00033864 | 0 | 0 |  | 1 | TRUE | wye
166 | LV_3427-45_0_6_load_200 | 207 | 0.00079858 | 0.00020014 | 0 | 0 |  | 1 | TRUE | wye
167 | LV_3427-45_0_6_load_199 | 208 | 0.003662 | 0.00091779 | 0 | 0 |  | 1 | TRUE | wye
168 | LV_3427-45_0_6_load_205 | 209 | 0.0010691 | 0.00026794 | 0 | 0 |  | 1 | TRUE | wye
169 | LV_3427-45_0_6_load_209 | 210 | 0.00159 | 0.00039849 | 0 | 0 |  | 1 | TRUE | wye
170 | LV_3427-45_0_6_load_208 | 211 | 0.0014766 | 0.00037008 | 0 | 0 |  | 1 | TRUE | wye

## ext_grid
| name | bus | vm_pu | va_degree | slack_weight | in_service
0 |  | 87 | 1 | 0 | 1 | TRUE

## line
| name | std_type | from_bus | to_bus | length_km | r_ohm_per_km | x_ohm_per_km | c_nf_per_km | g_us_per_km | max_i_ka | df | parallel | type | in_service
0 | LV_3427-45_0_6_line_0 |  | 0 | 1 | 0.011313 | 0.125 | 0.08 | 261 | 0 | 0.364 | 1 | 1 | cs | TRUE
1 | LV_3427-45_0_6_line_1 |  | 0 | 2 | 0.01171 | 0.125 | 0.08 | 261 | 0 | 0.364 | 1 | 1 | cs | TRUE
2 | LV_3427-45_0_6_line_2 |  | 1 | 3 | 0.054305 | 0.125 | 0.08 | 261 | 0 | 0.364 | 1 | 1 | cs | TRUE
3 | LV_3427-45_0_6_line_3 |  | 2 | 4 | 0.02614 | 0.125 | 0.08 | 261 | 0 | 0.364 | 1 | 1 | cs | TRUE
4 | LV_3427-45_0_6_line_4 |  | 2 | 5 | 0.014228 | 0.125 | 0.08 | 261 | 0 | 0.364 | 1 | 1 | cs | TRUE
5 | LV_3427-45_0_6_line_5 |  | 2 | 6 | 0.015081 | 0.125 | 0.08 | 261 | 0 | 0.364 | 1 | 1 | cs | TRUE
6 | LV_3427-45_0_6_line_6 |  | 3 | 7 | 0.014978 | 0.125 | 0.08 | 261 | 0 | 0.364 | 1 | 1 | cs | TRUE
7 | LV_3427-45_0_6_line_7 |  | 3 | 8 | 0.018982 | 0.125 | 0.08 | 261 | 0 | 0.364 | 1 | 1 | cs | TRUE
8 | LV_3427-45_0_6_line_8 |  | 7 | 9 | 0.00082637 | 0.125 | 0.08 | 261 | 0 | 0.364 | 1 | 1 | cs | TRUE
9 | LV_3427-45_0_6_line_9 |  | 8 | 10 | 0.010699 | 0.125 | 0.08 | 261 | 0 | 0.364 | 1 | 1 | cs | TRUE
10 | LV_3427-45_0_6_line_10 |  | 9 | 11 | 0.010999 | 0.125 | 0.08 | 261 | 0 | 0.364 | 1 | 1 | cs | TRUE
11 | LV_3427-45_0_6_line_11 |  | 10 | 81 | 0.014652 | 0.125 | 0.08 | 261 | 0 | 0.364 | 1 | 1 | cs | TRUE
12 | LV_3427-45_0_6_line_12 |  | 11 | 12 | 0.013933 | 0.125 | 0.08 | 261 | 0 | 0.364 | 1 | 1 | cs | TRUE
13 | LV_3427-45_0_6_line_13 |  | 12 | 13 | 0.00098458 | 0.125 | 0.08 | 261 | 0 | 0.364 | 1 | 1 | cs | TRUE
14 | LV_3427-45_0_6_line_14 |  | 14 | 15 | 0.0065721 | 0.125 | 0.08 | 261 | 0 | 0.364 | 1 | 1 | cs | TRUE
15 | LV_3427-45_0_6_line_15 |  | 15 | 16 | 0.02827 | 0.125 | 0.08 | 261 | 0 | 0.364 | 1 | 1 | cs | TRUE
16 | LV_3427-45_0_6_line_16 |  | 16 | 102 | 0.014852 | 0.125 | 0.08 | 261 | 0 | 0.364 | 1 | 1 | cs | TRUE
17 | LV_3427-45_0_6_line_17 |  | 16 | 103 | 0.018394 | 0.125 | 0.08 | 261 | 0 | 0.364 | 1 | 1 | cs | TRUE
18 | LV_3427-45_0_6_line_18 |  | 17 | 18 | 0.013577 | 0.125 | 0.08 | 261 | 0 | 0.364 | 1 | 1 | cs | TRUE
19 | LV_3427-45_0_6_line_19 |  | 18 | 19 | 0.058324 | 0.125 | 0.08 | 261 | 0 | 0.364 | 1 | 1 | cs | TRUE
20 | LV_3427-45_0_6_line_20 |  | 19 | 20 | 0.011198 | 0.125 | 0.08 | 261 | 0 | 0.364 | 1 | 1 | cs | TRUE
21 | LV_3427-45_0_6_line_21 |  | 19 | 21 | 0.021476 | 0.125 | 0.08 | 261 | 0 | 0.364 | 1 | 1 | cs | TRUE
22 | LV_3427-45_0_6_line_22 |  | 20 | 22 | 0.0086185 | 0.125 | 0.08 | 261 | 0 | 0.364 | 1 | 1 | cs | TRUE
23 | LV_3427-45_0_6_line_23 |  | 20 | 23 | 0.0061433 | 0.125 | 0.08 | 261 | 0 | 0.364 | 1 | 1 | cs | TRUE
24 | LV_3427-45_0_6_line_24 |  | 21 | 41 | 0.031516 | 0.125 | 0.08 | 261 | 0 | 0.364 | 1 | 1 | cs | TRUE
25 | LV_3427-45_0_6_line_25 |  | 22 | 52 | 0.0048013 | 0.125 | 0.08 | 261 | 0 | 0.364 | 1 | 1 | cs | TRUE
26 | LV_3427-45_0_6_line_26 |  | 23 | 53 | 0.01347 | 0.125 | 0.08 | 261 | 0 | 0.364 | 1 | 1 | cs | TRUE
27 | LV_3427-45_0_6_line_27 |  | 24 | 25 | 0.027552 | 0.125 | 0.08 | 261 | 0 | 0.364 | 1 | 5 | cs | TRUE
28 | LV_3427-45_0_6_line_28 |  | 24 | 26 | 0.016318 | 0.125 | 0.08 | 261 | 0 | 0.364 | 1 | 5 | cs | TRUE
29 | LV_3427-45_0_6_line_29 |  | 25 | 59 | 0.013025 | 0.125 | 0.08 | 261 | 0 | 0.364 | 1 | 5 | cs | TRUE
30 | LV_3427-45_0_6_line_30 |  | 25 | 60 | 0.021534 | 0.125 | 0.08 | 261 | 0 | 0.364 | 1 | 5 | cs | TRUE
31 | LV_3427-45_0_6_line_31 |  | 26 | 35 | 0.031721 | 0.125 | 0.08 | 261 | 0 | 0.364 | 1 | 2 | cs | TRUE
32 | LV_3427-45_0_6_line_32 |  | 27 | 28 | 0.01238 | 0.125 | 0.08 | 261 | 0 | 0.364 | 1 | 1 | cs | TRUE
33 | LV_3427-45_0_6_line_33 |  | 27 | 29 | 0.021644 | 0.125 | 0.08 | 261 | 0 | 0.364 | 1 | 1 | cs | TRUE
34 | LV_3427-45_0_6_line_34 |  | 28 | 37 | 0.001692 | 0.125 | 0.08 | 261 | 0 | 0.364 | 1 | 1 | cs | TRUE
35 | LV_3427-45_0_6_line_35 |  | 28 | 31 | 0.026497 | 0.125 | 0.08 | 261 | 0 | 0.364 | 1 | 1 | cs | TRUE
36 | LV_3427-45_0_6_line_36 |  | 28 | 38 | 0.021361 | 0.125 | 0.08 | 261 | 0 | 0.364 | 1 | 1 | cs | TRUE
37 | LV_3427-45_0_6_line_37 |  | 29 | 61 | 0.014791 | 0.125 | 0.08 | 261 | 0 | 0.364 | 1 | 1 | cs | TRUE
38 | LV_3427-45_0_6_line_38 |  | 30 | 31 | 0.030284 | 0.125 | 0.08 | 261 | 0 | 0.364 | 1 | 1 | cs | TRUE
39 | LV_3427-45_0_6_line_39 |  | 30 | 32 | 0.00752 | 0.125 | 0.08 | 261 | 0 | 0.364 | 1 | 1 | cs | TRUE
40 | LV_3427-45_0_6_line_40 |  | 32 | 62 | 0.055185 | 0.125 | 0.08 | 261 | 0 | 0.364 | 1 | 1 | cs | TRUE
41 | LV_3427-45_0_6_line_41 |  | 32 | 34 | 0.01186 | 0.125 | 0.08 | 261 | 0 | 0.364 | 1 | 1 | cs | TRUE
42 | LV_3427-45_0_6_line_42 |  | 33 | 34 | 0.022923 | 0.125 | 0.08 | 261 | 0 | 0.364 | 1 | 1 | cs | TRUE
43 | LV_3427-45_0_6_line_43 |  | 33 | 35 | 0.029837 | 0.125 | 0.08 | 261 | 0 | 0.364 | 1 | 1 | cs | TRUE
44 | LV_3427-45_0_6_line_44 |  | 33 | 36 | 0.019856 | 0.125 | 0.08 | 261 | 0 | 0.364 | 1 | 1 | cs | TRUE
45 | LV_3427-45_0_6_line_45 |  | 35 | 42 | 0.035201 | 0.125 | 0.08 | 261 | 0 | 0.364 | 1 | 1 | cs | TRUE
46 | LV_3427-45_0_6_line_46 |  | 36 | 63 | 0.022267 | 0.125 | 0.08 | 261 | 0 | 0.364 | 1 | 1 | cs | TRUE
47 | LV_3427-45_0_6_line_47 |  | 37 | 64 | 0.041155 | 0.125 | 0.08 | 261 | 0 | 0.364 | 1 | 1 | cs | TRUE
48 | LV_3427-45_0_6_line_48 |  | 38 | 46 | 0.03788 | 0.125 | 0.08 | 261 | 0 | 0.364 | 1 | 1 | cs | TRUE
49 | LV_3427-45_0_6_line_49 |  | 39 | 40 | 0.019497 | 0.125 | 0.08 | 261 | 0 | 0.364 | 1 | 1 | cs | TRUE
50 | LV_3427-45_0_6_line_50 |  | 39 | 41 | 0.0042183 | 0.125 | 0.08 | 261 | 0 | 0.364 | 1 | 1 | cs | TRUE
51 | LV_3427-45_0_6_line_51 |  | 40 | 67 | 0.018415 | 0.125 | 0.08 | 261 | 0 | 0.364 | 1 | 1 | cs | TRUE
52 | LV_3427-45_0_6_line_52 |  | 43 | 44 | 0.019902 | 0.125 | 0.08 | 261 | 0 | 0.364 | 1 | 1 | cs | TRUE
53 | LV_3427-45_0_6_line_53 |  | 43 | 45 | 0.029246 | 0.125 | 0.08 | 261 | 0 | 0.364 | 1 | 1 | cs | TRUE
54 | LV_3427-45_0_6_line_54 |  | 45 | 70 | 0.016323 | 0.125 | 0.08 | 261 | 0 | 0.364 | 1 | 1 | cs | TRUE
55 | LV_3427-45_0_6_line_55 |  | 46 | 47 | 0.012471 | 0.125 | 0.08 | 261 | 0 | 0.364 | 1 | 1 | cs | TRUE
56 | LV_3427-45_0_6_line_56 |  | 46 | 48 | 0.047052 | 0.125 | 0.08 | 261 | 0 | 0.364 | 1 | 1 | cs | TRUE
57 | LV_3427-45_0_6_line_57 |  | 47 | 71 | 0.018577 | 0.125 | 0.08 | 261 | 0 | 0.364 | 1 | 1 | cs | TRUE
58 | LV_3427-45_0_6_line_58 |  | 48 | 72 | 0.038716 | 0.125 | 0.08 | 261 | 0 | 0.364 | 1 | 1 | cs | TRUE
59 | LV_3427-45_0_6_line_59 |  | 48 | 73 | 0.010168 | 0.125 | 0.08 | 261 | 0 | 0.364 | 1 | 1 | cs | TRUE
60 | LV_3427-45_0_6_line_60 |  | 49 | 50 | 0.024958 | 0.125 | 0.08 | 261 | 0 | 0.364 | 1 | 1 | cs | TRUE
61 | LV_3427-45_0_6_line_61 |  | 49 | 51 | 0.059134 | 0.125 | 0.08 | 261 | 0 | 0.364 | 1 | 1 | cs | TRUE
62 | LV_3427-45_0_6_line_62 |  | 50 | 74 | 0.030973 | 0.125 | 0.08 | 261 | 0 | 0.364 | 1 | 1 | cs | TRUE
63 | LV_3427-45_0_6_line_63 |  | 51 | 75 | 0.024009 | 0.125 | 0.08 | 261 | 0 | 0.364 | 1 | 1 | cs | TRUE
64 | LV_3427-45_0_6_line_64 |  | 53 | 69 | 0.038909 | 0.125 | 0.08 | 261 | 0 | 0.364 | 1 | 1 | cs | TRUE
65 | LV_3427-45_0_6_line_65 |  | 54 | 55 | 0.057576 | 0.125 | 0.08 | 261 | 0 | 0.364 | 1 | 1 | cs | TRUE
66 | LV_3427-45_0_6_line_66 |  | 54 | 56 | 0.023998 | 0.125 | 0.08 | 261 | 0 | 0.364 | 1 | 1 | cs | TRUE
67 | LV_3427-45_0_6_line_67 |  | 55 | 78 | 0.040813 | 0.125 | 0.08 | 261 | 0 | 0.364 | 1 | 1 | cs | TRUE
68 | LV_3427-45_0_6_line_68 |  | 57 | 58 | 0.0080825 | 0.125 | 0.08 | 261 | 0 | 0.364 | 1 | 1 | cs | TRUE
69 | LV_3427-45_0_6_line_69 |  | 58 | 209 | 0.01498 | 0.125 | 0.08 | 261 | 0 | 0.364 | 1 | 1 | cs | TRUE
70 | LV_3427-45_0_6_line_70 |  | 59 | 83 | 0.025926 | 0.125 | 0.08 | 261 | 0 | 0.364 | 1 | 5 | cs | TRUE
71 | LV_3427-45_0_6_line_71 |  | 60 | 66 | 0.025823 | 0.125 | 0.08 | 261 | 0 | 0.364 | 1 | 5 | cs | TRUE
72 | LV_3427-45_0_6_line_72 |  | 61 | 70 | 0.025512 | 0.125 | 0.08 | 261 | 0 | 0.364 | 1 | 1 | cs | TRUE
73 | LV_3427-45_0_6_line_73 |  | 63 | 68 | 0.0062469 | 0.125 | 0.08 | 261 | 0 | 0.364 | 1 | 1 | cs | TRUE
74 | LV_3427-45_0_6_line_74 |  | 65 | 66 | 0.010713 | 0.125 | 0.08 | 261 | 0 | 0.364 | 1 | 1 | cs | TRUE
75 | LV_3427-45_0_6_line_75 |  | 66 | 76 | 0.020469 | 0.125 | 0.08 | 261 | 0 | 0.364 | 1 | 5 | cs | TRUE
76 | LV_3427-45_0_6_line_76 |  | 67 | 76 | 0.0025716 | 0.125 | 0.08 | 261 | 0 | 0.364 | 1 | 1 | cs | TRUE
77 | LV_3427-45_0_6_line_77 |  | 68 | 191 | 0.015947 | 0.125 | 0.08 | 261 | 0 | 0.364 | 1 | 1 | cs | TRUE
78 | LV_3427-45_0_6_line_78 |  | 71 | 190 | 0.026574 | 0.125 | 0.08 | 261 | 0 | 0.364 | 1 | 1 | cs | TRUE
79 | LV_3427-45_0_6_line_79 |  | 72 | 210 | 0.033198 | 0.125 | 0.08 | 261 | 0 | 0.364 | 1 | 1 | cs | TRUE
80 | LV_3427-45_0_6_line_80 |  | 73 | 207 | 0.0049537 | 0.125 | 0.08 | 261 | 0 | 0.364 | 1 | 1 | cs | TRUE
81 | LV_3427-45_0_6_line_81 |  | 74 | 184 | 0.016931 | 0.125 | 0.08 | 261 | 0 | 0.364 | 1 | 1 | cs | TRUE
82 | LV_3427-45_0_6_line_82 |  | 75 | 195 | 0.0025271 | 0.125 | 0.08 | 261 | 0 | 0.364 | 1 | 1 | cs | TRUE
83 | LV_3427-45_0_6_line_83 |  | 76 | 77 | 0.033735 | 0.125 | 0.08 | 261 | 0 | 0.364 | 1 | 5 | cs | TRUE
84 | LV_3427-45_0_6_line_84 |  | 77 | 79 | 0.02604 | 0.125 | 0.08 | 261 | 0 | 0.364 | 1 | 1 | cs | TRUE
85 | LV_3427-45_0_6_line_85 |  | 77 | 80 | 0.025357 | 0.125 | 0.08 | 261 | 0 | 0.364 | 1 | 5 | cs | TRUE
86 | LV_3427-45_0_6_line_86 |  | 78 | 187 | 0.025297 | 0.125 | 0.08 | 261 | 0 | 0.364 | 1 | 1 | cs | TRUE
87 | LV_3427-45_0_6_line_87 |  | 79 | 81 | 0.014977 | 0.125 | 0.08 | 261 | 0 | 0.364 | 1 | 1 | cs | TRUE
88 | LV_3427-45_0_6_line_88 |  | 80 | 82 | 0.0063484 | 0.125 | 0.08 | 261 | 0 | 0.364 | 1 | 5 | cs | TRUE
89 | LV_3427-45_0_6_line_89 |  | 82 | 84 | 0.0088402 | 0.125 | 0.08 | 261 | 0 | 0.364 | 1 | 5 | cs | TRUE
90 | LV_3427-45_0_6_line_90 |  | 83 | 192 | 0.016988 | 0.125 | 0.08 | 261 | 0 | 0.364 | 1 | 1 | cs | TRUE
91 | LV_3427-45_0_6_line_91 |  | 83 | 91 | 0.021232 | 0.125 | 0.08 | 261 | 0 | 0.364 | 1 | 5 | cs | TRUE
92 | LV_3427-45_0_6_line_92 |  | 84 | 85 | 0.034451 | 0.125 | 0.08 | 261 | 0 | 0.364 | 1 | 5 | cs | TRUE
93 | LV_3427-45_0_6_line_93 |  | 85 | 88 | 0.025273 | 0.125 | 0.08 | 261 | 0 | 0.364 | 1 | 5 | cs | TRUE
94 | LV_3427-45_0_6_line_94 |  | 86 | 87 | 0.021543 | 0.125 | 0.08 | 261 | 0 | 0.364 | 1 | 1 | cs | TRUE
95 | LV_3427-45_0_6_line_95 |  | 87 | 89 | 0.0062851 | 0.125 | 0.08 | 261 | 0 | 0.364 | 1 | 5 | cs | TRUE
96 | LV_3427-45_0_6_line_96 |  | 88 | 90 | 0.0083724 | 0.125 | 0.08 | 261 | 0 | 0.364 | 1 | 5 | cs | TRUE
97 | LV_3427-45_0_6_line_97 |  | 89 | 91 | 0.0014114 | 0.125 | 0.08 | 261 | 0 | 0.364 | 1 | 5 | cs | TRUE
98 | LV_3427-45_0_6_line_98 |  | 90 | 94 | 0.020563 | 0.125 | 0.08 | 261 | 0 | 0.364 | 1 | 5 | cs | TRUE
99 | LV_3427-45_0_6_line_99 |  | 92 | 93 | 0.0013091 | 0.125 | 0.08 | 261 | 0 | 0.364 | 1 | 1 | cs | TRUE
100 | LV_3427-45_0_6_line_100 |  | 92 | 94 | 0.017578 | 0.125 | 0.08 | 261 | 0 | 0.364 | 1 | 1 | cs | TRUE
101 | LV_3427-45_0_6_line_101 |  | 93 | 95 | 0.031794 | 0.125 | 0.08 | 261 | 0 | 0.364 | 1 | 1 | cs | TRUE
102 | LV_3427-45_0_6_line_102 |  | 94 | 96 | 0.01905 | 0.125 | 0.08 | 261 | 0 | 0.364 | 1 | 5 | cs | TRUE
103 | LV_3427-45_0_6_line_103 |  | 95 | 97 | 0.012146 | 0.125 | 0.08 | 261 | 0 | 0.364 | 1 | 1 | cs | TRUE
104 | LV_3427-45_0_6_line_104 |  | 96 | 98 | 0.008488 | 0.125 | 0.08 | 261 | 0 | 0.364 | 1 | 5 | cs | TRUE
105 | LV_3427-45_0_6_line_105 |  | 97 | 99 | 0.015376 | 0.125 | 0.08 | 261 | 0 | 0.364 | 1 | 1 | cs | TRUE
106 | LV_3427-45_0_6_line_106 |  | 98 | 100 | 0.022086 | 0.125 | 0.08 | 261 | 0 | 0.364 | 1 | 5 | cs | TRUE
107 | LV_3427-45_0_6_line_107 |  | 100 | 101 | 0.0042381 | 0.125 | 0.08 | 261 | 0 | 0.364 | 1 | 5 | cs | TRUE
108 | LV_3427-45_0_6_line_108 |  | 101 | 119 | 0.020327 | 0.125 | 0.08 | 261 | 0 | 0.364 | 1 | 5 | cs | TRUE
109 | LV_3427-45_0_6_line_109 |  | 102 | 104 | 0.0099301 | 0.125 | 0.08 | 261 | 0 | 0.364 | 1 | 1 | cs | TRUE
110 | LV_3427-45_0_6_line_110 |  | 103 | 105 | 0.0020924 | 0.125 | 0.08 | 261 | 0 | 0.364 | 1 | 1 | cs | TRUE
111 | LV_3427-45_0_6_line_111 |  | 104 | 111 | 0.022696 | 0.125 | 0.08 | 261 | 0 | 0.364 | 1 | 1 | cs | TRUE
112 | LV_3427-45_0_6_line_112 |  | 105 | 106 | 0.02194 | 0.125 | 0.08 | 261 | 0 | 0.364 | 1 | 1 | cs | TRUE
113 | LV_3427-45_0_6_line_113 |  | 106 | 107 | 0.0058596 | 0.125 | 0.08 | 261 | 0 | 0.364 | 1 | 1 | cs | TRUE
114 | LV_3427-45_0_6_line_114 |  | 107 | 108 | 0.0096075 | 0.125 | 0.08 | 261 | 0 | 0.364 | 1 | 1 | cs | TRUE
115 | LV_3427-45_0_6_line_115 |  | 108 | 109 | 0.011358 | 0.125 | 0.08 | 261 | 0 | 0.364 | 1 | 1 | cs | TRUE
116 | LV_3427-45_0_6_line_116 |  | 108 | 110 | 0.013433 | 0.125 | 0.08 | 261 | 0 | 0.364 | 1 | 1 | cs | TRUE
117 | LV_3427-45_0_6_line_117 |  | 109 | 112 | 0.024573 | 0.125 | 0.08 | 261 | 0 | 0.364 | 1 | 1 | cs | TRUE
118 | LV_3427-45_0_6_line_118 |  | 110 | 113 | 0.026249 | 0.125 | 0.08 | 261 | 0 | 0.364 | 1 | 1 | cs | TRUE
119 | LV_3427-45_0_6_line_119 |  | 111 | 146 | 0.0033424 | 0.125 | 0.08 | 261 | 0 | 0.364 | 1 | 1 | cs | TRUE
120 | LV_3427-45_0_6_line_120 |  | 112 | 114 | 0.0038955 | 0.125 | 0.08 | 261 | 0 | 0.364 | 1 | 1 | cs | TRUE
121 | LV_3427-45_0_6_line_121 |  | 113 | 115 | 0.01312 | 0.125 | 0.08 | 261 | 0 | 0.364 | 1 | 1 | cs | TRUE
122 | LV_3427-45_0_6_line_122 |  | 114 | 116 | 0.015657 | 0.125 | 0.08 | 261 | 0 | 0.364 | 1 | 1 | cs | TRUE
123 | LV_3427-45_0_6_line_123 |  | 115 | 117 | 0.012047 | 0.125 | 0.08 | 261 | 0 | 0.364 | 1 | 1 | cs | TRUE
124 | LV_3427-45_0_6_line_124 |  | 116 | 118 | 0.018439 | 0.125 | 0.08 | 261 | 0 | 0.364 | 1 | 5 | cs | TRUE
125 | LV_3427-45_0_6_line_125 |  | 116 | 119 | 0.006374 | 0.125 | 0.08 | 261 | 0 | 0.364 | 1 | 5 | cs | TRUE
126 | LV_3427-45_0_6_line_126 |  | 117 | 132 | 0.015664 | 0.125 | 0.08 | 261 | 0 | 0.364 | 1 | 1 | cs | TRUE
127 | LV_3427-45_0_6_line_127 |  | 118 | 120 | 0.019314 | 0.125 | 0.08 | 261 | 0 | 0.364 | 1 | 1 | cs | TRUE
128 | LV_3427-45_0_6_line_128 |  | 118 | 121 | 0.018038 | 0.125 | 0.08 | 261 | 0 | 0.364 | 1 | 5 | cs | TRUE
129 | LV_3427-45_0_6_line_129 |  | 120 | 122 | 0.0068399 | 0.125 | 0.08 | 261 | 0 | 0.364 | 1 | 1 | cs | TRUE
130 | LV_3427-45_0_6_line_130 |  | 121 | 123 | 0.02361 | 0.125 | 0.08 | 261 | 0 | 0.364 | 1 | 5 | cs | TRUE
131 | LV_3427-45_0_6_line_131 |  | 123 | 124 | 0.0017461 | 0.125 | 0.08 | 261 | 0 | 0.364 | 1 | 1 | cs | TRUE
132 | LV_3427-45_0_6_line_132 |  | 123 | 125 | 0.013583 | 0.125 | 0.08 | 261 | 0 | 0.364 | 1 | 5 | cs | TRUE
133 | LV_3427-45_0_6_line_133 |  | 124 | 126 | 0.025108 | 0.125 | 0.08 | 261 | 0 | 0.364 | 1 | 1 | cs | TRUE
134 | LV_3427-45_0_6_line_134 |  | 125 | 127 | 0.014207 | 0.125 | 0.08 | 261 | 0 | 0.364 | 1 | 5 | cs | TRUE
135 | LV_3427-45_0_6_line_135 |  | 126 | 128 | 0.022952 | 0.125 | 0.08 | 261 | 0 | 0.364 | 1 | 1 | cs | TRUE
136 | LV_3427-45_0_6_line_136 |  | 127 | 129 | 0.0046977 | 0.125 | 0.08 | 261 | 0 | 0.364 | 1 | 2 | cs | TRUE
137 | LV_3427-45_0_6_line_137 |  | 128 | 130 | 0.00811 | 0.125 | 0.08 | 261 | 0 | 0.364 | 1 | 1 | cs | TRUE
138 | LV_3427-45_0_6_line_138 |  | 129 | 131 | 0.018433 | 0.125 | 0.08 | 261 | 0 | 0.364 | 1 | 1 | cs | TRUE
139 | LV_3427-45_0_6_line_139 |  | 130 | 136 | 0.010536 | 0.125 | 0.08 | 261 | 0 | 0.364 | 1 | 1 | cs | TRUE
140 | LV_3427-45_0_6_line_140 |  | 131 | 151 | 0.0010465 | 0.125 | 0.08 | 261 | 0 | 0.364 | 1 | 1 | cs | TRUE
141 | LV_3427-45_0_6_line_141 |  | 132 | 133 | 0.0095065 | 0.125 | 0.08 | 261 | 0 | 0.364 | 1 | 1 | cs | TRUE
142 | LV_3427-45_0_6_line_142 |  | 133 | 134 | 0.015791 | 0.125 | 0.08 | 261 | 0 | 0.364 | 1 | 1 | cs | TRUE
143 | LV_3427-45_0_6_line_143 |  | 134 | 135 | 0.010347 | 0.125 | 0.08 | 261 | 0 | 0.364 | 1 | 1 | cs | TRUE
144 | LV_3427-45_0_6_line_144 |  | 135 | 138 | 0.0016495 | 0.125 | 0.08 | 261 | 0 | 0.364 | 1 | 1 | cs | TRUE
145 | LV_3427-45_0_6_line_145 |  | 136 | 137 | 0.040193 | 0.125 | 0.08 | 261 | 0 | 0.364 | 1 | 1 | cs | TRUE
146 | LV_3427-45_0_6_line_146 |  | 137 | 141 | 0.0072326 | 0.125 | 0.08 | 261 | 0 | 0.364 | 1 | 1 | cs | TRUE
147 | LV_3427-45_0_6_line_147 |  | 139 | 140 | 0.023942 | 0.125 | 0.08 | 261 | 0 | 0.364 | 1 | 1 | cs | TRUE
148 | LV_3427-45_0_6_line_148 |  | 140 | 142 | 0.018374 | 0.125 | 0.08 | 261 | 0 | 0.364 | 1 | 1 | cs | TRUE
149 | LV_3427-45_0_6_line_149 |  | 141 | 143 | 0.18077 | 0.125 | 0.08 | 261 | 0 | 0.364 | 1 | 1 | cs | TRUE
150 | LV_3427-45_0_6_line_150 |  | 141 | 144 | 0.041663 | 0.125 | 0.08 | 261 | 0 | 0.364 | 1 | 1 | cs | TRUE
151 | LV_3427-45_0_6_line_151 |  | 142 | 145 | 0.0034728 | 0.125 | 0.08 | 261 | 0 | 0.364 | 1 | 1 | cs | TRUE
152 | LV_3427-45_0_6_line_152 |  | 143 | 149 | 0.026321 | 0.125 | 0.08 | 261 | 0 | 0.364 | 1 | 1 | cs | TRUE
153 | LV_3427-45_0_6_line_153 |  | 144 | 147 | 0.038491 | 0.125 | 0.08 | 261 | 0 | 0.364 | 1 | 1 | cs | TRUE
154 | LV_3427-45_0_6_line_154 |  | 145 | 146 | 0.024791 | 0.125 | 0.08 | 261 | 0 | 0.364 | 1 | 1 | cs | TRUE
155 | LV_3427-45_0_6_line_155 |  | 147 | 148 | 0.022108 | 0.125 | 0.08 | 261 | 0 | 0.364 | 1 | 1 | cs | TRUE
156 | LV_3427-45_0_6_line_156 |  | 149 | 150 | 0.022644 | 0.125 | 0.08 | 261 | 0 | 0.364 | 1 | 1 | cs | TRUE
157 | LV_3427-45_0_6_line_157 |  | 151 | 152 | 0.020023 | 0.125 | 0.08 | 261 | 0 | 0.364 | 1 | 1 | cs | TRUE
158 | LV_3427-45_0_6_line_158 |  | 152 | 153 | 0.0017302 | 0.125 | 0.08 | 261 | 0 | 0.364 | 1 | 1 | cs | TRUE
159 | LV_3427-45_0_6_line_159 |  | 153 | 154 | 0.019127 | 0.125 | 0.08 | 261 | 0 | 0.364 | 1 | 1 | cs | TRUE
160 | LV_3427-45_0_6_line_160 |  | 154 | 155 | 0.0038722 | 0.125 | 0.08 | 261 | 0 | 0.364 | 1 | 1 | cs | TRUE
161 | LV_3427-45_0_6_line_161 |  | 155 | 156 | 0.018942 | 0.125 | 0.08 | 261 | 0 | 0.364 | 1 | 1 | cs | TRUE
162 | LV_3427-45_0_6_line_162 |  | 156 | 157 | 0.014925 | 0.125 | 0.08 | 261 | 0 | 0.364 | 1 | 1 | cs | TRUE
163 | LV_3427-45_0_6_line_163 |  | 157 | 158 | 0.013162 | 0.125 | 0.08 | 261 | 0 | 0.364 | 1 | 1 | cs | TRUE
164 | LV_3427-45_0_6_line_164 |  | 158 | 159 | 0.010544 | 0.125 | 0.08 | 261 | 0 | 0.364 | 1 | 1 | cs | TRUE
165 | LV_3427-45_0_6_line_165 |  | 159 | 160 | 0.013012 | 0.125 | 0.08 | 261 | 0 | 0.364 | 1 | 1 | cs | TRUE
166 | LV_3427-45_0_6_line_166 |  | 160 | 161 | 0.01168 | 0.125 | 0.08 | 261 | 0 | 0.364 | 1 | 1 | cs | TRUE
167 | LV_3427-45_0_6_line_167 |  | 161 | 162 | 0.0031282 | 0.125 | 0.08 | 261 | 0 | 0.364 | 1 | 1 | cs | TRUE
168 | LV_3427-45_0_6_line_168 |  | 162 | 163 | 0.0099811 | 0.125 | 0.08 | 261 | 0 | 0.364 | 1 | 1 | cs | TRUE
169 | LV_3427-45_0_6_line_169 |  | 163 | 164 | 0.01305 | 0.125 | 0.08 | 261 | 0 | 0.364 | 1 | 1 | cs | TRUE
170 | LV_3427-45_0_6_line_170 |  | 164 | 165 | 0.0079807 | 0.125 | 0.08 | 261 | 0 | 0.364 | 1 | 1 | cs | TRUE
171 | LV_3427-45_0_6_line_171 |  | 165 | 166 | 0.012287 | 0.125 | 0.08 | 261 | 0 | 0.364 | 1 | 1 | cs | TRUE
172 | LV_3427-45_0_6_line_172 |  | 166 | 167 | 0.0039678 | 0.125 | 0.08 | 261 | 0 | 0.364 | 1 | 1 | cs | TRUE
173 | LV_3427-45_0_6_line_173 |  | 167 | 168 | 0.02362 | 0.125 | 0.08 | 261 | 0 | 0.364 | 1 | 1 | cs | TRUE
174 | LV_3427-45_0_6_line_174 |  | 168 | 169 | 0.01525 | 0.125 | 0.08 | 261 | 0 | 0.364 | 1 | 1 | cs | TRUE
175 | LV_3427-45_0_6_line_175 |  | 169 | 170 | 0.0097462 | 0.125 | 0.08 | 261 | 0 | 0.364 | 1 | 1 | cs | TRUE
176 | LV_3427-45_0_6_line_176 |  | 171 | 172 | 0.037865 | 0.125 | 0.08 | 261 | 0 | 0.364 | 1 | 1 | cs | TRUE
177 | LV_3427-45_0_6_line_177 |  | 172 | 173 | 0.34014 | 0.125 | 0.08 | 261 | 0 | 0.364 | 1 | 1 | cs | TRUE
178 | LV_3427-45_0_6_line_178 |  | 173 | 174 | 0.018409 | 0.125 | 0.08 | 261 | 0 | 0.364 | 1 | 1 | cs | TRUE
179 | LV_3427-45_0_6_line_179 |  | 174 | 175 | 0.015538 | 0.125 | 0.08 | 261 | 0 | 0.364 | 1 | 1 | cs | TRUE
180 | LV_3427-45_0_6_line_180 |  | 174 | 176 | 0.018507 | 0.125 | 0.08 | 261 | 0 | 0.364 | 1 | 1 | cs | TRUE
181 | LV_3427-45_0_6_line_181 |  | 175 | 177 | 0.031684 | 0.125 | 0.08 | 261 | 0 | 0.364 | 1 | 1 | cs | TRUE
182 | LV_3427-45_0_6_line_182 |  | 175 | 178 | 0.022163 | 0.125 | 0.08 | 261 | 0 | 0.364 | 1 | 1 | cs | TRUE
183 | LV_3427-45_0_6_line_183 |  | 176 | 179 | 0.00862 | 0.125 | 0.08 | 261 | 0 | 0.364 | 1 | 1 | cs | TRUE
184 | LV_3427-45_0_6_line_184 |  | 177 | 209 | 0.0074182 | 0.125 | 0.08 | 261 | 0 | 0.364 | 1 | 1 | cs | TRUE
185 | LV_3427-45_0_6_line_185 |  | 178 | 185 | 0.0051784 | 0.125 | 0.08 | 261 | 0 | 0.364 | 1 | 1 | cs | TRUE
186 | LV_3427-45_0_6_line_186 |  | 179 | 201 | 0.0060915 | 0.125 | 0.08 | 261 | 0 | 0.364 | 1 | 1 | cs | TRUE
187 | LV_3427-45_0_6_line_187 |  | 180 | 181 | 0.031047 | 0.125 | 0.08 | 261 | 0 | 0.364 | 1 | 1 | cs | TRUE
188 | LV_3427-45_0_6_line_188 |  | 180 | 182 | 0.030674 | 0.125 | 0.08 | 261 | 0 | 0.364 | 1 | 1 | cs | TRUE
189 | LV_3427-45_0_6_line_189 |  | 181 | 183 | 0.0081812 | 0.125 | 0.08 | 261 | 0 | 0.364 | 1 | 1 | cs | TRUE
190 | LV_3427-45_0_6_line_190 |  | 182 | 184 | 0.024491 | 0.125 | 0.08 | 261 | 0 | 0.364 | 1 | 1 | cs | TRUE
191 | LV_3427-45_0_6_line_191 |  | 183 | 185 | 0.032412 | 0.125 | 0.08 | 261 | 0 | 0.364 | 1 | 1 | cs | TRUE
192 | LV_3427-45_0_6_line_192 |  | 184 | 186 | 0.11885 | 0.125 | 0.08 | 261 | 0 | 0.364 | 1 | 1 | cs | TRUE
193 | LV_3427-45_0_6_line_193 |  | 187 | 190 | 0.023614 | 0.125 | 0.08 | 261 | 0 | 0.364 | 1 | 1 | cs | TRUE
194 | LV_3427-45_0_6_line_194 |  | 188 | 189 | 0.00032033 | 0.125 | 0.08 | 261 | 0 | 0.364 | 1 | 1 | cs | TRUE
195 | LV_3427-45_0_6_line_195 |  | 189 | 197 | 0.00032241 | 0.125 | 0.08 | 261 | 0 | 0.364 | 1 | 1 | cs | TRUE
196 | LV_3427-45_0_6_line_196 |  | 192 | 198 | 0.00075535 | 0.125 | 0.08 | 261 | 0 | 0.364 | 1 | 1 | cs | TRUE
197 | LV_3427-45_0_6_line_197 |  | 193 | 194 | 0.024993 | 0.125 | 0.08 | 261 | 0 | 0.364 | 1 | 1 | cs | TRUE
198 | LV_3427-45_0_6_line_198 |  | 193 | 195 | 0.0022355 | 0.125 | 0.08 | 261 | 0 | 0.364 | 1 | 1 | cs | TRUE
199 | LV_3427-45_0_6_line_199 |  | 194 | 196 | 0.028374 | 0.125 | 0.08 | 261 | 0 | 0.364 | 1 | 1 | cs | TRUE
200 | LV_3427-45_0_6_line_200 |  | 196 | 197 | 0.036132 | 0.125 | 0.08 | 261 | 0 | 0.364 | 1 | 1 | cs | TRUE
201 | LV_3427-45_0_6_line_201 |  | 198 | 199 | 0.0053168 | 0.125 | 0.08 | 261 | 0 | 0.364 | 1 | 1 | cs | TRUE
202 | LV_3427-45_0_6_line_202 |  | 199 | 200 | 0.0094053 | 0.125 | 0.08 | 261 | 0 | 0.364 | 1 | 1 | cs | TRUE
203 | LV_3427-45_0_6_line_203 |  | 200 | 201 | 0.0010402 | 0.125 | 0.08 | 261 | 0 | 0.364 | 1 | 1 | cs | TRUE
204 | LV_3427-45_0_6_line_204 |  | 202 | 203 | 0.0012713 | 0.125 | 0.08 | 261 | 0 | 0.364 | 1 | 1 | cs | TRUE
205 | LV_3427-45_0_6_line_205 |  | 203 | 204 | 0.016112 | 0.125 | 0.08 | 261 | 0 | 0.364 | 1 | 1 | cs | TRUE
206 | LV_3427-45_0_6_line_206 |  | 204 | 205 | 0.0080623 | 0.125 | 0.08 | 261 | 0 | 0.364 | 1 | 1 | cs | TRUE
207 | LV_3427-45_0_6_line_207 |  | 204 | 206 | 0.01526 | 0.125 | 0.08 | 261 | 0 | 0.364 | 1 | 1 | cs | TRUE
208 | LV_3427-45_0_6_line_208 |  | 205 | 207 | 0.021902 | 0.125 | 0.08 | 261 | 0 | 0.364 | 1 | 1 | cs | TRUE
209 | LV_3427-45_0_6_line_209 |  | 206 | 208 | 0.020834 | 0.125 | 0.08 | 261 | 0 | 0.364 | 1 | 1 | cs | TRUE
210 | LV_3427-45_0_6_line_210 |  | 210 | 211 | 0.017573 | 0.125 | 0.08 | 261 | 0 | 0.364 | 1 | 1 | cs | TRUE

## trafo
| name | std_type | hv_bus | lv_bus | sn_mva | vn_hv_kv | vn_lv_kv | vk_percent | vkr_percent | pfe_kw | i0_percent | shift_degree | tap_side | tap_neutral | tap_min | tap_max | tap_step_percent | tap_step_degree | tap_pos | tap_phase_shifter | parallel | df | in_service
0 | LV_3427-45_0_6_trafo_49 | 0.63 MVA 20/0.4 kV | 212 | 87 | 0.63 | 20 | 0.4 | 6 | 1.206 | 1.65 | 0.2619 | 150 | hv | 0 | -2 | 2 | 2.5 | 0 | 0 | FALSE | 1 | 1 | TRUE

## line_geodata
| x0 | y0 | x1 | y1 | x2 | y2 | x3 | y3 | x4 | y4 | x5 | y5 | x6 | y6 | x7 | y7 | x8 | y8 | x9 | y9 | x10 | y10 | x11 | y11 | x12 | y12
0 | 2722094.8584 | 1259455.7302 | 2722095.2638 | 1259460.1981 | 2722092.4613 | 1259466.4226
1 | 2722087.6538 | 1259477.1005 | 2722092.4613 | 1259466.4226
2 | 2722143.9225 | 1259472.0905 | 2722123.6157 | 1259463.0412 | 2722100.4783 | 1259452.3209 | 2722094.8584 | 1259455.7302
3 | 2722083.7075 | 1259501.3405 | 2722085.7471 | 1259497.8684 | 2722084.2195 | 1259492.977 | 2722088.9392 | 1259480.9415 | 2722088.6879 | 1259479.6018 | 2722087.6538 | 1259477.1005
4 | 2722100.6916 | 1259482.8857 | 2722087.6538 | 1259477.1005
5 | 2722077.278 | 1259485.5383 | 2722077.1089 | 1259484.2337 | 2722077.2712 | 1259482.947 | 2722077.8626 | 1259481.6914 | 2722078.8249 | 1259480.7327 | 2722085.7168 | 1259477.0605 | 2722087.6538 | 1259477.1005
6 | 2722143.9225 | 1259472.0905 | 2722137.9659 | 1259485.8328
7 | 2722143.9225 | 1259472.0905 | 2722161.8276 | 1259477.3091 | 2722162.1473 | 1259477.3979
8 | 2722137.9659 | 1259485.8328 | 2722137.6372 | 1259486.591
9 | 2722162.1473 | 1259477.3979 | 2722167.8852 | 1259478.9912 | 2722171.6722 | 1259479.9925 | 2722172.4882 | 1259480.1243
10 | 2722137.6372 | 1259486.591 | 2722135.3085 | 1259491.9636 | 2722135.0827 | 1259492.6707 | 2722133.2232 | 1259496.6592
11 | 2722187.0843 | 1259480.9594 | 2722179.9378 | 1259480.9974 | 2722175.5423 | 1259480.6174 | 2722172.4882 | 1259480.1243
12 | 2722126.257 | 1259508.6857 | 2722130.9487 | 1259501.5376 | 2722133.2232 | 1259496.6592
13 | 2722126.257 | 1259508.6857 | 2722125.7167 | 1259509.5088
14 | 2722077.4795 | 1259578.2404 | 2722082.4954 | 1259573.9938
15 | 2722055.9036 | 1259596.5067 | 2722077.4795 | 1259578.2404
16 | 2722055.9036 | 1259596.5067 | 2722047.7151 | 1259608.897
17 | 2722055.9036 | 1259596.5067 | 2722070.2673 | 1259607.997
18 | 2722210.6368 | 1259368.8209 | 2722213.4996 | 1259371.1265 | 2722221.2095 | 1259377.3384
19 | 2722210.6368 | 1259368.8209 | 2722213.9365 | 1259365.6752 | 2722230.3397 | 1259350.1891 | 2722234.5068 | 1259347.7619 | 2722238.6923 | 1259345.9023 | 2722241.163 | 1259344.9302 | 2722247.1963 | 1259363.1043
20 | 2722247.1963 | 1259363.1043 | 2722252.122 | 1259361.5491 | 2722257.8679 | 1259359.7106
21 | 2722247.1963 | 1259363.1043 | 2722253.831 | 1259383.5301
22 | 2722257.8679 | 1259359.7106 | 2722256.8113 | 1259356.4748 | 2722254.4017 | 1259351.8504
23 | 2722257.8679 | 1259359.7106 | 2722259.8784 | 1259365.5156
24 | 2722253.831 | 1259383.5301 | 2722253.9024 | 1259383.75 | 2722258.7683 | 1259395.661 | 2722261.7385 | 1259401.1606 | 2722262.5744 | 1259404.4919 | 2722262.6923 | 1259407.5415 | 2722262.5981 | 1259410.2753 | 2722261.823 | 1259413.1173
25 | 2722254.4017 | 1259351.8504 | 2722252.183 | 1259347.5925
26 | 2722263.2467 | 1259378.4924 | 2722263.1713 | 1259377.814 | 2722263.0511 | 1259376.6994 | 2722262.5 | 1259373.0848 | 2722259.8784 | 1259365.5156
27 | 2722312.1994 | 1259444.7641 | 2722312.3157 | 1259472.3131
28 | 2722312.1994 | 1259444.7641 | 2722318.1066 | 1259444.9641 | 2722319.2255 | 1259443.3636 | 2722320.4914 | 1259442.3111 | 2722321.8006 | 1259441.7154 | 2722323.733 | 1259441.6108 | 2722327.0962 | 1259442.3084
29 | 2722312.3157 | 1259472.3131 | 2722312.4165 | 1259485.3375
30 | 2722312.3157 | 1259472.3131 | 2722308.3541 | 1259472.0977 | 2722291.8121 | 1259466.1861
31 | 2722358.1562 | 1259448.751 | 2722327.0962 | 1259442.3084
32 | 2722455.3649 | 1259474.4622 | 2722453.6182 | 1259478.7076 | 2722457.2902 | 1259480.1626 | 2722455.8592 | 1259483.7251
33 | 2722455.8592 | 1259483.7251 | 2722475.885 | 1259491.9358
34 | 2722456.0081 | 1259472.8963 | 2722455.3649 | 1259474.4622
35 | 2722455.3649 | 1259474.4622 | 2722430.7444 | 1259464.6682
36 | 2722455.3649 | 1259474.4622 | 2722475.2621 | 1259482.2326
37 | 2722489.5702 | 1259497.5469 | 2722475.885 | 1259491.9358
38 | 2722402.6049 | 1259453.4743 | 2722430.7444 | 1259464.6682
39 | 2722405.0219 | 1259446.3513 | 2722402.6049 | 1259453.4743
40 | 2722405.0219 | 1259446.3513 | 2722407.4778 | 1259444.634 | 2722409.772 | 1259443.8029 | 2722411.5425 | 1259442.4161 | 2722419.5385 | 1259431.6831 | 2722420.2305 | 1259430.3073 | 2722420.738 | 1259428.7386 | 2722421.0604 | 1259426.6434 | 2722420.9975 | 1259423.8508 | 2722420.1213 | 1259420.652 | 2722418.4975 | 1259417.5046 | 2722416.1881 | 1259415.0546 | 2722420.6421 | 1259399.8666
41 | 2722405.0219 | 1259446.3513 | 2722404.0552 | 1259444.2406 | 2722402.0703 | 1259442.5091 | 2722398.7027 | 1259441.2828 | 2722395.5239 | 1259440.3236
42 | 2722373.5779 | 1259433.701 | 2722395.5239 | 1259440.3236
43 | 2722358.1562 | 1259448.751 | 2722358.8815 | 1259444.6735 | 2722359.9519 | 1259440.314 | 2722371.053 | 1259443.1238 | 2722373.5779 | 1259433.701
44 | 2722373.5779 | 1259433.701 | 2722354.6095 | 1259427.8303
45 | 2722358.1562 | 1259448.751 | 2722371.8946 | 1259452.3716 | 2722377.6986 | 1259454.2822 | 2722390.5888 | 1259461.722
46 | 2722333.3381 | 1259421.2469 | 2722354.6095 | 1259427.8303
47 | 2722453.832 | 1259437.4421 | 2722464.7943 | 1259450.2247 | 2722463.9007 | 1259453.6871 | 2722456.0081 | 1259472.8963
48 | 2722510.4532 | 1259496.2439 | 2722502.0967 | 1259492.7122 | 2722475.2621 | 1259482.2326
49 | 2722265.5994 | 1259414.997 | 2722256.764 | 1259432.3767
50 | 2722265.5994 | 1259414.997 | 2722261.823 | 1259413.1173
51 | 2722248.9778 | 1259449.0635 | 2722256.1441 | 1259433.5959 | 2722256.764 | 1259432.3767
52 | 2722541.2232 | 1259549.3836 | 2722547.042 | 1259537.8383 | 2722551.1627 | 1259532.1964
53 | 2722551.1627 | 1259532.1964 | 2722536.1265 | 1259520.6303 | 2722527.4963 | 1259515.0522
54 | 2722513.0352 | 1259507.5411 | 2722523.7012 | 1259512.5993 | 2722527.4963 | 1259515.0522
55 | 2722510.4532 | 1259496.2439 | 2722521.4935 | 1259502.0429
56 | 2722527.3755 | 1259452.4554 | 2722524.724 | 1259462.1536 | 2722523.0492 | 1259467.6571 | 2722519.6825 | 1259476.5731 | 2722510.4532 | 1259496.2439
57 | 2722521.4935 | 1259502.0429 | 2722532.5609 | 1259507.8563 | 2722537.581 | 1259511.2787
58 | 2722527.3755 | 1259452.4554 | 2722530.0539 | 1259437.4531 | 2722531.3815 | 1259426.1484 | 2722532.3096 | 1259415.2024 | 2722532.3592 | 1259414.0943
59 | 2722527.3755 | 1259452.4554 | 2722533.6098 | 1259454.6976 | 2722536.7073 | 1259456.4173
60 | 2722576.1324 | 1259557.0467 | 2722573.7418 | 1259558.8877 | 2722566.0217 | 1259567.5799 | 2722559.3438 | 1259575.4421
61 | 2722576.1324 | 1259557.0467 | 2722594.5047 | 1259575.3434 | 2722617.4676 | 1259599.3288
62 | 2722559.3438 | 1259575.4421 | 2722553.7876 | 1259581.9837 | 2722545.6476 | 1259590.2002 | 2722539.4653 | 1259596.3666 | 2722537.8811 | 1259597.7339
63 | 2722634.0708 | 1259616.6713 | 2722617.4676 | 1259599.3288
64 | 2722263.2467 | 1259378.4924 | 2722263.8643 | 1259384.0449 | 2722264.3994 | 1259385.8798 | 2722268.3407 | 1259394.3688 | 2722271.5822 | 1259399.8739 | 2722275.3641 | 1259405.5015 | 2722278.72 | 1259409.4855 | 2722281.3742 | 1259412.0248
65 | 2722661.7348 | 1259632.5428 | 2722648.488 | 1259618.7005 | 2722621.9022 | 1259590.9689
66 | 2722661.7348 | 1259632.5428 | 2722665.0161 | 1259636.1029 | 2722677.3476 | 1259650.7626
67 | 2722593.8174 | 1259561.3605 | 2722597.3825 | 1259564.916 | 2722613.3579 | 1259582.0845 | 2722617.8234 | 1259586.7144 | 2722621.9022 | 1259590.9689
68 | 2722416.6257 | 1259487.997 | 2722413.021 | 1259495.2311
69 | 2722406.34 | 1259508.6391 | 2722413.021 | 1259495.2311
70 | 2722319.3716 | 1259509.5586 | 2722317.0914 | 1259506.4309 | 2722315.4529 | 1259503.9949 | 2722314.2928 | 1259501.3908 | 2722313.4641 | 1259498.8047 | 2722312.9175 | 1259496.4358 | 2722312.6002 | 1259493.9159 | 2722312.4615 | 1259491.1439 | 2722312.4165 | 1259485.3375
71 | 2722267.4953 | 1259457.496 | 2722291.8121 | 1259466.1861
72 | 2722513.0352 | 1259507.5411 | 2722507.2225 | 1259504.7845 | 2722489.5702 | 1259497.5469
73 | 2722333.3381 | 1259421.2469 | 2722334.8134 | 1259415.1767
74 | 2722267.4953 | 1259457.496 | 2722274.0946 | 1259452.3056 | 2722276.1654 | 1259451.267
75 | 2722247.8968 | 1259451.3969 | 2722267.4953 | 1259457.496
76 | 2722247.8968 | 1259451.3969 | 2722248.9778 | 1259449.0635
77 | 2722338.5798 | 1259399.6806 | 2722334.8134 | 1259415.1767
78 | 2722558.651 | 1259527.3931 | 2722549.6538 | 1259519.5094 | 2722537.581 | 1259511.2787
79 | 2722528.0807 | 1259381.3708 | 2722529.2439 | 1259385.5793 | 2722531.0096 | 1259393.1559 | 2722532.0275 | 1259398.6152 | 2722532.3983 | 1259404.0054 | 2722532.562 | 1259409.5693 | 2722532.3592 | 1259414.0943
80 | 2722541.0383 | 1259458.8217 | 2722536.7073 | 1259456.4173
81 | 2722527.5197 | 1259611.0433 | 2722532.6501 | 1259604.3325 | 2722535.9799 | 1259599.3748 | 2722537.8811 | 1259597.7339
82 | 2722635.8183 | 1259618.4967 | 2722634.0708 | 1259616.6713
83 | 2722247.8968 | 1259451.3969 | 2722245.0956 | 1259456.6881 | 2722242.0771 | 1259461.1853 | 2722237.8323 | 1259466.2799 | 2722233.707 | 1259471.0656 | 2722227.9731 | 1259478.5315
84 | 2722227.9731 | 1259478.5315 | 2722216.3768 | 1259479.9822 | 2722210.3471 | 1259480.6027 | 2722203.91 | 1259480.87 | 2722202.0608 | 1259480.8798
85 | 2722227.9731 | 1259478.5315 | 2722228.0308 | 1259483.0367 | 2722227.7799 | 1259487.8803 | 2722226.8495 | 1259492.3984 | 2722223.7329 | 1259503.3516
86 | 2722593.8174 | 1259561.3605 | 2722575.9056 | 1259543.4967
87 | 2722187.0843 | 1259480.9594 | 2722202.0608 | 1259480.8798
88 | 2722221.9955 | 1259509.4577 | 2722223.7329 | 1259503.3516
89 | 2722221.9955 | 1259509.4577 | 2722219.9569 | 1259518.0596
90 | 2722319.3716 | 1259509.5586 | 2722320.8788 | 1259511.0577 | 2722322.9616 | 1259512.7912 | 2722325.4898 | 1259514.5005 | 2722327.848 | 1259515.6836 | 2722333.1613 | 1259517.6174 | 2722333.9302 | 1259517.8652
91 | 2722319.3716 | 1259509.5586 | 2722309.7538 | 1259514.5086 | 2722299.4282 | 1259515.8682
92 | 2722219.9569 | 1259518.0596 | 2722213.2065 | 1259546.5423 | 2722211.8106 | 1259551.53
93 | 2722200.7797 | 1259574.1206 | 2722204.8357 | 1259567.7771 | 2722208.3634 | 1259561.2553 | 2722210.9351 | 1259554.6581 | 2722211.8106 | 1259551.53
94 | 2722291.7976 | 1259516.8729 | 2722291.7976 | 1259516.8729 | 2722280.7459 | 1259516.4219 | 2722270.2661 | 1259516.644
95 | 2722291.7976 | 1259516.8729 | 2722298.0289 | 1259516.0524
96 | 2722196.2696 | 1259581.1745 | 2722200.7797 | 1259574.1206
97 | 2722299.4282 | 1259515.8682 | 2722298.0289 | 1259516.0524
98 | 2722185.1928 | 1259598.4987 | 2722196.2696 | 1259581.1745
99 | 2722169.7333 | 1259590.1328 | 2722168.5819 | 1259589.5098
100 | 2722185.1928 | 1259598.4987 | 2722169.7333 | 1259590.1328
101 | 2722140.6194 | 1259574.378 | 2722168.5819 | 1259589.5098
102 | 2722185.1928 | 1259598.4987 | 2722175.4695 | 1259614.8802
103 | 2722129.9372 | 1259568.5973 | 2722140.6194 | 1259574.378
104 | 2722175.4695 | 1259614.8802 | 2722171.1371 | 1259622.1793
105 | 2722116.4143 | 1259561.2794 | 2722129.9372 | 1259568.5973
106 | 2722171.1371 | 1259622.1793 | 2722159.864 | 1259641.172
107 | 2722157.7008 | 1259644.8165 | 2722159.864 | 1259641.172
108 | 2722157.7008 | 1259644.8165 | 2722147.3254 | 1259662.2966
109 | 2722042.2401 | 1259617.1814 | 2722047.7151 | 1259608.897
110 | 2722071.9013 | 1259609.3041 | 2722070.2673 | 1259607.997
111 | 2722042.2401 | 1259617.1814 | 2722037.2403 | 1259624.7468 | 2722030.2804 | 1259636.4629
112 | 2722089.0339 | 1259623.0094 | 2722071.9013 | 1259609.3041
113 | 2722089.0339 | 1259623.0094 | 2722093.6096 | 1259626.6697
114 | 2722101.1119 | 1259632.6713 | 2722093.6096 | 1259626.6697
115 | 2722101.1119 | 1259632.6713 | 2722109.8639 | 1259639.9106
116 | 2722101.1119 | 1259632.6713 | 2722094.1752 | 1259644.1751
117 | 2722109.8639 | 1259639.9106 | 2722128.799 | 1259655.573
118 | 2722080.621 | 1259666.6535 | 2722094.1752 | 1259644.1751
119 | 2722030.2804 | 1259636.4629 | 2722028.5734 | 1259639.3365
120 | 2722128.799 | 1259655.573 | 2722131.8007 | 1259658.0558
121 | 2722073.8463 | 1259677.8885 | 2722080.621 | 1259666.6535
122 | 2722144.072 | 1259667.7778 | 2722134.5227 | 1259660.3074 | 2722131.8007 | 1259658.0558
123 | 2722073.8463 | 1259677.8885 | 2722067.6254 | 1259688.2053
124 | 2722144.072 | 1259667.7778 | 2722134.495 | 1259683.5496
125 | 2722144.072 | 1259667.7778 | 2722147.3254 | 1259662.2966
126 | 2722059.5367 | 1259701.6197 | 2722067.6254 | 1259688.2053
127 | 2722134.495 | 1259683.5496 | 2722140.6875 | 1259687.8146 | 2722148.4484 | 1259696.6959
128 | 2722134.495 | 1259683.5496 | 2722125.1311 | 1259698.9667
129 | 2722152.9491 | 1259701.8464 | 2722148.4484 | 1259696.6959
130 | 2722112.8748 | 1259719.1461 | 2722125.1311 | 1259698.9667
131 | 2722112.8748 | 1259719.1461 | 2722111.9452 | 1259720.6241
132 | 2722112.8748 | 1259719.1461 | 2722117.8581 | 1259723.1858 | 2722122.4613 | 1259728.6798
133 | 2722111.9452 | 1259720.6241 | 2722098.5777 | 1259741.8776
134 | 2722131.5854 | 1259739.5694 | 2722122.4613 | 1259728.6798
135 | 2722098.5777 | 1259741.8776 | 2722086.3579 | 1259761.3062
136 | 2722131.5854 | 1259739.5694 | 2722134.6024 | 1259743.1702
137 | 2722086.3579 | 1259761.3062 | 2722082.0401 | 1259768.1712
138 | 2722146.4848 | 1259757.2611 | 2722144.3035 | 1259754.7484 | 2722134.6024 | 1259743.1702
139 | 2722076.4306 | 1259777.0899 | 2722082.0401 | 1259768.1712
140 | 2722146.4848 | 1259757.2611 | 2722147.1708 | 1259758.0514
141 | 2722059.5367 | 1259701.6197 | 2722054.6277 | 1259709.7607
142 | 2722046.4736 | 1259723.2834 | 2722054.6277 | 1259709.7607
143 | 2722041.1306 | 1259732.1442 | 2722046.4736 | 1259723.2834
144 | 2722041.1306 | 1259732.1442 | 2722040.2489 | 1259730.7501
145 | 2722076.4306 | 1259777.0899 | 2722069.309 | 1259795.9152 | 2722067.2388 | 1259807.0824 | 2722067.8379 | 1259815.7702
146 | 2722068.3355 | 1259822.9857 | 2722067.8379 | 1259815.7702
147 | 2722015.4728 | 1259682.6809 | 2722015.6698 | 1259684.9886 | 2722018.8969 | 1259694.1188 | 2722024.6378 | 1259704.5909
148 | 2722015.645 | 1259664.3813 | 2722015.5075 | 1259664.7229 | 2722014.844 | 1259675.3186 | 2722015.4728 | 1259682.6809
149 | 2722068.3355 | 1259822.9857 | 2722074.5556 | 1259845.256 | 2722079.4178 | 1259863.9173 | 2722090.8536 | 1259907.8032 | 2722097.1289 | 1259932.1431 | 2722102.3151 | 1259952.2679 | 2722105.3553 | 1259963.1292 | 2722107.914 | 1259974.303 | 2722109.9388 | 1259986.1441 | 2722110.8068 | 1259992.3008 | 2722111.3817 | 1259998.4181
150 | 2722068.3355 | 1259822.9857 | 2722057.7796 | 1259811.3243 | 2722046.488 | 1259802.795 | 2722039.3024 | 1259793.4573
151 | 2722016.9419 | 1259661.1598 | 2722015.645 | 1259664.3813
152 | 2722111.3817 | 1259998.4181 | 2722116.7768 | 1260005.1354 | 2722121.2077 | 1260013.2674 | 2722124.3915 | 1260016.447 | 2722127.5567 | 1260018.8011
153 | 2722012.7098 | 1259766.1953 | 2722025.0696 | 1259774.962 | 2722039.3024 | 1259793.4573
154 | 2722016.9419 | 1259661.1598 | 2722019.7433 | 1259654.2009 | 2722028.5734 | 1259639.3365
155 | 2721994.6776 | 1259753.4052 | 2722012.7098 | 1259766.1953
156 | 2722145.7265 | 1260032.3151 | 2722127.5567 | 1260018.8011
157 | 2722160.2972 | 1259773.1719 | 2722147.1708 | 1259758.0514
158 | 2722161.4314 | 1259774.4785 | 2722160.2972 | 1259773.1719
159 | 2722161.4314 | 1259774.4785 | 2722171.6619 | 1259786.2633 | 2722174.0241 | 1259788.8747
160 | 2722176.6217 | 1259791.7464 | 2722174.0241 | 1259788.8747
161 | 2722176.6217 | 1259791.7464 | 2722185.3576 | 1259801.4039 | 2722189.4788 | 1259805.6526
162 | 2722200.3553 | 1259815.8534 | 2722194.076 | 1259810.3919 | 2722189.4788 | 1259805.6526
163 | 2722200.3553 | 1259815.8534 | 2722210.2867 | 1259824.4915
164 | 2722218.2442 | 1259831.4099 | 2722218.1097 | 1259831.2957 | 2722210.2867 | 1259824.4915
165 | 2722228.16 | 1259839.8351 | 2722218.2442 | 1259831.4099
166 | 2722228.16 | 1259839.8351 | 2722237.061 | 1259847.3982
167 | 2722237.061 | 1259847.3982 | 2722239.4449 | 1259849.4237
168 | 2722239.4449 | 1259849.4237 | 2722247.0511 | 1259855.8865
169 | 2722257.1117 | 1259864.1968 | 2722252.2371 | 1259860.293 | 2722247.0511 | 1259855.8865
170 | 2722263.341 | 1259869.1855 | 2722257.1117 | 1259864.1968
171 | 2722263.341 | 1259869.1855 | 2722269.9555 | 1259874.4827 | 2722272.9414 | 1259876.854
172 | 2722276.0485 | 1259879.3216 | 2722272.9414 | 1259876.854
173 | 2722276.0485 | 1259879.3216 | 2722294.5454 | 1259894.0112
174 | 2722294.5454 | 1259894.0112 | 2722306.4879 | 1259903.4955
175 | 2722314.12 | 1259909.5567 | 2722306.4879 | 1259903.4955
176 | 2722514.975 | 1259914.0308 | 2722507.2111 | 1259897.5991 | 2722498.799 | 1259879.7951
177 | 2722378.7999 | 1259562.3259 | 2722381.4548 | 1259571.1522 | 2722386.0293 | 1259593.4777 | 2722389.1335 | 1259605.2412 | 2722396.7899 | 1259626.5629 | 2722418.9792 | 1259684.8402 | 2722434.8373 | 1259718.9651 | 2722463.8538 | 1259781.3875 | 2722481.9555 | 1259831.6512 | 2722488.9064 | 1259854.9713 | 2722497.771 | 1259877.6193 | 2722498.799 | 1259879.7951
178 | 2722373.4974 | 1259544.6976 | 2722378.7999 | 1259562.3259
179 | 2722373.4974 | 1259544.6976 | 2722377.7491 | 1259543.6401 | 2722382.2676 | 1259543.1776 | 2722385.5844 | 1259543.2129 | 2722388.9007 | 1259543.6374
180 | 2722373.4974 | 1259544.6976 | 2722371.4509 | 1259540.8407 | 2722369.1571 | 1259537.279 | 2722366.3554 | 1259533.8514 | 2722363.4715 | 1259531.1116 | 2722362.3371 | 1259530.1313
181 | 2722388.9007 | 1259543.6374 | 2722403.0315 | 1259515.2787
182 | 2722388.9007 | 1259543.6374 | 2722408.7281 | 1259553.5396
183 | 2722362.3371 | 1259530.1313 | 2722360.8345 | 1259528.8328 | 2722357.6022 | 1259526.5306 | 2722355.3159 | 1259525.1599
184 | 2722403.0315 | 1259515.2787 | 2722406.34 | 1259508.6391
185 | 2722408.7281 | 1259553.5396 | 2722413.3609 | 1259555.8534
186 | 2722349.6398 | 1259522.9675 | 2722352.9927 | 1259524.1109 | 2722355.3159 | 1259525.1599 | 2722355.3159 | 1259525.1599
187 | 2722477.7132 | 1259587.3282 | 2722449.6813 | 1259573.981
188 | 2722505.4077 | 1259600.5148 | 2722477.7132 | 1259587.3282
189 | 2722442.3576 | 1259570.335 | 2722449.1844 | 1259573.7444 | 2722449.6813 | 1259573.981
190 | 2722527.5197 | 1259611.0433 | 2722505.4077 | 1259600.5148
191 | 2722442.3576 | 1259570.335 | 2722413.3609 | 1259555.8534
192 | 2722527.5197 | 1259611.0433 | 2722537.0086 | 1259616.6781 | 2722545.7147 | 1259623.3421 | 2722554.2748 | 1259631.5934 | 2722562.2354 | 1259640.7552 | 2722566.6871 | 1259648.5988 | 2722569.8432 | 1259656.7492 | 2722572.3505 | 1259666.7322 | 2722582.8289 | 1259710.2651
193 | 2722558.651 | 1259527.3931 | 2722567.7748 | 1259535.3877 | 2722575.9056 | 1259543.4967
194 | 2722693.5987 | 1259690.2151 | 2722693.4262 | 1259689.9452
195 | 2722693.4262 | 1259689.9452 | 2722693.2526 | 1259689.6735
196 | 2722334.6491 | 1259518.0969 | 2722333.9302 | 1259517.8652
197 | 2722654.6586 | 1259638.1552 | 2722650.5555 | 1259633.8901 | 2722637.3643 | 1259620.1115
198 | 2722635.8183 | 1259618.4967 | 2722637.3643 | 1259620.1115
199 | 2722654.6586 | 1259638.1552 | 2722659.9437 | 1259643.6489 | 2722672.8159 | 1259659.925
200 | 2722693.2526 | 1259689.6735 | 2722680.2508 | 1259669.326 | 2722672.8159 | 1259659.925
201 | 2722339.7096 | 1259519.7278 | 2722334.6491 | 1259518.0969
202 | 2722348.6552 | 1259522.6317 | 2722347.5421 | 1259522.2521 | 2722339.7096 | 1259519.7278
203 | 2722348.6552 | 1259522.6317 | 2722349.6398 | 1259522.9675
204 | 2722581.4411 | 1259480.9698 | 2722582.5619 | 1259481.5698
205 | 2722567.2358 | 1259473.366 | 2722581.4411 | 1259480.9698
206 | 2722567.2358 | 1259473.366 | 2722560.187 | 1259469.4526
207 | 2722567.2358 | 1259473.366 | 2722574.4481 | 1259459.918
208 | 2722560.187 | 1259469.4526 | 2722541.0383 | 1259458.8217
209 | 2722584.2948 | 1259441.5578 | 2722574.4481 | 1259459.918
210 | 2722523.3568 | 1259364.4448 | 2722523.9481 | 1259366.4194 | 2722528.0807 | 1259381.3708

## bus_geodata
| x | y | coords
0 | 2722092.4613 | 1259466.4226
1 | 2722094.8584 | 1259455.7302
2 | 2722087.6538 | 1259477.1005
3 | 2722143.9225 | 1259472.0905
4 | 2722083.7075 | 1259501.3405
5 | 2722100.6916 | 1259482.8857
6 | 2722077.278 | 1259485.5383
7 | 2722137.9659 | 1259485.8328
8 | 2722162.1473 | 1259477.3979
9 | 2722137.6372 | 1259486.591
10 | 2722172.4882 | 1259480.1243
11 | 2722133.2232 | 1259496.6592
12 | 2722126.257 | 1259508.6857
13 | 2722125.7167 | 1259509.5088
14 | 2722082.4954 | 1259573.9938
15 | 2722077.4795 | 1259578.2404
16 | 2722055.9036 | 1259596.5067
17 | 2722221.2095 | 1259377.3384
18 | 2722210.6368 | 1259368.8209
19 | 2722247.1963 | 1259363.1043
20 | 2722257.8679 | 1259359.7106
21 | 2722253.831 | 1259383.5301
22 | 2722254.4017 | 1259351.8504
23 | 2722259.8784 | 1259365.5156
24 | 2722312.1994 | 1259444.7641
25 | 2722312.3157 | 1259472.3131
26 | 2722327.0962 | 1259442.3084
27 | 2722455.8592 | 1259483.7251
28 | 2722455.3649 | 1259474.4622
29 | 2722475.885 | 1259491.9358
30 | 2722402.6049 | 1259453.4743
31 | 2722430.7444 | 1259464.6682
32 | 2722405.0219 | 1259446.3513
33 | 2722373.5779 | 1259433.701
34 | 2722395.5239 | 1259440.3236
35 | 2722358.1562 | 1259448.751
36 | 2722354.6095 | 1259427.8303
37 | 2722456.0081 | 1259472.8963
38 | 2722475.2621 | 1259482.2326
39 | 2722265.5994 | 1259414.997
40 | 2722256.764 | 1259432.3767
41 | 2722261.823 | 1259413.1173
42 | 2722390.5888 | 1259461.722
43 | 2722551.1627 | 1259532.1964
44 | 2722541.2232 | 1259549.3836
45 | 2722527.4963 | 1259515.0522
46 | 2722510.4532 | 1259496.2439
47 | 2722521.4935 | 1259502.0429
48 | 2722527.3755 | 1259452.4554
49 | 2722576.1324 | 1259557.0467
50 | 2722559.3438 | 1259575.4421
51 | 2722617.4676 | 1259599.3288
52 | 2722252.183 | 1259347.5925
53 | 2722263.2467 | 1259378.4924
54 | 2722661.7348 | 1259632.5428
55 | 2722621.9022 | 1259590.9689
56 | 2722677.3476 | 1259650.7626
57 | 2722416.6257 | 1259487.997
58 | 2722413.021 | 1259495.2311
59 | 2722312.4165 | 1259485.3375
60 | 2722291.8121 | 1259466.1861
61 | 2722489.5702 | 1259497.5469
62 | 2722420.6421 | 1259399.8666
63 | 2722333.3381 | 1259421.2469
64 | 2722453.8319 | 1259437.4421
65 | 2722276.1654 | 1259451.267
66 | 2722267.4953 | 1259457.496
67 | 2722248.9778 | 1259449.0635
68 | 2722334.8134 | 1259415.1767
69 | 2722281.3742 | 1259412.0248
70 | 2722513.0352 | 1259507.5411
71 | 2722537.581 | 1259511.2787
72 | 2722532.3592 | 1259414.0943
73 | 2722536.7073 | 1259456.4173
74 | 2722537.8811 | 1259597.7339
75 | 2722634.0708 | 1259616.6713
76 | 2722247.8968 | 1259451.3969
77 | 2722227.9731 | 1259478.5315
78 | 2722593.8174 | 1259561.3605
79 | 2722202.0608 | 1259480.8798
80 | 2722223.7329 | 1259503.3516
81 | 2722187.0843 | 1259480.9594
82 | 2722221.9955 | 1259509.4577
83 | 2722319.3716 | 1259509.5586
84 | 2722219.9569 | 1259518.0596
85 | 2722211.8106 | 1259551.53
86 | 2722270.2661 | 1259516.644
87 | 2722291.7976 | 1259516.8729
88 | 2722200.7797 | 1259574.1206
89 | 2722298.0289 | 1259516.0524
90 | 2722196.2696 | 1259581.1745
91 | 2722299.4282 | 1259515.8682
92 | 2722169.7333 | 1259590.1328
93 | 2722168.5819 | 1259589.5098
94 | 2722185.1928 | 1259598.4987
95 | 2722140.6194 | 1259574.378
96 | 2722175.4695 | 1259614.8802
97 | 2722129.9372 | 1259568.5973
98 | 2722171.1371 | 1259622.1793
99 | 2722116.4143 | 1259561.2794
100 | 2722159.864 | 1259641.172
101 | 2722157.7008 | 1259644.8165
102 | 2722047.7151 | 1259608.897
103 | 2722070.2673 | 1259607.997
104 | 2722042.2401 | 1259617.1814
105 | 2722071.9013 | 1259609.3041
106 | 2722089.0339 | 1259623.0094
107 | 2722093.6096 | 1259626.6698
108 | 2722101.1119 | 1259632.6713
109 | 2722109.8639 | 1259639.9106
110 | 2722094.1752 | 1259644.1751
111 | 2722030.2804 | 1259636.4629
112 | 2722128.799 | 1259655.573
113 | 2722080.621 | 1259666.6535
114 | 2722131.8007 | 1259658.0558
115 | 2722073.8463 | 1259677.8885
116 | 2722144.072 | 1259667.7778
117 | 2722067.6254 | 1259688.2052
118 | 2722134.495 | 1259683.5496
119 | 2722147.3254 | 1259662.2966
120 | 2722148.4484 | 1259696.6959
121 | 2722125.1311 | 1259698.9667
122 | 2722152.9491 | 1259701.8464
123 | 2722112.8748 | 1259719.1461
124 | 2722111.9452 | 1259720.6241
125 | 2722122.4613 | 1259728.6798
126 | 2722098.5777 | 1259741.8776
127 | 2722131.5854 | 1259739.5694
128 | 2722086.3579 | 1259761.3062
129 | 2722134.6024 | 1259743.1702
130 | 2722082.0401 | 1259768.1712
131 | 2722146.4848 | 1259757.2611
132 | 2722059.5367 | 1259701.6197
133 | 2722054.6277 | 1259709.7607
134 | 2722046.4736 | 1259723.2834
135 | 2722041.1306 | 1259732.1442
136 | 2722076.4306 | 1259777.0899
137 | 2722067.8379 | 1259815.7702
138 | 2722040.2489 | 1259730.7501
139 | 2722024.6378 | 1259704.5909
140 | 2722015.4728 | 1259682.6809
141 | 2722068.3355 | 1259822.9857
142 | 2722015.645 | 1259664.3813
143 | 2722111.3817 | 1259998.4181
144 | 2722039.3024 | 1259793.4573
145 | 2722016.9419 | 1259661.1598
146 | 2722028.5734 | 1259639.3365
147 | 2722012.7098 | 1259766.1953
148 | 2721994.6776 | 1259753.4052
149 | 2722127.5567 | 1260018.8011
150 | 2722145.7265 | 1260032.3151
151 | 2722147.1708 | 1259758.0514
152 | 2722160.2972 | 1259773.1719
153 | 2722161.4314 | 1259774.4785
154 | 2722174.0241 | 1259788.8747
155 | 2722176.6217 | 1259791.7464
156 | 2722189.4788 | 1259805.6526
157 | 2722200.3553 | 1259815.8534
158 | 2722210.2867 | 1259824.4915
159 | 2722218.2442 | 1259831.4099
160 | 2722228.16 | 1259839.8351
161 | 2722237.061 | 1259847.3982
162 | 2722239.4449 | 1259849.4237
163 | 2722247.0511 | 1259855.8865
164 | 2722257.1117 | 1259864.1968
165 | 2722263.341 | 1259869.1855
166 | 2722272.9414 | 1259876.854
167 | 2722276.0485 | 1259879.3216
168 | 2722294.5454 | 1259894.0112
169 | 2722306.4879 | 1259903.4955
170 | 2722314.12 | 1259909.5567
171 | 2722514.975 | 1259914.0308
172 | 2722498.799 | 1259879.7951
173 | 2722378.7999 | 1259562.3259
174 | 2722373.4974 | 1259544.6976
175 | 2722388.9007 | 1259543.6374
176 | 2722362.3371 | 1259530.1313
177 | 2722403.0315 | 1259515.2787
178 | 2722408.7281 | 1259553.5396
179 | 2722355.3159 | 1259525.1599
180 | 2722477.7132 | 1259587.3282
181 | 2722449.6813 | 1259573.981
182 | 2722505.4077 | 1259600.5148
183 | 2722442.3576 | 1259570.335
184 | 2722527.5197 | 1259611.0433
185 | 2722413.3609 | 1259555.8534
186 | 2722582.8289 | 1259710.2651
187 | 2722575.9056 | 1259543.4967
188 | 2722693.5987 | 1259690.2151
189 | 2722693.4262 | 1259689.9452
190 | 2722558.651 | 1259527.3931
191 | 2722338.5798 | 1259399.6806
192 | 2722333.9302 | 1259517.8652
193 | 2722637.3643 | 1259620.1115
194 | 2722654.6586 | 1259638.1552
195 | 2722635.8183 | 1259618.4967
196 | 2722672.8159 | 1259659.925
197 | 2722693.2526 | 1259689.6735
198 | 2722334.6491 | 1259518.0969
199 | 2722339.7096 | 1259519.7278
200 | 2722348.6552 | 1259522.6317
201 | 2722349.6398 | 1259522.9675
202 | 2722582.5619 | 1259481.5698
203 | 2722581.4411 | 1259480.9698
204 | 2722567.2358 | 1259473.366
205 | 2722560.187 | 1259469.4526
206 | 2722574.4481 | 1259459.918
207 | 2722541.0383 | 1259458.8217
208 | 2722584.2948 | 1259441.5578
209 | 2722406.34 | 1259508.6391
210 | 2722528.0807 | 1259381.3708
211 | 2722523.3568 | 1259364.4448
212 | 2722319.3716 | 1259509.5586

## line_std_types
| c_nf_per_km | r_ohm_per_km | x_ohm_per_km | max_i_ka | type | q_mm2 | alpha | voltage_rating
NAYY 4x50 SE | 210 | 0.642 | 0.083 | 0.142 | cs | 50 | 0.00403 | LV
NAYY 4x120 SE | 264 | 0.225 | 0.08 | 0.242 | cs | 120 | 0.00403 | LV
NAYY 4x150 SE | 261 | 0.208 | 0.08 | 0.27 | cs | 150 | 0.00403 | LV
NA2XS2Y 1x95 RM/25 12/20 kV | 216 | 0.313 | 0.132 | 0.252 | cs | 95 | 0.00403 | MV
NA2XS2Y 1x185 RM/25 12/20 kV | 273 | 0.161 | 0.117 | 0.362 | cs | 185 | 0.00403 | MV
NA2XS2Y 1x240 RM/25 12/20 kV | 304 | 0.122 | 0.112 | 0.421 | cs | 240 | 0.00403 | MV
NA2XS2Y 1x95 RM/25 6/10 kV | 315 | 0.313 | 0.123 | 0.249 | cs | 95 | 0.00403 | MV
NA2XS2Y 1x185 RM/25 6/10 kV | 406 | 0.161 | 0.11 | 0.358 | cs | 185 | 0.00403 | MV
NA2XS2Y 1x240 RM/25 6/10 kV | 456 | 0.122 | 0.105 | 0.416 | cs | 240 | 0.00403 | MV
NA2XS2Y 1x150 RM/25 12/20 kV | 250 | 0.206 | 0.116 | 0.319 | cs | 150 | 0.00403 | MV
NA2XS2Y 1x120 RM/25 12/20 kV | 230 | 0.253 | 0.119 | 0.283 | cs | 120 | 0.00403 | MV
NA2XS2Y 1x70 RM/25 12/20 kV | 190 | 0.443 | 0.132 | 0.22 | cs | 70 | 0.00403 | MV
NA2XS2Y 1x150 RM/25 6/10 kV | 360 | 0.206 | 0.11 | 0.315 | cs | 150 | 0.00403 | MV
NA2XS2Y 1x120 RM/25 6/10 kV | 340 | 0.253 | 0.113 | 0.28 | cs | 120 | 0.00403 | MV
NA2XS2Y 1x70 RM/25 6/10 kV | 280 | 0.443 | 0.123 | 0.217 | cs | 70 | 0.00403 | MV
N2XS(FL)2Y 1x120 RM/35 64/110 kV | 112 | 0.153 | 0.166 | 0.366 | cs | 120 | 0.00393 | HV
N2XS(FL)2Y 1x185 RM/35 64/110 kV | 125 | 0.099 | 0.156 | 0.457 | cs | 185 | 0.00393 | HV
N2XS(FL)2Y 1x240 RM/35 64/110 kV | 135 | 0.075 | 0.149 | 0.526 | cs | 240 | 0.00393 | HV
N2XS(FL)2Y 1x300 RM/35 64/110 kV | 144 | 0.06 | 0.144 | 0.588 | cs | 300 | 0.00393 | HV
15-AL1/3-ST1A 0.4 | 11 | 1.8769 | 0.35 | 0.105 | ol | 16 | 0.00403 | LV
24-AL1/4-ST1A 0.4 | 11.25 | 1.2012 | 0.335 | 0.14 | ol | 24 | 0.00403 | LV
48-AL1/8-ST1A 0.4 | 12.2 | 0.5939 | 0.3 | 0.21 | ol | 48 | 0.00403 | LV
94-AL1/15-ST1A 0.4 | 13.2 | 0.306 | 0.29 | 0.35 | ol | 94 | 0.00403 | LV
34-AL1/6-ST1A 10.0 | 9.7 | 0.8342 | 0.36 | 0.17 | ol | 34 | 0.00403 | MV
48-AL1/8-ST1A 10.0 | 10.1 | 0.5939 | 0.35 | 0.21 | ol | 48 | 0.00403 | MV
70-AL1/11-ST1A 10.0 | 10.4 | 0.4132 | 0.339 | 0.29 | ol | 70 | 0.00403 | MV
94-AL1/15-ST1A 10.0 | 10.75 | 0.306 | 0.33 | 0.35 | ol | 94 | 0.00403 | MV
122-AL1/20-ST1A 10.0 | 11.1 | 0.2376 | 0.323 | 0.41 | ol | 122 | 0.00403 | MV
149-AL1/24-ST1A 10.0 | 11.25 | 0.194 | 0.315 | 0.47 | ol | 149 | 0.00403 | MV
34-AL1/6-ST1A 20.0 | 9.15 | 0.8342 | 0.382 | 0.17 | ol | 34 | 0.00403 | MV
48-AL1/8-ST1A 20.0 | 9.5 | 0.5939 | 0.372 | 0.21 | ol | 48 | 0.00403 | MV
70-AL1/11-ST1A 20.0 | 9.7 | 0.4132 | 0.36 | 0.29 | ol | 70 | 0.00403 | MV
94-AL1/15-ST1A 20.0 | 10 | 0.306 | 0.35 | 0.35 | ol | 94 | 0.00403 | MV
122-AL1/20-ST1A 20.0 | 10.3 | 0.2376 | 0.344 | 0.41 | ol | 122 | 0.00403 | MV
149-AL1/24-ST1A 20.0 | 10.5 | 0.194 | 0.337 | 0.47 | ol | 149 | 0.00403 | MV
184-AL1/30-ST1A 20.0 | 10.75 | 0.1571 | 0.33 | 0.535 | ol | 184 | 0.00403 | MV
243-AL1/39-ST1A 20.0 | 11 | 0.1188 | 0.32 | 0.645 | ol | 243 | 0.00403 | MV
48-AL1/8-ST1A 110.0 | 8 | 0.5939 | 0.46 | 0.21 | ol | 48 | 0.00403 | HV
70-AL1/11-ST1A 110.0 | 8.4 | 0.4132 | 0.45 | 0.29 | ol | 70 | 0.00403 | HV
94-AL1/15-ST1A 110.0 | 8.65 | 0.306 | 0.44 | 0.35 | ol | 94 | 0.00403 | HV
122-AL1/20-ST1A 110.0 | 8.5 | 0.2376 | 0.43 | 0.41 | ol | 122 | 0.00403 | HV
149-AL1/24-ST1A 110.0 | 8.75 | 0.194 | 0.41 | 0.47 | ol | 149 | 0.00403 | HV
184-AL1/30-ST1A 110.0 | 8.8 | 0.1571 | 0.4 | 0.535 | ol | 184 | 0.00403 | HV
243-AL1/39-ST1A 110.0 | 9 | 0.1188 | 0.39 | 0.645 | ol | 243 | 0.00403 | HV
305-AL1/39-ST1A 110.0 | 9.2 | 0.0949 | 0.38 | 0.74 | ol | 305 | 0.00403 | HV
490-AL1/64-ST1A 110.0 | 9.75 | 0.059 | 0.37 | 0.96 | ol | 490 | 0.00403 | HV
679-AL1/86-ST1A 110.0 | 9.95 | 0.042 | 0.36 | 1.15 | ol | 679 | 0.00403 | HV
490-AL1/64-ST1A 220.0 | 10 | 0.059 | 0.285 | 0.96 | ol | 490 | 0.00403 | HV
679-AL1/86-ST1A 220.0 | 11.7 | 0.042 | 0.275 | 1.15 | ol | 679 | 0.00403 | HV
490-AL1/64-ST1A 380.0 | 11 | 0.059 | 0.253 | 0.96 | ol | 490 | 0.00403 | HV
679-AL1/86-ST1A 380.0 | 14.6 | 0.042 | 0.25 | 1.15 | ol | 679 | 0.00403 | HV

## trafo_std_types
| i0_percent | pfe_kw | vkr_percent | sn_mva | vn_lv_kv | vn_hv_kv | vk_percent | shift_degree | vector_group | tap_side | tap_neutral | tap_min | tap_max | tap_step_degree | tap_step_percent | tap_phase_shifter
160 MVA 380/110 kV | 0.06 | 60 | 0.25 | 160 | 110 | 380 | 12.2 | 0 | Yy0 | hv | 0 | -9 | 9 | 0 | 1.5 | FALSE
100 MVA 220/110 kV | 0.06 | 55 | 0.26 | 100 | 110 | 220 | 12 | 0 | Yy0 | hv | 0 | -9 | 9 | 0 | 1.5 | FALSE
63 MVA 110/20 kV | 0.04 | 22 | 0.32 | 63 | 20 | 110 | 18 | 150 | YNd5 | hv | 0 | -9 | 9 | 0 | 1.5 | FALSE
40 MVA 110/20 kV | 0.05 | 18 | 0.34 | 40 | 20 | 110 | 16.2 | 150 | YNd5 | hv | 0 | -9 | 9 | 0 | 1.5 | FALSE
25 MVA 110/20 kV | 0.07 | 14 | 0.41 | 25 | 20 | 110 | 12 | 150 | YNd5 | hv | 0 | -9 | 9 | 0 | 1.5 | FALSE
63 MVA 110/10 kV | 0.04 | 22 | 0.32 | 63 | 10 | 110 | 18 | 150 | YNd5 | hv | 0 | -9 | 9 | 0 | 1.5 | FALSE
40 MVA 110/10 kV | 0.05 | 18 | 0.34 | 40 | 10 | 110 | 16.2 | 150 | YNd5 | hv | 0 | -9 | 9 | 0 | 1.5 | FALSE
25 MVA 110/10 kV | 0.07 | 14 | 0.41 | 25 | 10 | 110 | 12 | 150 | YNd5 | hv | 0 | -9 | 9 | 0 | 1.5 | FALSE
0.25 MVA 20/0.4 kV | 0.32 | 0.8 | 1.44 | 0.25 | 0.4 | 20 | 6 | 150 | Yzn5 | hv | 0 | -2 | 2 | 0 | 2.5 | FALSE
0.4 MVA 20/0.4 kV | 0.3375 | 1.35 | 1.425 | 0.4 | 0.4 | 20 | 6 | 150 | Dyn5 | hv | 0 | -2 | 2 | 0 | 2.5 | FALSE
0.63 MVA 20/0.4 kV | 0.2619 | 1.65 | 1.206 | 0.63 | 0.4 | 20 | 6 | 150 | Dyn5 | hv | 0 | -2 | 2 | 0 | 2.5 | FALSE
0.25 MVA 10/0.4 kV | 0.24 | 0.6 | 1.2 | 0.25 | 0.4 | 10 | 4 | 150 | Dyn5 | hv | 0 | -2 | 2 | 0 | 2.5 | FALSE
0.4 MVA 10/0.4 kV | 0.2375 | 0.95 | 1.325 | 0.4 | 0.4 | 10 | 4 | 150 | Dyn5 | hv | 0 | -2 | 2 | 0 | 2.5 | FALSE
0.63 MVA 10/0.4 kV | 0.1873 | 1.18 | 1.0794 | 0.63 | 0.4 | 10 | 4 | 150 | Dyn5 | hv | 0 | -2 | 2 | 0 | 2.5 | FALSE

## trafo3w_std_types
| sn_hv_mva | sn_mv_mva | sn_lv_mva | vn_hv_kv | vn_mv_kv | vn_lv_kv | vk_hv_percent | vk_mv_percent | vk_lv_percent | vkr_hv_percent | vkr_mv_percent | vkr_lv_percent | pfe_kw | i0_percent | shift_mv_degree | shift_lv_degree | vector_group | tap_side | tap_neutral | tap_min | tap_max | tap_step_percent
63/25/38 MVA 110/20/10 kV | 63 | 25 | 38 | 110 | 20 | 10 | 10.4 | 10.4 | 10.4 | 0.28 | 0.32 | 0.35 | 35 | 0.89 | 0 | 0 | YN0yn0yn0 | hv | 0 | -10 | 10 | 1.2
63/25/38 MVA 110/10/10 kV | 63 | 25 | 38 | 110 | 10 | 10 | 10.4 | 10.4 | 10.4 | 0.28 | 0.32 | 0.35 | 35 | 0.89 | 0 | 0 | YN0yn0yn0 | hv | 0 | -10 | 10 | 1.2

## fuse_std_types
| fuse_type | i_rated_a | t_avg | t_min | t_total | x_avg | x_min | x_total
HV 100A | HV 100A | 100 | 0 | [10.0, 3.64, 0.854, 0.281, 0.1, 0.0531, 0.022, 0.01] | [10.0, 4.267, 1.21, 0.403, 0.1, 0.058, 0.022, 0.01] | 0 | [300.0, 350.0, 450.0, 550.0, 700.0, 850.0, 1200.0, 1752.0] | [600.0, 700.0, 900.0, 1150.0, 1665.0, 2000.0, 3000.0, 4313.0]
HV 10A | HV 10A | 10 | 0 | [10.0, 1675.0, 0.344, 0.156, 0.1, 0.0417, 0.0171, 0.01] | [10.0, 1.3, 0.3, 0.155, 0.1, 0.0555, 0.023, 0.01] | 0 | [30.0, 32.0, 35.0, 37.0, 39.0, 50.0, 70.0, 88.0] | [60.0, 70.0, 80.0, 87.0, 94.0, 110.0, 150.0, 216.0]
HV 125A | HV 125A | 125 | 0 | [10.0, 1.82, 0.344, 0.1, 0.0467, 0.0269, 0.01] | [10.0, 2.478, 0.426, 0.1, 0.0427, 0.0211, 0.01] | 0 | [375.0, 500.0, 700.0, 925.0, 1200.0, 1500.0, 2341.0] | [750.0, 1000.0, 1500.0, 2200.0, 3000.0, 4000.0, 5765.0]
HV 160A | HV 160A | 160 | 0 | [10.0, 4.15, 1.03, 0.198, 0.1, 0.051, 0.0172, 0.01] | [10.0, 2.3, 0.734, 0.274, 0.1, 0.046, 0.0177, 0.01] | 0 | [480.0, 550.0, 700.0, 1000.0, 1260.0, 1600.0, 2500.0, 3227.0] | [960.0, 1300.0, 1700.0, 2200.0, 2996.0, 4000.0, 6000.0, 7946.0]
HV 16A | HV 16A | 16 | 0 | [10.0, 0.352, 0.164, 0.1, 0.0649, 0.0342, 0.01] | [10.0, 2.34, 0.722, 0.181, 0.1, 0.055, 0.0296, 0.01] | 0 | [48.0, 60.0, 65.0, 71.0, 80.0, 100.0, 162.0] | [96.0, 110.0, 125.0, 150.0, 168.0, 200.0, 250.0, 398.0]
HV 200A | HV 200A | 200 | 0 | [10.0, 4.267, 1.21, 0.403, 0.1, 0.058, 0.022, 0.01] | [10.0, 3.73, 1.654, 0.328, 0.1, 0.0531, 0.019, 0.01] | 0 | [600.0, 700.0, 900.0, 1150.0, 1665.0, 2000.0, 3000.0, 4313.0] | [1200.0, 1500.0, 1800.0, 2700.0, 3960.0, 5000.0, 7500.0, 10620.0]
HV 20A | HV 20A | 20 | 0 | [10.0, 1.3, 0.3, 0.155, 0.1, 0.0555, 0.023, 0.01] | [10.0, 1.3, 0.161, 0.1, 0.0611, 0.0399, 0.0141, 0.01] | 0 | [60.0, 70.0, 80.0, 87.0, 94.0, 110.0, 150.0, 216.0] | [120.0, 150.0, 200.0, 223.0, 260.0, 300.0, 450.0, 532.0]
HV 25A | HV 25A | 25 | 0 | [10.0, 2.512, 0.833, 0.299, 0.1, 0.0372, 0.0223, 0.01] | [10.0, 3.125, 0.597, 0.198, 0.1, 0.0378, 0.022, 0.01] | 0 | [75.0, 82.0, 90.0, 100.0, 124.0, 170.0, 200.0, 289.0] | [150.0, 170.0, 210.0, 250.0, 294.0, 400.0, 500.0, 711.0]
HV 31.5A | HV 31.5A | 31.5 | 0 | [10.0, 2.34, 0.722, 0.181, 0.1, 0.055, 0.0296, 0.01] | [10.0, 2.84, 0.368, 0.164, 0.1, 0.0621, 0.0378, 0.0195, 0.01] | 0 | [95.0, 110.0, 125.0, 150.0, 165.0, 200.0, 250.0, 390.0] | [189.0, 220.0, 300.0, 350.0, 393.0, 450.0, 530.0, 700.0, 960.0]
HV 40A | HV 40A | 40 | 0 | [10.0, 1.3, 0.161, 0.1, 0.0611, 0.0399, 0.0141, 0.01] | [10.0, 2.05, 0.369, 0.198, 0.1, 0.051, 0.0298, 0.01] | 0 | [120.0, 150.0, 200.0, 223.0, 260.0, 300.0, 450.0, 532.0] | [240.0, 300.0, 400.0, 450.0, 530.0, 650.0, 800.0, 1311.0]
HV 50A | HV 50A | 50 | 0 | [10.0, 3.215, 0.597, 0.198, 0.1, 0.0378, 0.022, 0.01] | [10.0, 3.64, 0.854, 0.281, 0.1, 0.0531, 0.022, 0.01] | 0 | [150.0, 170.0, 210.0, 250.0, 294.0, 400.0, 500.0, 711.0] | [300.0, 350.0, 450.0, 550.0, 700.0, 850.0, 1200.0, 1752.0]
HV 6.3A | HV 6.3A | 6.3 | 0 | [10.0, 1.39, 0.344, 0.168, 0.1, 0.056, 0.0263, 0.01] | [10.0, 1.711, 0.516, 0.198, 0.1, 0.0634, 0.0303, 0.01] | 0 | [19.0, 19.5, 20.4, 20.8, 22.0, 25.0, 32.0, 48.0] | [38.0, 40.0, 43.0, 48.0, 53.0, 60.0, 75.0, 118.0]
HV 63A | HV 63A | 63 | 0 | [10.0, 2.84, 0.368, 0.164, 0.1, 0.0621, 0.0378, 0.0195, 0.01] | [10.0, 1.82, 0.344, 0.1, 0.0467, 0.0269, 0.01] | 0 | [189.0, 220.0, 300.0, 350.0, 393.0, 450.0, 530.0, 700.0, 961.0] | [378.0, 500.0, 700.0, 934.0, 1200.0, 1500.0, 2366.0]
HV 80A | HV 80A | 80 | 0 | [10.0, 2.05, 0.369, 0.198, 0.1, 0.051, 0.0298, 0.01] | [10.0, 4.15, 1.03, 0.198, 0.1, 0.051, 0.0172, 0.01] | 0 | [240.0, 300.0, 400.0, 450.0, 530.0, 650.0, 800.0, 1311.0] | [480.0, 550.0, 700.0, 1000.0, 1260.0, 1600.0, 2500.0, 3227.0]
Siemens NH-1-100 | Siemens NH-1-100 | 100 | [5400.0, 2000.0, 400.0, 20.0, 1.0, 0.2, 0.012, 0.004] | 0 | 0 | [150.0, 190.0, 250.0, 430.0, 900.0, 1250.0, 2700.0, 3600.0] | 0 | 0
Siemens NH-1-125 | Siemens NH-1-125 | 125 | [4800.0, 120.0, 7.0, 0.1, 0.004] | 0 | 0 | [180.0, 400.0, 740.0, 2000.0, 4250.0] | 0 | 0
Siemens NH-1-16 | Siemens NH-1-16 | 16 | [4000.0, 400.0, 2.0, 0.1, 0.04, 0.01] | 0 | 0 | [26.0, 35.0, 75.0, 150.0, 200.0, 300.0] | 0 | 0
Siemens NH-1-160 | Siemens NH-1-160 | 160 | [4800.0, 120.0, 7.0, 0.1, 0.004] | 0 | 0 | [210.0, 500.0, 900.0, 2300.0, 5000.0] | 0 | 0
Siemens NH-1-25 | Siemens NH-1-25 | 25 | [4000.0, 1000.0, 10.0, 0.2, 0.02, 0.01] | 0 | 0 | [40.0, 50.0, 100.0, 210.0, 400.0, 500.0] | 0 | 0
Siemens NH-1-50 | Siemens NH-1-50 | 50 | [4000.0, 40.0, 4.0, 1.0, 0.02, 0.01] | 0 | 0 | [86.0, 200.0, 300.0, 400.0, 1000.0, 1280.0] | 0 | 0
Siemens NH-1-63 | Siemens NH-1-63 | 63 | [4000.0, 100.0, 10.0, 2.0, 0.04, 0.01] | 0 | 0 | [100.0, 200.0, 300.0, 400.0, 1000.0, 1500.0] | 0 | 0
Siemens NH-1-80 | Siemens NH-1-80 | 80 | [4800.0, 120.0, 7.0, 0.1, 0.01] | 0 | 0 | [150.58, 250.0, 450.0, 1150.0, 2470.0] | 0 | 0
Siemens NH-2-1000 | Siemens NH-2-1000 | 1000 | [4800.0, 120.0, 7.0, 0.1, 0.004] | 0 | 0 | [1900.0, 3500.0, 8400.0, 24000.0, 52000.0] | 0 | 0
Siemens NH-2-200 | Siemens NH-2-200 | 200 | [4800.0, 120.0, 7.0, 0.1, 0.004] | 0 | 0 | [280.0, 650.0, 1200.0, 3000.0, 7000.0] | 0 | 0
Siemens NH-2-224 | Siemens NH-2-224 | 224 | [4800.0, 120.0, 7.0, 0.2, 0.04, 0.004] | 0 | 0 | [400.0, 750.0, 1453.0, 3025.0, 4315.0, 7600.0] | 0 | 0
Siemens NH-2-250 | Siemens NH-2-250 | 250 | [4800.0, 120.0, 7.0, 0.1, 0.004] | 0 | 0 | [450.0, 800.0, 1650.0, 4000.0, 8500.0] | 0 | 0
Siemens NH-2-315 | Siemens NH-2-315 | 315 | [4800.0, 120.0, 7.0, 0.1, 0.004] | 0 | 0 | [550.0, 920.0, 1900.0, 5000.0, 11000.0] | 0 | 0
Siemens NH-2-355 | Siemens NH-2-355 | 355 | [4800.0, 120.0, 6.0, 0.1, 0.004] | 0 | 0 | [650.0, 1116.27, 2350.0, 5840.0, 12790.0] | 0 | 0
Siemens NH-2-400 | Siemens NH-2-400 | 400 | [4800.0, 120.0, 7.0, 0.1, 0.004] | 0 | 0 | [720.0, 1350.0, 2800.0, 6500.0, 15000.0] | 0 | 0
Siemens NH-2-425 | Siemens NH-2-425 | 425 | [4800.0, 120.0, 7.0, 0.1, 0.004] | 0 | 0 | [850.0, 1500.0, 3050.0, 7500.0, 16500.0] | 0 | 0
Siemens NH-2-630 | Siemens NH-2-630 | 630 | [4800.0, 120.0, 7.0, 0.1, 0.004] | 0 | 0 | [1200.0, 2000.0, 4800.0, 12000.0, 26000.0] | 0 | 0

## dtypes
| element | column | dtype
0 | bus | name | object
1 | bus | vn_kv | float64
2 | bus | type | object
3 | bus | zone | object
4 | bus | in_service | bool
5 | load | name | object
6 | load | bus | uint32
7 | load | p_mw | float64
8 | load | q_mvar | float64
9 | load | const_z_percent | float64
10 | load | const_i_percent | float64
11 | load | sn_mva | float64
12 | load | scaling | float64
13 | load | in_service | bool
14 | load | type | object
15 | ext_grid | name | object
16 | ext_grid | bus | uint32
17 | ext_grid | vm_pu | float64
18 | ext_grid | va_degree | float64
19 | ext_grid | slack_weight | float64
20 | ext_grid | in_service | bool
21 | line | name | object
22 | line | std_type | object
23 | line | from_bus | uint32
24 | line | to_bus | uint32
25 | line | length_km | float64
26 | line | r_ohm_per_km | float64
27 | line | x_ohm_per_km | float64
28 | line | c_nf_per_km | float64
29 | line | g_us_per_km | float64
30 | line | max_i_ka | float64
31 | line | df | float64
32 | line | parallel | uint32
33 | line | type | object
34 | line | in_service | bool
35 | trafo | name | object
36 | trafo | std_type | object
37 | trafo | hv_bus | uint32
38 | trafo | lv_bus | uint32
39 | trafo | sn_mva | float64
40 | trafo | vn_hv_kv | float64
41 | trafo | vn_lv_kv | float64
42 | trafo | vk_percent | float64
43 | trafo | vkr_percent | float64
44 | trafo | pfe_kw | float64
45 | trafo | i0_percent | float64
46 | trafo | shift_degree | float64
47 | trafo | tap_side | object
48 | trafo | tap_neutral | int32
49 | trafo | tap_min | int32
50 | trafo | tap_max | int32
51 | trafo | tap_step_percent | float64
52 | trafo | tap_step_degree | float64
53 | trafo | tap_pos | int32
54 | trafo | tap_phase_shifter | bool
55 | trafo | parallel | uint32
56 | trafo | df | float64
57 | trafo | in_service | bool
58 | line_geodata | coords | object
59 | bus_geodata | x | float64
60 | bus_geodata | y | float64
61 | bus_geodata | coords | object

## parameters
| version | format_version | converged | OPF_converged | name | f_hz | sn_mva
0 | 2.14.6 | 2.14.0 | FALSE | FALSE |  | 50 | 1