## bus
| name | vn_kv | type | zone | in_service
0 | bus_LV_3427-64_0_6_node_0 | 0.4 | n |  | TRUE
1 | bus_LV_3427-64_0_6_node_1 | 0.4 | n |  | TRUE
2 | bus_LV_3427-64_0_6_node_3 | 0.4 | n |  | TRUE
3 | bus_LV_3427-64_0_6_node_22 | 0.4 | n |  | TRUE
4 | bus_LV_3427-64_0_6_node_6 | 0.4 | n |  | TRUE
5 | bus_LV_3427-64_0_6_node_11 | 0.4 | n |  | TRUE
6 | bus_LV_3427-64_0_6_node_8 | 0.4 | n |  | TRUE
7 | bus_LV_3427-64_0_6_node_157 | 0.4 | n |  | TRUE
8 | bus_LV_3427-64_0_6_node_7 | 0.4 | n |  | TRUE
9 | bus_LV_3427-64_0_6_node_62 | 0.4 | n |  | TRUE
10 | bus_LV_3427-64_0_6_node_61 | 0.4 | n |  | TRUE
11 | bus_LV_3427-64_0_6_node_150 | 0.4 | n |  | TRUE
12 | bus_LV_3427-64_0_6_node_9 | 0.4 | n |  | TRUE
13 | bus_LV_3427-64_0_6_node_146 | 0.4 | n |  | TRUE
14 | bus_LV_3427-64_0_6_node_10 | 0.4 | n |  | TRUE
15 | bus_LV_3427-64_0_6_node_158 | 0.4 | n |  | TRUE
16 | bus_LV_3427-64_0_6_node_159 | 0.4 | n |  | TRUE
17 | bus_LV_3427-64_0_6_node_160 | 0.4 | n |  | TRUE
18 | bus_LV_3427-64_0_6_node_13 | 0.4 | n |  | TRUE
19 | bus_LV_3427-64_0_6_node_46 | 0.4 | n |  | TRUE
20 | bus_LV_3427-64_0_6_node_45 | 0.4 | n |  | TRUE
21 | bus_LV_3427-64_0_6_node_14 | 0.4 | n |  | TRUE
22 | bus_LV_3427-64_0_6_node_15 | 0.4 | n |  | TRUE
23 | bus_LV_3427-64_0_6_node_97 | 0.4 | n |  | TRUE
24 | bus_LV_3427-64_0_6_node_153 | 0.4 | n |  | TRUE
25 | bus_LV_3427-64_0_6_node_16 | 0.4 | n |  | TRUE
26 | bus_LV_3427-64_0_6_node_170 | 0.4 | n |  | TRUE
27 | bus_LV_3427-64_0_6_node_20 | 0.4 | n |  | TRUE
28 | bus_LV_3427-64_0_6_node_171 | 0.4 | n |  | TRUE
29 | bus_LV_3427-64_0_6_node_17 | 0.4 | n |  | TRUE
30 | bus_LV_3427-64_0_6_node_116 | 0.4 | n |  | TRUE
31 | bus_LV_3427-64_0_6_node_18 | 0.4 | n |  | TRUE
32 | bus_LV_3427-64_0_6_node_165 | 0.4 | n |  | TRUE
33 | bus_LV_3427-64_0_6_node_166 | 0.4 | n |  | TRUE
34 | bus_LV_3427-64_0_6_node_164 | 0.4 | n |  | TRUE
35 | bus_LV_3427-64_0_6_node_119 | 0.4 | n |  | TRUE
36 | bus_LV_3427-64_0_6_node_142 | 0.4 | n |  | TRUE
37 | bus_LV_3427-64_0_6_node_23 | 0.4 | n |  | TRUE
38 | bus_LV_3427-64_0_6_node_24 | 0.4 | n |  | TRUE
39 | bus_LV_3427-64_0_6_node_30 | 0.4 | n |  | TRUE
40 | bus_LV_3427-64_0_6_node_178 | 0.4 | n |  | TRUE
41 | bus_LV_3427-64_0_6_node_29 | 0.4 | n |  | TRUE
42 | bus_LV_3427-64_0_6_node_31 | 0.4 | n |  | TRUE
43 | bus_LV_3427-64_0_6_node_32 | 0.4 | n |  | TRUE
44 | bus_LV_3427-64_0_6_node_63 | 0.4 | n |  | TRUE
45 | bus_LV_3427-64_0_6_node_71 | 0.4 | n |  | TRUE
46 | bus_LV_3427-64_0_6_node_91 | 0.4 | n |  | TRUE
47 | bus_LV_3427-64_0_6_node_43 | 0.4 | n |  | TRUE
48 | bus_LV_3427-64_0_6_node_70 | 0.4 | n |  | TRUE
49 | bus_LV_3427-64_0_6_node_41 | 0.4 | n |  | TRUE
50 | bus_LV_3427-64_0_6_node_96 | 0.4 | n |  | TRUE
51 | bus_LV_3427-64_0_6_node_65 | 0.4 | n |  | TRUE
52 | bus_LV_3427-64_0_6_node_55 | 0.4 | n |  | TRUE
53 | bus_LV_3427-64_0_6_node_120 | 0.4 | n |  | TRUE
54 | bus_LV_3427-64_0_6_node_147 | 0.4 | n |  | TRUE
55 | bus_LV_3427-64_0_6_node_161 | 0.4 | n |  | TRUE
56 | bus_LV_3427-64_0_6_node_162 | 0.4 | n |  | TRUE
57 | bus_LV_3427-64_0_6_node_36 | 0.4 | n |  | TRUE
58 | bus_LV_3427-64_0_6_node_98 | 0.4 | n |  | TRUE
59 | bus_LV_3427-64_0_6_node_99 | 0.4 | n |  | TRUE
60 | bus_LV_3427-64_0_6_node_152 | 0.4 | n |  | TRUE
61 | bus_LV_3427-64_0_6_node_169 | 0.4 | n |  | TRUE
62 | bus_LV_3427-64_0_6_node_172 | 0.4 | n |  | TRUE
63 | bus_LV_3427-64_0_6_node_131 | 0.4 | n |  | TRUE
64 | bus_LV_3427-64_0_6_node_115 | 0.4 | n |  | TRUE
65 | bus_LV_3427-64_0_6_node_168 | 0.4 | n |  | TRUE
66 | bus_LV_3427-64_0_6_node_167 | 0.4 | n |  | TRUE
67 | bus_LV_3427-64_0_6_node_163 | 0.4 | n |  | TRUE
68 | bus_LV_3427-64_0_6_node_112 | 0.4 | n |  | TRUE
69 | bus_LV_3427-64_0_6_node_110 | 0.4 | n |  | TRUE
70 | bus_LV_3427-64_0_6_node_141 | 0.4 | n |  | TRUE
71 | bus_LV_3427-64_0_6_node_35 | 0.4 | n |  | TRUE
72 | bus_LV_3427-64_0_6_node_37 | 0.4 | n |  | TRUE
73 | bus_LV_3427-64_0_6_node_25 | 0.4 | n |  | TRUE
74 | bus_LV_3427-64_0_6_node_60 | 0.4 | n |  | TRUE
75 | bus_LV_3427-64_0_6_node_57 | 0.4 | n |  | TRUE
76 | bus_LV_3427-64_0_6_node_26 | 0.4 | n |  | TRUE
77 | bus_LV_3427-64_0_6_node_28 | 0.4 | n |  | TRUE
78 | bus_LV_3427-64_0_6_node_177 | 0.4 | n |  | TRUE
79 | bus_LV_3427-64_0_6_node_86 | 0.4 | n |  | TRUE
80 | bus_LV_3427-64_0_6_node_176 | 0.4 | n |  | TRUE
81 | bus_LV_3427-64_0_6_node_85 | 0.4 | n |  | TRUE
82 | bus_LV_3427-64_0_6_node_33 | 0.4 | n |  | TRUE
83 | bus_LV_3427-64_0_6_node_34 | 0.4 | n |  | TRUE
84 | bus_LV_3427-64_0_6_node_173 | 0.4 | n |  | TRUE
85 | bus_LV_3427-64_0_6_node_174 | 0.4 | n |  | TRUE
86 | bus_LV_3427-64_0_6_node_81 | 0.4 | n |  | TRUE
87 | bus_LV_3427-64_0_6_node_58 | 0.4 | n |  | TRUE
88 | bus_LV_3427-64_0_6_node_38 | 0.4 | n |  | TRUE
89 | bus_LV_3427-64_0_6_node_39 | 0.4 | n |  | TRUE
90 | bus_LV_3427-64_0_6_node_40 | 0.4 | n |  | TRUE
91 | bus_LV_3427-64_0_6_node_42 | 0.4 | n |  | TRUE
92 | bus_LV_3427-64_0_6_node_44 | 0.4 | n |  | TRUE
93 | bus_LV_3427-64_0_6_node_67 | 0.4 | n |  | TRUE
94 | bus_LV_3427-64_0_6_node_66 | 0.4 | n |  | TRUE
95 | bus_LV_3427-64_0_6_node_47 | 0.4 | n |  | TRUE
96 | bus_LV_3427-64_0_6_node_48 | 0.4 | n |  | TRUE
97 | bus_LV_3427-64_0_6_node_50 | 0.4 | n |  | TRUE
98 | bus_LV_3427-64_0_6_node_49 | 0.4 | n |  | TRUE
99 | bus_LV_3427-64_0_6_node_51 | 0.4 | n |  | TRUE
100 | bus_LV_3427-64_0_6_node_52 | 0.4 | n |  | TRUE
101 | bus_LV_3427-64_0_6_node_53 | 0.4 | n |  | TRUE
102 | bus_LV_3427-64_0_6_node_54 | 0.4 | n |  | TRUE
103 | bus_LV_3427-64_0_6_node_56 | 0.4 | n |  | TRUE
104 | bus_LV_3427-64_0_6_node_79 | 0.4 | n |  | TRUE
105 | bus_LV_3427-64_0_6_node_80 | 0.4 | n |  | TRUE
106 | bus_LV_3427-64_0_6_node_90 | 0.4 | n |  | TRUE
107 | bus_LV_3427-64_0_6_node_82 | 0.4 | n |  | TRUE
108 | bus_LV_3427-64_0_6_node_139 | 0.4 | n |  | TRUE
109 | bus_LV_3427-64_0_6_node_125 | 0.4 | n |  | TRUE
110 | bus_LV_3427-64_0_6_node_136 | 0.4 | n |  | TRUE
111 | bus_LV_3427-64_0_6_node_59 | 0.4 | n |  | TRUE
112 | bus_LV_3427-64_0_6_node_84 | 0.4 | n |  | TRUE
113 | bus_LV_3427-64_0_6_node_87 | 0.4 | n |  | TRUE
114 | bus_LV_3427-64_0_6_node_149 | 0.4 | n |  | TRUE
115 | bus_LV_3427-64_0_6_node_92 | 0.4 | n |  | TRUE
116 | bus_LV_3427-64_0_6_node_148 | 0.4 | n |  | TRUE
117 | bus_LV_3427-64_0_6_node_68 | 0.4 | n |  | TRUE
118 | bus_LV_3427-64_0_6_node_69 | 0.4 | n |  | TRUE
119 | bus_LV_3427-64_0_6_node_72 | 0.4 | n |  | TRUE
120 | bus_LV_3427-64_0_6_node_73 | 0.4 | n |  | TRUE
121 | bus_LV_3427-64_0_6_node_74 | 0.4 | n |  | TRUE
122 | bus_LV_3427-64_0_6_node_109 | 0.4 | n |  | TRUE
123 | bus_LV_3427-64_0_6_node_75 | 0.4 | n |  | TRUE
124 | bus_LV_3427-64_0_6_node_76 | 0.4 | n |  | TRUE
125 | bus_LV_3427-64_0_6_node_77 | 0.4 | n |  | TRUE
126 | bus_LV_3427-64_0_6_node_78 | 0.4 | n |  | TRUE
127 | bus_LV_3427-64_0_6_node_107 | 0.4 | n |  | TRUE
128 | bus_LV_3427-64_0_6_node_106 | 0.4 | n |  | TRUE
129 | bus_LV_3427-64_0_6_node_83 | 0.4 | n |  | TRUE
130 | bus_LV_3427-64_0_6_node_88 | 0.4 | n |  | TRUE
131 | bus_LV_3427-64_0_6_node_89 | 0.4 | n |  | TRUE
132 | bus_LV_3427-64_0_6_node_101 | 0.4 | n |  | TRUE
133 | bus_LV_3427-64_0_6_node_100 | 0.4 | n |  | TRUE
134 | bus_LV_3427-64_0_6_node_108 | 0.4 | n |  | TRUE
135 | bus_LV_3427-64_0_6_node_103 | 0.4 | n |  | TRUE
136 | bus_LV_3427-64_0_6_node_140 | 0.4 | n |  | TRUE
137 | bus_LV_3427-64_0_6_node_123 | 0.4 | n |  | TRUE
138 | bus_LV_3427-64_0_6_node_134 | 0.4 | n |  | TRUE
139 | bus_LV_3427-64_0_6_node_121 | 0.4 | n |  | TRUE
140 | bus_LV_3427-64_0_6_node_124 | 0.4 | n |  | TRUE
141 | bus_LV_3427-64_0_6_node_130 | 0.4 | n |  | TRUE
142 | bus_LV_3427-64_0_6_node_122 | 0.4 | n |  | TRUE
143 | bus_LV_3427-64_0_6_node_93 | 0.4 | n |  | TRUE
144 | bus_LV_3427-64_0_6_node_94 | 0.4 | n |  | TRUE
145 | bus_LV_3427-64_0_6_node_95 | 0.4 | n |  | TRUE
146 | bus_LV_3427-64_0_6_node_102 | 0.4 | n |  | TRUE
147 | bus_LV_3427-64_0_6_node_104 | 0.4 | n |  | TRUE
148 | bus_LV_3427-64_0_6_node_105 | 0.4 | n |  | TRUE
149 | bus_LV_3427-64_0_6_node_126 | 0.4 | n |  | TRUE
150 | bus_LV_3427-64_0_6_node_127 | 0.4 | n |  | TRUE
151 | bus_LV_3427-64_0_6_node_128 | 0.4 | n |  | TRUE
152 | bus_LV_3427-64_0_6_node_151 | 0.4 | n |  | TRUE
153 | bus_LV_3427-64_0_6_node_111 | 0.4 | n |  | TRUE
154 | bus_LV_3427-64_0_6_node_113 | 0.4 | n |  | TRUE
155 | bus_LV_3427-64_0_6_node_114 | 0.4 | n |  | TRUE
156 | bus_LV_3427-64_0_6_node_154 | 0.4 | n |  | TRUE
157 | bus_LV_3427-64_0_6_node_145 | 0.4 | n |  | TRUE
158 | bus_LV_3427-64_0_6_node_117 | 0.4 | n |  | TRUE
159 | bus_LV_3427-64_0_6_node_118 | 0.4 | n |  | TRUE
160 | bus_LV_3427-64_0_6_node_132 | 0.4 | n |  | TRUE
161 | bus_LV_3427-64_0_6_node_129 | 0.4 | n |  | TRUE
162 | bus_LV_3427-64_0_6_node_133 | 0.4 | n |  | TRUE
163 | bus_LV_3427-64_0_6_node_135 | 0.4 | n |  | TRUE
164 | bus_LV_3427-64_0_6_node_137 | 0.4 | n |  | TRUE
165 | bus_LV_3427-64_0_6_node_138 | 0.4 | n |  | TRUE
166 | bus_LV_3427-64_0_6_node_155 | 0.4 | n |  | TRUE
167 | bus_LV_3427-64_0_6_node_156 | 0.4 | n |  | TRUE
168 | bus_LV_3427-64_0_6_node_143 | 0.4 | n |  | TRUE
169 | bus_LV_3427-64_0_6_node_144 | 0.4 | n |  | TRUE
170 | bus_LV_3427-64_0_6_node_175 | 0.4 | n |  | TRUE
171 | bus_MV_410_0_node_89 | 20 | n |  | TRUE

## load
| name | bus | p_mw | q_mvar | const_z_percent | const_i_percent | sn_mva | scaling | in_service | type
0 | LV_3427-64_0_6_load_0 | 0 | 0.018349 | 0.0045988 | 0 | 0 |  | 1 | TRUE | wye
1 | LV_3427-64_0_6_load_1 | 1 | 0.0025295 | 0.00063396 | 0 | 0 |  | 1 | TRUE | wye
2 | LV_3427-64_0_6_load_157 | 7 | 0.0032474 | 0.00081387 | 0 | 0 |  | 1 | TRUE | wye
3 | LV_3427-64_0_6_load_61 | 10 | 0.0071039 | 0.0017804 | 0 | 0 |  | 1 | TRUE | wye
4 | LV_3427-64_0_6_load_150 | 11 | 0.0010062 | 0.00025218 | 0 | 0 |  | 1 | TRUE | wye
5 | LV_3427-64_0_6_load_146 | 13 | 0.0017675 | 0.00044297 | 0 | 0 |  | 1 | TRUE | wye
6 | LV_3427-64_0_6_load_159 | 16 | 0.0021644 | 0.00054246 | 0 | 0 |  | 1 | TRUE | wye
7 | LV_3427-64_0_6_load_160 | 17 | 0.0014162 | 0.00035493 | 0 | 0 |  | 1 | TRUE | wye
8 | LV_3427-64_0_6_load_46 | 19 | 0.0049803 | 0.0012482 | 0 | 0 |  | 1 | TRUE | wye
9 | LV_3427-64_0_6_load_45 | 20 | 0.0052904 | 0.0013259 | 0 | 0 |  | 1 | TRUE | wye
10 | LV_3427-64_0_6_load_97 | 23 | 0.009364 | 0.0023468 | 0 | 0 |  | 1 | TRUE | wye
11 | LV_3427-64_0_6_load_153 | 24 | 0.0027988 | 0.00070145 | 0 | 0 |  | 1 | TRUE | wye
12 | LV_3427-64_0_6_load_170 | 26 | 0.0035715 | 0.00089509 | 0 | 0 |  | 1 | TRUE | wye
13 | LV_3427-64_0_6_load_171 | 28 | 0.0026772 | 0.00067097 | 0 | 0 |  | 1 | TRUE | wye
14 | LV_3427-64_0_6_load_116 | 30 | 0.0058302 | 0.0014612 | 0 | 0 |  | 1 | TRUE | wye
15 | LV_3427-64_0_6_load_165 | 32 | 0.0054134 | 0.0013567 | 0 | 0 |  | 1 | TRUE | wye
16 | LV_3427-64_0_6_load_166 | 33 | 0.0094227 | 0.0023615 | 0 | 0 |  | 1 | TRUE | wye
17 | LV_3427-64_0_6_load_164 | 34 | 0.0039218 | 0.00098289 | 0 | 0 |  | 1 | TRUE | wye
18 | LV_3427-64_0_6_load_142 | 36 | 0.007517 | 0.0018839 | 0 | 0 |  | 1 | TRUE | wye
19 | LV_3427-64_0_6_load_24 | 38 | 0.0052045 | 0.0013044 | 0 | 0 |  | 1 | TRUE | wye
20 | LV_3427-64_0_6_load_178 | 40 | 0.0066006 | 0.0016543 | 0 | 0 |  | 1 | TRUE | wye
21 | LV_3427-64_0_6_load_31 | 42 | 0.00083737 | 0.00020986 | 0 | 0 |  | 1 | TRUE | wye
22 | LV_3427-64_0_6_load_91 | 46 | 0.0045208 | 0.001133 | 0 | 0 |  | 1 | TRUE | wye
23 | LV_3427-64_0_6_load_70 | 48 | 0.0015534 | 0.00038931 | 0 | 0 |  | 1 | TRUE | wye
24 | LV_3427-64_0_6_load_41 | 49 | 0.0022099 | 0.00055386 | 0 | 0 |  | 1 | TRUE | wye
25 | LV_3427-64_0_6_load_96 | 50 | 0.0032505 | 0.00081465 | 0 | 0 |  | 1 | TRUE | wye
26 | LV_3427-64_0_6_load_65 | 51 | 0.011901 | 0.0029827 | 0 | 0 |  | 1 | TRUE | wye
27 | LV_3427-64_0_6_load_55 | 52 | 0.0050343 | 0.0012617 | 0 | 0 |  | 1 | TRUE | wye
28 | LV_3427-64_0_6_load_120 | 53 | 0.0012082 | 0.00030281 | 0 | 0 |  | 1 | TRUE | wye
29 | LV_3427-64_0_6_load_147 | 54 | 0.0018554 | 0.00046501 | 0 | 0 |  | 1 | TRUE | wye
30 | LV_3427-64_0_6_load_161 | 55 | 0.0017904 | 0.00044872 | 0 | 0 |  | 1 | TRUE | wye
31 | LV_3427-64_0_6_load_162 | 56 | 0.0047282 | 0.001185 | 0 | 0 |  | 1 | TRUE | wye
32 | LV_3427-64_0_6_load_36 | 57 | 0.0024746 | 0.0006202 | 0 | 0 |  | 1 | TRUE | wye
33 | LV_3427-64_0_6_load_98 | 58 | 0.0046794 | 0.0011728 | 0 | 0 |  | 1 | TRUE | wye
34 | LV_3427-64_0_6_load_99 | 59 | 0.0043496 | 0.0010901 | 0 | 0 |  | 1 | TRUE | wye
35 | LV_3427-64_0_6_load_152 | 60 | 0.0012577 | 0.0003152 | 0 | 0 |  | 1 | TRUE | wye
36 | LV_3427-64_0_6_load_169 | 61 | 0.0050178 | 0.0012576 | 0 | 0 |  | 1 | TRUE | wye
37 | LV_3427-64_0_6_load_172 | 62 | 0.0026178 | 0.00065609 | 0 | 0 |  | 1 | TRUE | wye
38 | LV_3427-64_0_6_load_131 | 63 | 0.035665 | 0.0089385 | 0 | 0 |  | 1 | TRUE | wye
39 | LV_3427-64_0_6_load_115 | 64 | 0.0034705 | 0.00086979 | 0 | 0 |  | 1 | TRUE | wye
40 | LV_3427-64_0_6_load_168 | 65 | 0.0042482 | 0.0010647 | 0 | 0 |  | 1 | TRUE | wye
41 | LV_3427-64_0_6_load_167 | 66 | 0.0046545 | 0.0011665 | 0 | 0 |  | 1 | TRUE | wye
42 | LV_3427-64_0_6_load_163 | 67 | 0.00082286 | 0.00020623 | 0 | 0 |  | 1 | TRUE | wye
43 | LV_3427-64_0_6_load_112 | 68 | 0.00055341 | 0.0001387 | 0 | 0 |  | 1 | TRUE | wye
44 | LV_3427-64_0_6_load_110 | 69 | 0.0028391 | 0.00071156 | 0 | 0 |  | 1 | TRUE | wye
45 | LV_3427-64_0_6_load_141 | 70 | 0.0022221 | 0.00055692 | 0 | 0 |  | 1 | TRUE | wye
46 | LV_3427-64_0_6_load_35 | 71 | 0.0019468 | 0.00048791 | 0 | 0 |  | 1 | TRUE | wye
47 | LV_3427-64_0_6_load_37 | 72 | 0.0043586 | 0.0010924 | 0 | 0 |  | 1 | TRUE | wye
48 | LV_3427-64_0_6_load_25 | 73 | 0.0089428 | 0.0022413 | 0 | 0 |  | 1 | TRUE | wye
49 | LV_3427-64_0_6_load_60 | 74 | 0.0017157 | 0.00042999 | 0 | 0 |  | 1 | TRUE | wye
50 | LV_3427-64_0_6_load_57 | 75 | 0.0043298 | 0.0010852 | 0 | 0 |  | 1 | TRUE | wye
51 | LV_3427-64_0_6_load_26 | 76 | 0.0024516 | 0.00061443 | 0 | 0 |  | 1 | TRUE | wye
52 | LV_3427-64_0_6_load_177 | 78 | 0.0024504 | 0.00061413 | 0 | 0 |  | 1 | TRUE | wye
53 | LV_3427-64_0_6_load_86 | 79 | 0.0026828 | 0.00067238 | 0 | 0 |  | 1 | TRUE | wye
54 | LV_3427-64_0_6_load_176 | 80 | 0.00093454 | 0.00023422 | 0 | 0 |  | 1 | TRUE | wye
55 | LV_3427-64_0_6_load_85 | 81 | 0.0059299 | 0.0014862 | 0 | 0 |  | 1 | TRUE | wye
56 | LV_3427-64_0_6_load_34 | 83 | 0.00083763 | 0.00020993 | 0 | 0 |  | 1 | TRUE | wye
57 | LV_3427-64_0_6_load_173 | 84 | 0.00093499 | 0.00023433 | 0 | 0 |  | 1 | TRUE | wye
58 | LV_3427-64_0_6_load_174 | 85 | 0.00093499 | 0.00023433 | 0 | 0 |  | 1 | TRUE | wye
59 | LV_3427-64_0_6_load_58 | 87 | 0.0031165 | 0.00078107 | 0 | 0 |  | 1 | TRUE | wye
60 | LV_3427-64_0_6_load_38 | 88 | 0.0029246 | 0.00073297 | 0 | 0 |  | 1 | TRUE | wye
61 | LV_3427-64_0_6_load_40 | 90 | 0.012245 | 0.0030689 | 0 | 0 |  | 1 | TRUE | wye
62 | LV_3427-64_0_6_load_44 | 92 | 0.0026159 | 0.00065561 | 0 | 0 |  | 1 | TRUE | wye
63 | LV_3427-64_0_6_load_67 | 93 | 0.0028134 | 0.0007051 | 0 | 0 |  | 1 | TRUE | wye
64 | LV_3427-64_0_6_load_66 | 94 | 0.00068388 | 0.0001714 | 0 | 0 |  | 1 | TRUE | wye
65 | LV_3427-64_0_6_load_47 | 95 | 0.0021855 | 0.00054774 | 0 | 0 |  | 1 | TRUE | wye
66 | LV_3427-64_0_6_load_48 | 96 | 0.003117 | 0.0007812 | 0 | 0 |  | 1 | TRUE | wye
67 | LV_3427-64_0_6_load_50 | 97 | 0.001195 | 0.00029951 | 0 | 0 |  | 1 | TRUE | wye
68 | LV_3427-64_0_6_load_52 | 100 | 0.0035096 | 0.00087958 | 0 | 0 |  | 1 | TRUE | wye
69 | LV_3427-64_0_6_load_53 | 101 | 0.002456 | 0.00061552 | 0 | 0 |  | 1 | TRUE | wye
70 | LV_3427-64_0_6_load_56 | 103 | 0.0092265 | 0.0023124 | 0 | 0 |  | 1 | TRUE | wye
71 | LV_3427-64_0_6_load_80 | 105 | 0.0055139 | 0.0013819 | 0 | 0 |  | 1 | TRUE | wye
72 | LV_3427-64_0_6_load_90 | 106 | 0.0038779 | 0.00097189 | 0 | 0 |  | 1 | TRUE | wye
73 | LV_3427-64_0_6_load_139 | 108 | 0.0044259 | 0.0011092 | 0 | 0 |  | 1 | TRUE | wye
74 | LV_3427-64_0_6_load_125 | 109 | 0.0040474 | 0.0010144 | 0 | 0 |  | 1 | TRUE | wye
75 | LV_3427-64_0_6_load_136 | 110 | 0.0047659 | 0.0011945 | 0 | 0 |  | 1 | TRUE | wye
76 | LV_3427-64_0_6_load_59 | 111 | 0.0031837 | 0.00079792 | 0 | 0 |  | 1 | TRUE | wye
77 | LV_3427-64_0_6_load_84 | 112 | 0.003238 | 0.00081152 | 0 | 0 |  | 1 | TRUE | wye
78 | LV_3427-64_0_6_load_87 | 113 | 0.003213 | 0.00080525 | 0 | 0 |  | 1 | TRUE | wye
79 | LV_3427-64_0_6_load_149 | 114 | 0.0028995 | 0.00072669 | 0 | 0 |  | 1 | TRUE | wye
80 | LV_3427-64_0_6_load_92 | 115 | 0.0033207 | 0.00083225 | 0 | 0 |  | 1 | TRUE | wye
81 | LV_3427-64_0_6_load_148 | 116 | 0.0018582 | 0.00046572 | 0 | 0 |  | 1 | TRUE | wye
82 | LV_3427-64_0_6_load_68 | 117 | 0.0003802 | 9.5286e-05 | 0 | 0 |  | 1 | TRUE | wye
83 | LV_3427-64_0_6_load_69 | 118 | 0.0012381 | 0.0003103 | 0 | 0 |  | 1 | TRUE | wye
84 | LV_3427-64_0_6_load_74 | 121 | 0.0016879 | 0.00042303 | 0 | 0 |  | 1 | TRUE | wye
85 | LV_3427-64_0_6_load_109 | 122 | 0.0014313 | 0.00035872 | 0 | 0 |  | 1 | TRUE | wye
86 | LV_3427-64_0_6_load_75 | 123 | 0.0012761 | 0.00031981 | 0 | 0 |  | 1 | TRUE | wye
87 | LV_3427-64_0_6_load_77 | 125 | 0.0011148 | 0.00027939 | 0 | 0 |  | 1 | TRUE | wye
88 | LV_3427-64_0_6_load_78 | 126 | 0.0026076 | 0.00065352 | 0 | 0 |  | 1 | TRUE | wye
89 | LV_3427-64_0_6_load_107 | 127 | 0.0014945 | 0.00037455 | 0 | 0 |  | 1 | TRUE | wye
90 | LV_3427-64_0_6_load_106 | 128 | 0.0011214 | 0.00028105 | 0 | 0 |  | 1 | TRUE | wye
91 | LV_3427-64_0_6_load_88 | 130 | 0.006025 | 0.00151 | 0 | 0 |  | 1 | TRUE | wye
92 | LV_3427-64_0_6_load_89 | 131 | 0.0021564 | 0.00054045 | 0 | 0 |  | 1 | TRUE | wye
93 | LV_3427-64_0_6_load_101 | 132 | 0.0012389 | 0.00031049 | 0 | 0 |  | 1 | TRUE | wye
94 | LV_3427-64_0_6_load_108 | 134 | 0.0013025 | 0.00032645 | 0 | 0 |  | 1 | TRUE | wye
95 | LV_3427-64_0_6_load_140 | 136 | 0.0025308 | 0.00063429 | 0 | 0 |  | 1 | TRUE | wye
96 | LV_3427-64_0_6_load_123 | 137 | 0.0020335 | 0.00050964 | 0 | 0 |  | 1 | TRUE | wye
97 | LV_3427-64_0_6_load_134 | 138 | 0.0032915 | 0.00082492 | 0 | 0 |  | 1 | TRUE | wye
98 | LV_3427-64_0_6_load_121 | 139 | 0.001198 | 0.00030025 | 0 | 0 |  | 1 | TRUE | wye
99 | LV_3427-64_0_6_load_124 | 140 | 0.00097771 | 0.00024504 | 0 | 0 |  | 1 | TRUE | wye
100 | LV_3427-64_0_6_load_122 | 142 | 0.0010657 | 0.00026709 | 0 | 0 |  | 1 | TRUE | wye
101 | LV_3427-64_0_6_load_94 | 144 | 0.0038215 | 0.00095775 | 0 | 0 |  | 1 | TRUE | wye
102 | LV_3427-64_0_6_load_95 | 145 | 0.0034354 | 0.000861 | 0 | 0 |  | 1 | TRUE | wye
103 | LV_3427-64_0_6_load_102 | 146 | 0.0044329 | 0.001111 | 0 | 0 |  | 1 | TRUE | wye
104 | LV_3427-64_0_6_load_104 | 147 | 0.0012598 | 0.00031574 | 0 | 0 |  | 1 | TRUE | wye
105 | LV_3427-64_0_6_load_126 | 149 | 0.001056 | 0.00026467 | 0 | 0 |  | 1 | TRUE | wye
106 | LV_3427-64_0_6_load_127 | 150 | 0.0030849 | 0.00077316 | 0 | 0 |  | 1 | TRUE | wye
107 | LV_3427-64_0_6_load_128 | 151 | 0.00096901 | 0.00024286 | 0 | 0 |  | 1 | TRUE | wye
108 | LV_3427-64_0_6_load_151 | 152 | 0.0031377 | 0.00078637 | 0 | 0 |  | 1 | TRUE | wye
109 | LV_3427-64_0_6_load_111 | 153 | 0.00035693 | 8.9455e-05 | 0 | 0 |  | 1 | TRUE | wye
110 | LV_3427-64_0_6_load_113 | 154 | 0.00035664 | 8.9382e-05 | 0 | 0 |  | 1 | TRUE | wye
111 | LV_3427-64_0_6_load_114 | 155 | 0.00035648 | 8.9342e-05 | 0 | 0 |  | 1 | TRUE | wye
112 | LV_3427-64_0_6_load_154 | 156 | 0.00039898 | 9.9995e-05 | 0 | 0 |  | 1 | TRUE | wye
113 | LV_3427-64_0_6_load_145 | 157 | 0.00039924 | 0.00010006 | 0 | 0 |  | 1 | TRUE | wye
114 | LV_3427-64_0_6_load_117 | 158 | 0.0027099 | 0.00067917 | 0 | 0 |  | 1 | TRUE | wye
115 | LV_3427-64_0_6_load_118 | 159 | 0.0012909 | 0.00032353 | 0 | 0 |  | 1 | TRUE | wye
116 | LV_3427-64_0_6_load_132 | 160 | 0.0016566 | 0.00041518 | 0 | 0 |  | 1 | TRUE | wye
117 | LV_3427-64_0_6_load_129 | 161 | 0.00098565 | 0.00024703 | 0 | 0 |  | 1 | TRUE | wye
118 | LV_3427-64_0_6_load_133 | 162 | 0.0016984 | 0.00042565 | 0 | 0 |  | 1 | TRUE | wye
119 | LV_3427-64_0_6_load_135 | 163 | 0.0016981 | 0.00042559 | 0 | 0 |  | 1 | TRUE | wye
120 | LV_3427-64_0_6_load_137 | 164 | 0.0016805 | 0.00042118 | 0 | 0 |  | 1 | TRUE | wye
121 | LV_3427-64_0_6_load_138 | 165 | 0.0017403 | 0.00043615 | 0 | 0 |  | 1 | TRUE | wye
122 | LV_3427-64_0_6_load_155 | 166 | 0.0016824 | 0.00042166 | 0 | 0 |  | 1 | TRUE | wye
123 | LV_3427-64_0_6_load_156 | 167 | 0.0016831 | 0.00042182 | 0 | 0 |  | 1 | TRUE | wye
124 | LV_3427-64_0_6_load_143 | 168 | 0.00041266 | 0.00010342 | 0 | 0 |  | 1 | TRUE | wye
125 | LV_3427-64_0_6_load_144 | 169 | 0.00041291 | 0.00010349 | 0 | 0 |  | 1 | TRUE | wye
126 | LV_3427-64_0_6_load_175 | 170 | 0.00093499 | 0.00023433 | 0 | 0 |  | 1 | TRUE | wye

## ext_grid
| name | bus | vm_pu | va_degree | slack_weight | in_service
0 |  | 131 | 1 | 0 | 1 | TRUE

## line
| name | std_type | from_bus | to_bus | length_km | r_ohm_per_km | x_ohm_per_km | c_nf_per_km | g_us_per_km | max_i_ka | df | parallel | type | in_service
0 | LV_3427-64_0_6_line_0 |  | 0 | 1 | 0.0081436 | 0.125 | 0.08 | 261 | 0 | 0.364 | 1 | 1 | cs | TRUE
1 | LV_3427-64_0_6_line_1 |  | 1 | 2 | 0.01054 | 0.125 | 0.08 | 261 | 0 | 0.364 | 1 | 1 | cs | TRUE
2 | LV_3427-64_0_6_line_2 |  | 2 | 3 | 0.012978 | 0.125 | 0.08 | 261 | 0 | 0.364 | 1 | 1 | cs | TRUE
3 | LV_3427-64_0_6_line_3 |  | 3 | 37 | 0.004542 | 0.125 | 0.08 | 261 | 0 | 0.364 | 1 | 1 | cs | TRUE
4 | LV_3427-64_0_6_line_4 |  | 3 | 38 | 0.026943 | 0.125 | 0.08 | 261 | 0 | 0.364 | 1 | 1 | cs | TRUE
5 | LV_3427-64_0_6_line_5 |  | 4 | 5 | 0.007685 | 0.125 | 0.08 | 261 | 0 | 0.364 | 1 | 1 | cs | TRUE
6 | LV_3427-64_0_6_line_6 |  | 4 | 6 | 0.0087967 | 0.125 | 0.08 | 261 | 0 | 0.364 | 1 | 1 | cs | TRUE
7 | LV_3427-64_0_6_line_7 |  | 4 | 7 | 0.013317 | 0.125 | 0.08 | 261 | 0 | 0.364 | 1 | 1 | cs | TRUE
8 | LV_3427-64_0_6_line_8 |  | 5 | 17 | 0.0073662 | 0.125 | 0.08 | 261 | 0 | 0.364 | 1 | 1 | cs | TRUE
9 | LV_3427-64_0_6_line_9 |  | 6 | 11 | 0.009246 | 0.125 | 0.08 | 261 | 0 | 0.364 | 1 | 3 | cs | TRUE
10 | LV_3427-64_0_6_line_10 |  | 6 | 12 | 0.010783 | 0.125 | 0.08 | 261 | 0 | 0.364 | 1 | 3 | cs | TRUE
11 | LV_3427-64_0_6_line_11 |  | 7 | 14 | 0.011995 | 0.125 | 0.08 | 261 | 0 | 0.364 | 1 | 1 | cs | TRUE
12 | LV_3427-64_0_6_line_12 |  | 8 | 9 | 0.004754 | 0.125 | 0.08 | 261 | 0 | 0.364 | 1 | 3 | cs | TRUE
13 | LV_3427-64_0_6_line_13 |  | 8 | 10 | 0.011798 | 0.125 | 0.08 | 261 | 0 | 0.364 | 1 | 3 | cs | TRUE
14 | LV_3427-64_0_6_line_14 |  | 9 | 51 | 0.020944 | 0.125 | 0.08 | 261 | 0 | 0.364 | 1 | 3 | cs | TRUE
15 | LV_3427-64_0_6_line_15 |  | 10 | 52 | 0.021375 | 0.125 | 0.08 | 261 | 0 | 0.364 | 1 | 3 | cs | TRUE
16 | LV_3427-64_0_6_line_16 |  | 11 | 53 | 0.010489 | 0.125 | 0.08 | 261 | 0 | 0.364 | 1 | 3 | cs | TRUE
17 | LV_3427-64_0_6_line_17 |  | 12 | 13 | 0.017158 | 0.125 | 0.08 | 261 | 0 | 0.364 | 1 | 3 | cs | TRUE
18 | LV_3427-64_0_6_line_18 |  | 13 | 54 | 0.0067382 | 0.125 | 0.08 | 261 | 0 | 0.364 | 1 | 3 | cs | TRUE
19 | LV_3427-64_0_6_line_19 |  | 14 | 15 | 0.017007 | 0.125 | 0.08 | 261 | 0 | 0.364 | 1 | 1 | cs | TRUE
20 | LV_3427-64_0_6_line_20 |  | 14 | 16 | 0.010166 | 0.125 | 0.08 | 261 | 0 | 0.364 | 1 | 1 | cs | TRUE
21 | LV_3427-64_0_6_line_21 |  | 15 | 55 | 0.010268 | 0.125 | 0.08 | 261 | 0 | 0.364 | 1 | 1 | cs | TRUE
22 | LV_3427-64_0_6_line_22 |  | 16 | 56 | 0.023023 | 0.125 | 0.08 | 261 | 0 | 0.364 | 1 | 1 | cs | TRUE
23 | LV_3427-64_0_6_line_23 |  | 18 | 19 | 0.0019079 | 0.125 | 0.08 | 261 | 0 | 0.364 | 1 | 1 | cs | TRUE
24 | LV_3427-64_0_6_line_24 |  | 18 | 20 | 0.018614 | 0.125 | 0.08 | 261 | 0 | 0.364 | 1 | 1 | cs | TRUE
25 | LV_3427-64_0_6_line_25 |  | 20 | 57 | 0.036254 | 0.125 | 0.08 | 261 | 0 | 0.364 | 1 | 1 | cs | TRUE
26 | LV_3427-64_0_6_line_26 |  | 21 | 22 | 0.0082001 | 0.125 | 0.08 | 261 | 0 | 0.364 | 1 | 1 | cs | TRUE
27 | LV_3427-64_0_6_line_27 |  | 21 | 23 | 0.035026 | 0.125 | 0.08 | 261 | 0 | 0.364 | 1 | 1 | cs | TRUE
28 | LV_3427-64_0_6_line_28 |  | 22 | 24 | 0.0099343 | 0.125 | 0.08 | 261 | 0 | 0.364 | 1 | 1 | cs | TRUE
29 | LV_3427-64_0_6_line_29 |  | 24 | 60 | 0.022664 | 0.125 | 0.08 | 261 | 0 | 0.364 | 1 | 1 | cs | TRUE
30 | LV_3427-64_0_6_line_30 |  | 25 | 26 | 0.0099238 | 0.125 | 0.08 | 261 | 0 | 0.364 | 1 | 1 | cs | TRUE
31 | LV_3427-64_0_6_line_31 |  | 25 | 27 | 0.0090528 | 0.125 | 0.08 | 261 | 0 | 0.364 | 1 | 1 | cs | TRUE
32 | LV_3427-64_0_6_line_32 |  | 25 | 28 | 0.018209 | 0.125 | 0.08 | 261 | 0 | 0.364 | 1 | 1 | cs | TRUE
33 | LV_3427-64_0_6_line_33 |  | 26 | 61 | 0.021791 | 0.125 | 0.08 | 261 | 0 | 0.364 | 1 | 1 | cs | TRUE
34 | LV_3427-64_0_6_line_34 |  | 27 | 35 | 0.0308 | 0.125 | 0.08 | 261 | 0 | 0.364 | 1 | 1 | cs | TRUE
35 | LV_3427-64_0_6_line_35 |  | 27 | 36 | 0.060042 | 0.125 | 0.08 | 261 | 0 | 0.364 | 1 | 1 | cs | TRUE
36 | LV_3427-64_0_6_line_36 |  | 27 | 29 | 0.041219 | 0.125 | 0.08 | 261 | 0 | 0.364 | 1 | 1 | cs | TRUE
37 | LV_3427-64_0_6_line_37 |  | 28 | 62 | 0.023996 | 0.125 | 0.08 | 261 | 0 | 0.364 | 1 | 1 | cs | TRUE
38 | LV_3427-64_0_6_line_38 |  | 29 | 30 | 0.037523 | 0.125 | 0.08 | 261 | 0 | 0.364 | 1 | 1 | cs | TRUE
39 | LV_3427-64_0_6_line_39 |  | 30 | 64 | 0.02968 | 0.125 | 0.08 | 261 | 0 | 0.364 | 1 | 1 | cs | TRUE
40 | LV_3427-64_0_6_line_40 |  | 31 | 32 | 0.028456 | 0.125 | 0.08 | 261 | 0 | 0.364 | 1 | 1 | cs | TRUE
41 | LV_3427-64_0_6_line_41 |  | 31 | 33 | 0.015263 | 0.125 | 0.08 | 261 | 0 | 0.364 | 1 | 1 | cs | TRUE
42 | LV_3427-64_0_6_line_42 |  | 31 | 34 | 0.011935 | 0.125 | 0.08 | 261 | 0 | 0.364 | 1 | 1 | cs | TRUE
43 | LV_3427-64_0_6_line_43 |  | 32 | 65 | 0.0002593 | 0.125 | 0.08 | 261 | 0 | 0.364 | 1 | 1 | cs | TRUE
44 | LV_3427-64_0_6_line_44 |  | 33 | 66 | 0.012311 | 0.125 | 0.08 | 261 | 0 | 0.364 | 1 | 1 | cs | TRUE
45 | LV_3427-64_0_6_line_45 |  | 34 | 67 | 0.069603 | 0.125 | 0.08 | 261 | 0 | 0.364 | 1 | 1 | cs | TRUE
46 | LV_3427-64_0_6_line_46 |  | 35 | 63 | 0.02973 | 0.125 | 0.08 | 261 | 0 | 0.364 | 1 | 1 | cs | TRUE
47 | LV_3427-64_0_6_line_47 |  | 36 | 70 | 0.014973 | 0.125 | 0.08 | 261 | 0 | 0.364 | 1 | 1 | cs | TRUE
48 | LV_3427-64_0_6_line_48 |  | 37 | 71 | 0.022619 | 0.125 | 0.08 | 261 | 0 | 0.364 | 1 | 1 | cs | TRUE
49 | LV_3427-64_0_6_line_49 |  | 37 | 57 | 0.022437 | 0.125 | 0.08 | 261 | 0 | 0.364 | 1 | 1 | cs | TRUE
50 | LV_3427-64_0_6_line_50 |  | 37 | 72 | 0.044288 | 0.125 | 0.08 | 261 | 0 | 0.364 | 1 | 1 | cs | TRUE
51 | LV_3427-64_0_6_line_51 |  | 38 | 73 | 0.039674 | 0.125 | 0.08 | 261 | 0 | 0.364 | 1 | 1 | cs | TRUE
52 | LV_3427-64_0_6_line_52 |  | 39 | 40 | 0.043229 | 0.125 | 0.08 | 261 | 0 | 0.364 | 1 | 1 | cs | TRUE
53 | LV_3427-64_0_6_line_53 |  | 39 | 41 | 0.19441 | 0.125 | 0.08 | 261 | 0 | 0.364 | 1 | 1 | cs | TRUE
54 | LV_3427-64_0_6_line_54 |  | 41 | 79 | 0.023975 | 0.125 | 0.08 | 261 | 0 | 0.364 | 1 | 1 | cs | TRUE
55 | LV_3427-64_0_6_line_55 |  | 41 | 77 | 0.032853 | 0.125 | 0.08 | 261 | 0 | 0.364 | 1 | 1 | cs | TRUE
56 | LV_3427-64_0_6_line_56 |  | 42 | 43 | 0.044823 | 0.125 | 0.08 | 261 | 0 | 0.364 | 1 | 1 | cs | TRUE
57 | LV_3427-64_0_6_line_57 |  | 43 | 82 | 0.021767 | 0.125 | 0.08 | 261 | 0 | 0.364 | 1 | 1 | cs | TRUE
58 | LV_3427-64_0_6_line_58 |  | 44 | 45 | 0.044602 | 0.125 | 0.08 | 261 | 0 | 0.364 | 1 | 1 | cs | TRUE
59 | LV_3427-64_0_6_line_59 |  | 44 | 46 | 0.0098598 | 0.125 | 0.08 | 261 | 0 | 0.364 | 1 | 1 | cs | TRUE
60 | LV_3427-64_0_6_line_60 |  | 45 | 50 | 0.025145 | 0.125 | 0.08 | 261 | 0 | 0.364 | 1 | 1 | cs | TRUE
61 | LV_3427-64_0_6_line_61 |  | 45 | 47 | 0.014497 | 0.125 | 0.08 | 261 | 0 | 0.364 | 1 | 1 | cs | TRUE
62 | LV_3427-64_0_6_line_62 |  | 46 | 115 | 0.016119 | 0.125 | 0.08 | 261 | 0 | 0.364 | 1 | 1 | cs | TRUE
63 | LV_3427-64_0_6_line_63 |  | 47 | 48 | 0.018973 | 0.125 | 0.08 | 261 | 0 | 0.364 | 1 | 1 | cs | TRUE
64 | LV_3427-64_0_6_line_64 |  | 47 | 49 | 0.013892 | 0.125 | 0.08 | 261 | 0 | 0.364 | 1 | 1 | cs | TRUE
65 | LV_3427-64_0_6_line_65 |  | 49 | 89 | 0.021781 | 0.125 | 0.08 | 261 | 0 | 0.364 | 1 | 1 | cs | TRUE
66 | LV_3427-64_0_6_line_66 |  | 50 | 122 | 0.024301 | 0.125 | 0.08 | 261 | 0 | 0.364 | 1 | 1 | cs | TRUE
67 | LV_3427-64_0_6_line_67 |  | 51 | 114 | 0.022735 | 0.125 | 0.08 | 261 | 0 | 0.364 | 1 | 3 | cs | TRUE
68 | LV_3427-64_0_6_line_68 |  | 52 | 99 | 0.015294 | 0.125 | 0.08 | 261 | 0 | 0.364 | 1 | 3 | cs | TRUE
69 | LV_3427-64_0_6_line_69 |  | 53 | 159 | 0.0065009 | 0.125 | 0.08 | 261 | 0 | 0.364 | 1 | 3 | cs | TRUE
70 | LV_3427-64_0_6_line_70 |  | 54 | 116 | 0.0068383 | 0.125 | 0.08 | 261 | 0 | 0.364 | 1 | 3 | cs | TRUE
71 | LV_3427-64_0_6_line_71 |  | 58 | 59 | 0.0449 | 0.125 | 0.08 | 261 | 0 | 0.364 | 1 | 1 | cs | TRUE
72 | LV_3427-64_0_6_line_72 |  | 59 | 133 | 0.016182 | 0.125 | 0.08 | 261 | 0 | 0.364 | 1 | 1 | cs | TRUE
73 | LV_3427-64_0_6_line_73 |  | 60 | 152 | 0.00010606 | 0.125 | 0.08 | 261 | 0 | 0.364 | 1 | 1 | cs | TRUE
74 | LV_3427-64_0_6_line_74 |  | 61 | 65 | 0.0209 | 0.125 | 0.08 | 261 | 0 | 0.364 | 1 | 1 | cs | TRUE
75 | LV_3427-64_0_6_line_75 |  | 64 | 158 | 0.009291 | 0.125 | 0.08 | 261 | 0 | 0.364 | 1 | 2 | cs | TRUE
76 | LV_3427-64_0_6_line_76 |  | 68 | 69 | 0.016887 | 0.125 | 0.08 | 261 | 0 | 0.364 | 1 | 1 | cs | TRUE
77 | LV_3427-64_0_6_line_77 |  | 69 | 153 | 0.026575 | 0.125 | 0.08 | 261 | 0 | 0.364 | 1 | 1 | cs | TRUE
78 | LV_3427-64_0_6_line_78 |  | 70 | 168 | 0.053571 | 0.125 | 0.08 | 261 | 0 | 0.364 | 1 | 1 | cs | TRUE
79 | LV_3427-64_0_6_line_79 |  | 71 | 74 | 0.02693 | 0.125 | 0.08 | 261 | 0 | 0.364 | 1 | 1 | cs | TRUE
80 | LV_3427-64_0_6_line_80 |  | 72 | 75 | 0.028514 | 0.125 | 0.08 | 261 | 0 | 0.364 | 1 | 1 | cs | TRUE
81 | LV_3427-64_0_6_line_81 |  | 73 | 76 | 0.0020499 | 0.125 | 0.08 | 261 | 0 | 0.364 | 1 | 1 | cs | TRUE
82 | LV_3427-64_0_6_line_82 |  | 74 | 86 | 0.048485 | 0.125 | 0.08 | 261 | 0 | 0.364 | 1 | 1 | cs | TRUE
83 | LV_3427-64_0_6_line_83 |  | 75 | 87 | 0.018946 | 0.125 | 0.08 | 261 | 0 | 0.364 | 1 | 1 | cs | TRUE
84 | LV_3427-64_0_6_line_84 |  | 77 | 78 | 0.083907 | 0.125 | 0.08 | 261 | 0 | 0.364 | 1 | 1 | cs | TRUE
85 | LV_3427-64_0_6_line_85 |  | 78 | 80 | 0.0015276 | 0.125 | 0.08 | 261 | 0 | 0.364 | 1 | 1 | cs | TRUE
86 | LV_3427-64_0_6_line_86 |  | 79 | 81 | 0.028271 | 0.125 | 0.08 | 261 | 0 | 0.364 | 1 | 1 | cs | TRUE
87 | LV_3427-64_0_6_line_87 |  | 80 | 170 | 0.0043813 | 0.125 | 0.08 | 261 | 0 | 0.364 | 1 | 1 | cs | TRUE
88 | LV_3427-64_0_6_line_88 |  | 81 | 113 | 0.02033 | 0.125 | 0.08 | 261 | 0 | 0.364 | 1 | 1 | cs | TRUE
89 | LV_3427-64_0_6_line_89 |  | 82 | 83 | 0.018576 | 0.125 | 0.08 | 261 | 0 | 0.364 | 1 | 1 | cs | TRUE
90 | LV_3427-64_0_6_line_90 |  | 83 | 84 | 0.0035735 | 0.125 | 0.08 | 261 | 0 | 0.364 | 1 | 1 | cs | TRUE
91 | LV_3427-64_0_6_line_91 |  | 84 | 85 | 0.0034869 | 0.125 | 0.08 | 261 | 0 | 0.364 | 1 | 1 | cs | TRUE
92 | LV_3427-64_0_6_line_92 |  | 85 | 170 | 0.0012036 | 0.125 | 0.08 | 261 | 0 | 0.364 | 1 | 1 | cs | TRUE
93 | LV_3427-64_0_6_line_93 |  | 86 | 107 | 0.011236 | 0.125 | 0.08 | 261 | 0 | 0.364 | 1 | 1 | cs | TRUE
94 | LV_3427-64_0_6_line_94 |  | 86 | 101 | 0.021567 | 0.125 | 0.08 | 261 | 0 | 0.364 | 1 | 1 | cs | TRUE
95 | LV_3427-64_0_6_line_95 |  | 87 | 111 | 0.0035982 | 0.125 | 0.08 | 261 | 0 | 0.364 | 1 | 1 | cs | TRUE
96 | LV_3427-64_0_6_line_96 |  | 88 | 89 | 0.019414 | 0.125 | 0.08 | 261 | 0 | 0.364 | 1 | 1 | cs | TRUE
97 | LV_3427-64_0_6_line_97 |  | 88 | 90 | 0.024014 | 0.125 | 0.08 | 261 | 0 | 0.364 | 1 | 1 | cs | TRUE
98 | LV_3427-64_0_6_line_98 |  | 89 | 91 | 0.023561 | 0.125 | 0.08 | 261 | 0 | 0.364 | 1 | 1 | cs | TRUE
99 | LV_3427-64_0_6_line_99 |  | 91 | 92 | 0.036645 | 0.125 | 0.08 | 261 | 0 | 0.364 | 1 | 1 | cs | TRUE
100 | LV_3427-64_0_6_line_100 |  | 93 | 94 | 0.024945 | 0.125 | 0.08 | 261 | 0 | 0.364 | 1 | 1 | cs | TRUE
101 | LV_3427-64_0_6_line_101 |  | 94 | 117 | 0.012956 | 0.125 | 0.08 | 261 | 0 | 0.364 | 1 | 1 | cs | TRUE
102 | LV_3427-64_0_6_line_102 |  | 95 | 96 | 0.021568 | 0.125 | 0.08 | 261 | 0 | 0.364 | 1 | 1 | cs | TRUE
103 | LV_3427-64_0_6_line_103 |  | 96 | 97 | 0.024611 | 0.125 | 0.08 | 261 | 0 | 0.364 | 1 | 1 | cs | TRUE
104 | LV_3427-64_0_6_line_104 |  | 97 | 101 | 0.013249 | 0.125 | 0.08 | 261 | 0 | 0.364 | 1 | 1 | cs | TRUE
105 | LV_3427-64_0_6_line_105 |  | 98 | 99 | 0.004956 | 0.125 | 0.08 | 261 | 0 | 0.364 | 1 | 1 | cs | TRUE
106 | LV_3427-64_0_6_line_106 |  | 98 | 100 | 0.022354 | 0.125 | 0.08 | 261 | 0 | 0.364 | 1 | 1 | cs | TRUE
107 | LV_3427-64_0_6_line_107 |  | 99 | 102 | 0.00429 | 0.125 | 0.08 | 261 | 0 | 0.364 | 1 | 3 | cs | TRUE
108 | LV_3427-64_0_6_line_108 |  | 100 | 103 | 0.0094417 | 0.125 | 0.08 | 261 | 0 | 0.364 | 1 | 1 | cs | TRUE
109 | LV_3427-64_0_6_line_109 |  | 102 | 104 | 0.01329 | 0.125 | 0.08 | 261 | 0 | 0.364 | 1 | 3 | cs | TRUE
110 | LV_3427-64_0_6_line_110 |  | 102 | 105 | 0.015309 | 0.125 | 0.08 | 261 | 0 | 0.364 | 1 | 1 | cs | TRUE
111 | LV_3427-64_0_6_line_111 |  | 103 | 106 | 0.0049049 | 0.125 | 0.08 | 261 | 0 | 0.364 | 1 | 1 | cs | TRUE
112 | LV_3427-64_0_6_line_112 |  | 104 | 108 | 0.013179 | 0.125 | 0.08 | 261 | 0 | 0.364 | 1 | 1 | cs | TRUE
113 | LV_3427-64_0_6_line_113 |  | 104 | 109 | 0.01653 | 0.125 | 0.08 | 261 | 0 | 0.364 | 1 | 3 | cs | TRUE
114 | LV_3427-64_0_6_line_114 |  | 105 | 110 | 0.014551 | 0.125 | 0.08 | 261 | 0 | 0.364 | 1 | 1 | cs | TRUE
115 | LV_3427-64_0_6_line_115 |  | 107 | 126 | 0.0066464 | 0.125 | 0.08 | 261 | 0 | 0.364 | 1 | 1 | cs | TRUE
116 | LV_3427-64_0_6_line_116 |  | 107 | 129 | 0.003952 | 0.125 | 0.08 | 261 | 0 | 0.364 | 1 | 2 | cs | TRUE
117 | LV_3427-64_0_6_line_117 |  | 108 | 136 | 0.019482 | 0.125 | 0.08 | 261 | 0 | 0.364 | 1 | 1 | cs | TRUE
118 | LV_3427-64_0_6_line_118 |  | 109 | 137 | 0.038202 | 0.125 | 0.08 | 261 | 0 | 0.364 | 1 | 3 | cs | TRUE
119 | LV_3427-64_0_6_line_119 |  | 110 | 138 | 0.016143 | 0.125 | 0.08 | 261 | 0 | 0.364 | 1 | 1 | cs | TRUE
120 | LV_3427-64_0_6_line_120 |  | 111 | 112 | 0.012897 | 0.125 | 0.08 | 261 | 0 | 0.364 | 1 | 1 | cs | TRUE
121 | LV_3427-64_0_6_line_121 |  | 112 | 113 | 0.00011593 | 0.125 | 0.08 | 261 | 0 | 0.364 | 1 | 1 | cs | TRUE
122 | LV_3427-64_0_6_line_122 |  | 114 | 116 | 0.013873 | 0.125 | 0.08 | 261 | 0 | 0.364 | 1 | 3 | cs | TRUE
123 | LV_3427-64_0_6_line_123 |  | 115 | 143 | 0.012721 | 0.125 | 0.08 | 261 | 0 | 0.364 | 1 | 1 | cs | TRUE
124 | LV_3427-64_0_6_line_124 |  | 117 | 118 | 0.012729 | 0.125 | 0.08 | 261 | 0 | 0.364 | 1 | 1 | cs | TRUE
125 | LV_3427-64_0_6_line_125 |  | 118 | 119 | 0.028172 | 0.125 | 0.08 | 261 | 0 | 0.364 | 1 | 1 | cs | TRUE
126 | LV_3427-64_0_6_line_126 |  | 119 | 120 | 0.003732 | 0.125 | 0.08 | 261 | 0 | 0.364 | 1 | 1 | cs | TRUE
127 | LV_3427-64_0_6_line_127 |  | 119 | 121 | 0.027807 | 0.125 | 0.08 | 261 | 0 | 0.364 | 1 | 1 | cs | TRUE
128 | LV_3427-64_0_6_line_128 |  | 120 | 123 | 0.019936 | 0.125 | 0.08 | 261 | 0 | 0.364 | 1 | 1 | cs | TRUE
129 | LV_3427-64_0_6_line_129 |  | 120 | 124 | 0.008703 | 0.125 | 0.08 | 261 | 0 | 0.364 | 1 | 1 | cs | TRUE
130 | LV_3427-64_0_6_line_130 |  | 120 | 125 | 0.03205 | 0.125 | 0.08 | 261 | 0 | 0.364 | 1 | 1 | cs | TRUE
131 | LV_3427-64_0_6_line_131 |  | 121 | 126 | 0.03115 | 0.125 | 0.08 | 261 | 0 | 0.364 | 1 | 1 | cs | TRUE
132 | LV_3427-64_0_6_line_132 |  | 122 | 134 | 0.022803 | 0.125 | 0.08 | 261 | 0 | 0.364 | 1 | 1 | cs | TRUE
133 | LV_3427-64_0_6_line_133 |  | 124 | 127 | 0.0096303 | 0.125 | 0.08 | 261 | 0 | 0.364 | 1 | 1 | cs | TRUE
134 | LV_3427-64_0_6_line_134 |  | 125 | 128 | 0.020106 | 0.125 | 0.08 | 261 | 0 | 0.364 | 1 | 1 | cs | TRUE
135 | LV_3427-64_0_6_line_135 |  | 127 | 134 | 0.026997 | 0.125 | 0.08 | 261 | 0 | 0.364 | 1 | 1 | cs | TRUE
136 | LV_3427-64_0_6_line_136 |  | 128 | 135 | 0.0064197 | 0.125 | 0.08 | 261 | 0 | 0.364 | 1 | 1 | cs | TRUE
137 | LV_3427-64_0_6_line_137 |  | 129 | 130 | 0.017264 | 0.125 | 0.08 | 261 | 0 | 0.364 | 1 | 1 | cs | TRUE
138 | LV_3427-64_0_6_line_138 |  | 129 | 131 | 0.012341 | 0.125 | 0.08 | 261 | 0 | 0.364 | 1 | 3 | cs | TRUE
139 | LV_3427-64_0_6_line_139 |  | 131 | 139 | 0.033392 | 0.125 | 0.08 | 261 | 0 | 0.364 | 1 | 3 | cs | TRUE
140 | LV_3427-64_0_6_line_140 |  | 132 | 133 | 0.020162 | 0.125 | 0.08 | 261 | 0 | 0.364 | 1 | 1 | cs | TRUE
141 | LV_3427-64_0_6_line_141 |  | 133 | 146 | 0.038083 | 0.125 | 0.08 | 261 | 0 | 0.364 | 1 | 1 | cs | TRUE
142 | LV_3427-64_0_6_line_142 |  | 133 | 135 | 0.003603 | 0.125 | 0.08 | 261 | 0 | 0.364 | 1 | 1 | cs | TRUE
143 | LV_3427-64_0_6_line_143 |  | 135 | 148 | 0.016466 | 0.125 | 0.08 | 261 | 0 | 0.364 | 1 | 1 | cs | TRUE
144 | LV_3427-64_0_6_line_144 |  | 136 | 160 | 0.024243 | 0.125 | 0.08 | 261 | 0 | 0.364 | 1 | 1 | cs | TRUE
145 | LV_3427-64_0_6_line_145 |  | 137 | 142 | 0.023826 | 0.125 | 0.08 | 261 | 0 | 0.364 | 1 | 3 | cs | TRUE
146 | LV_3427-64_0_6_line_146 |  | 138 | 162 | 0.025683 | 0.125 | 0.08 | 261 | 0 | 0.364 | 1 | 1 | cs | TRUE
147 | LV_3427-64_0_6_line_147 |  | 139 | 142 | 0.00093767 | 0.125 | 0.08 | 261 | 0 | 0.364 | 1 | 3 | cs | TRUE
148 | LV_3427-64_0_6_line_148 |  | 140 | 141 | 0.01465 | 0.125 | 0.08 | 261 | 0 | 0.364 | 1 | 1 | cs | TRUE
149 | LV_3427-64_0_6_line_149 |  | 141 | 160 | 0.035594 | 0.125 | 0.08 | 261 | 0 | 0.364 | 1 | 1 | cs | TRUE
150 | LV_3427-64_0_6_line_150 |  | 143 | 144 | 0.014128 | 0.125 | 0.08 | 261 | 0 | 0.364 | 1 | 1 | cs | TRUE
151 | LV_3427-64_0_6_line_151 |  | 143 | 145 | 0.012061 | 0.125 | 0.08 | 261 | 0 | 0.364 | 1 | 1 | cs | TRUE
152 | LV_3427-64_0_6_line_152 |  | 146 | 147 | 0.00077048 | 0.125 | 0.08 | 261 | 0 | 0.364 | 1 | 1 | cs | TRUE
153 | LV_3427-64_0_6_line_153 |  | 148 | 149 | 0.0071862 | 0.125 | 0.08 | 261 | 0 | 0.364 | 1 | 1 | cs | TRUE
154 | LV_3427-64_0_6_line_154 |  | 148 | 150 | 0.0359 | 0.125 | 0.08 | 261 | 0 | 0.364 | 1 | 1 | cs | TRUE
155 | LV_3427-64_0_6_line_155 |  | 149 | 151 | 0.020158 | 0.125 | 0.08 | 261 | 0 | 0.364 | 1 | 1 | cs | TRUE
156 | LV_3427-64_0_6_line_156 |  | 150 | 152 | 0.030738 | 0.125 | 0.08 | 261 | 0 | 0.364 | 1 | 1 | cs | TRUE
157 | LV_3427-64_0_6_line_157 |  | 151 | 161 | 0.02036 | 0.125 | 0.08 | 261 | 0 | 0.364 | 1 | 1 | cs | TRUE
158 | LV_3427-64_0_6_line_158 |  | 153 | 154 | 0.0065418 | 0.125 | 0.08 | 261 | 0 | 0.364 | 1 | 1 | cs | TRUE
159 | LV_3427-64_0_6_line_159 |  | 154 | 155 | 0.0036728 | 0.125 | 0.08 | 261 | 0 | 0.364 | 1 | 1 | cs | TRUE
160 | LV_3427-64_0_6_line_160 |  | 155 | 156 | 0.0071037 | 0.125 | 0.08 | 261 | 0 | 0.364 | 1 | 1 | cs | TRUE
161 | LV_3427-64_0_6_line_161 |  | 156 | 157 | 0.0071752 | 0.125 | 0.08 | 261 | 0 | 0.364 | 1 | 1 | cs | TRUE
162 | LV_3427-64_0_6_line_162 |  | 157 | 169 | 0.015736 | 0.125 | 0.08 | 261 | 0 | 0.364 | 1 | 1 | cs | TRUE
163 | LV_3427-64_0_6_line_163 |  | 158 | 159 | 0.0070701 | 0.125 | 0.08 | 261 | 0 | 0.364 | 1 | 3 | cs | TRUE
164 | LV_3427-64_0_6_line_164 |  | 162 | 163 | 6.3976e-05 | 0.125 | 0.08 | 261 | 0 | 0.364 | 1 | 1 | cs | TRUE
165 | LV_3427-64_0_6_line_165 |  | 163 | 164 | 0.0012876 | 0.125 | 0.08 | 261 | 0 | 0.364 | 1 | 1 | cs | TRUE
166 | LV_3427-64_0_6_line_166 |  | 164 | 165 | 0.024414 | 0.125 | 0.08 | 261 | 0 | 0.364 | 1 | 1 | cs | TRUE
167 | LV_3427-64_0_6_line_167 |  | 165 | 166 | 0.00026315 | 0.125 | 0.08 | 261 | 0 | 0.364 | 1 | 1 | cs | TRUE
168 | LV_3427-64_0_6_line_168 |  | 166 | 167 | 9.8278e-05 | 0.125 | 0.08 | 261 | 0 | 0.364 | 1 | 1 | cs | TRUE
169 | LV_3427-64_0_6_line_169 |  | 168 | 169 | 0.0071879 | 0.125 | 0.08 | 261 | 0 | 0.364 | 1 | 1 | cs | TRUE

## trafo
| name | std_type | hv_bus | lv_bus | sn_mva | vn_hv_kv | vn_lv_kv | vk_percent | vkr_percent | pfe_kw | i0_percent | shift_degree | tap_side | tap_neutral | tap_min | tap_max | tap_step_percent | tap_step_degree | tap_pos | tap_phase_shifter | parallel | df | in_service
0 | LV_3427-64_0_6_trafo_89 | 0.63 MVA 20/0.4 kV | 171 | 131 | 0.63 | 20 | 0.4 | 6 | 1.206 | 1.65 | 0.2619 | 150 | hv | 0 | -2 | 2 | 2.5 | 0 | 0 | FALSE | 1 | 1 | TRUE

## line_geodata
| x0 | y0 | x1 | y1 | x2 | y2 | x3 | y3 | x4 | y4 | x5 | y5 | x6 | y6 | x7 | y7 | x8 | y8 | x9 | y9 | x10 | y10 | x11 | y11 | x12 | y12 | x13 | y13 | x14 | y14 | x15 | y15 | x16 | y16 | x17 | y17 | x18 | y18 | x19 | y19 | x20 | y20 | x21 | y21 | x22 | y22 | x23 | y23 | x24 | y24 | x25 | y25 | x26 | y26 | x27 | y27 | x28 | y28 | x29 | y29 | x30 | y30 | x31 | y31 | x32 | y32 | x33 | y33 | x34 | y34
0 | 2721826.3512 | 1258560.9075 | 2721830.6227 | 1258560.3839 | 2721834.4369 | 1258560.8294
1 | 2721842.2305 | 1258567.6069 | 2721838.4266 | 1258563.0024 | 2721836.5826 | 1258561.73 | 2721834.4369 | 1258560.8294 | 2721834.4369 | 1258560.8294
2 | 2721842.2305 | 1258567.6069 | 2721854.6338 | 1258563.6699
3 | 2721854.6338 | 1258563.6699 | 2721855.5678 | 1258568.1153
4 | 2721854.6338 | 1258563.6699 | 2721875.3128 | 1258556.6562 | 2721880.1654 | 1258555.0647
5 | 2721662.756 | 1258727.6003 | 2721655.3899 | 1258725.3358
6 | 2721662.756 | 1258727.6003 | 2721664.1138 | 1258723.5469 | 2721665.5219 | 1258719.2499
7 | 2721662.756 | 1258727.6003 | 2721675.1407 | 1258732.495
8 | 2721655.3899 | 1258725.3358 | 2721653.926 | 1258732.5551
9 | 2721665.5219 | 1258719.2499 | 2721674.1948 | 1258722.4543
10 | 2721665.5219 | 1258719.2499 | 2721663.5018 | 1258718.4743 | 2721661.7366 | 1258717.4038 | 2721660.3584 | 1258715.8518 | 2721659.3957 | 1258713.897 | 2721658.9825 | 1258711.6198
11 | 2721686.2957 | 1258736.9036 | 2721675.1407 | 1258732.495
12 | 2721702.8459 | 1258634.0422 | 2721700.0445 | 1258637.888
13 | 2721702.8459 | 1258634.0422 | 2721713.065 | 1258639.9384
14 | 2721700.0445 | 1258637.888 | 2721698.3165 | 1258637.5744 | 2721695.9233 | 1258637.7031 | 2721693.7607 | 1258638.3592 | 2721691.8108 | 1258639.6647 | 2721690.12 | 1258641.2091 | 2721686.0883 | 1258646.9423 | 2721684.7148 | 1258649.4801
15 | 2721713.065 | 1258639.9384 | 2721723.7726 | 1258646.1165 | 2721731.5953 | 1258650.5927
16 | 2721684.0009 | 1258726.1763 | 2721678.08 | 1258723.8899 | 2721674.1948 | 1258722.4543
17 | 2721658.9825 | 1258711.6198 | 2721659.4698 | 1258709.1944 | 2721665.0267 | 1258695.6022
18 | 2721667.5767 | 1258689.3651 | 2721665.0267 | 1258695.6022
19 | 2721686.2957 | 1258736.9036 | 2721680.0655 | 1258752.7339
20 | 2721686.2957 | 1258736.9036 | 2721695.396 | 1258741.4348
21 | 2721680.0655 | 1258752.7339 | 2721676.3046 | 1258762.2881
22 | 2721695.396 | 1258741.4348 | 2721704.3745 | 1258745.9054 | 2721715.786 | 1258752.118
23 | 2721781.8777 | 1258591.4748 | 2721780.0607 | 1258592.0568
24 | 2721781.8777 | 1258591.4748 | 2721799.6389 | 1258585.9066
25 | 2721834.2327 | 1258575.0612 | 2721799.6389 | 1258585.9066
26 | 2722041.2028 | 1258793.4164 | 2722042.3867 | 1258790.8608 | 2722039.9019 | 1258789.5862 | 2722037.5331 | 1258788.5365
27 | 2722037.5331 | 1258788.5365 | 2722043.7323 | 1258775.7197 | 2722043.64 | 1258765.5755 | 2722046.5368 | 1258765.5241 | 2722046.4941 | 1258757.7768
28 | 2722041.2028 | 1258793.4164 | 2722031.9419 | 1258789.8213
29 | 2722010.6879 | 1258781.958 | 2722023.4731 | 1258786.5337 | 2722031.9419 | 1258789.8213
30 | 2721789.5308 | 1258802.0622 | 2721797.7889 | 1258807.5654
31 | 2721789.5308 | 1258802.0622 | 2721792.2107 | 1258798.6254 | 2721794.9957 | 1258794.846
32 | 2721789.5308 | 1258802.0622 | 2721774.6529 | 1258791.5636
33 | 2721816.8479 | 1258818.1083 | 2721815.2908 | 1258817.4058 | 2721805.7896 | 1258812.2724 | 2721798.2787 | 1258807.8918 | 2721797.7889 | 1258807.5654
34 | 2721794.9957 | 1258794.846 | 2721788.7986 | 1258790.3812 | 2721789.52 | 1258789.0393 | 2721790.9149 | 1258789.7798 | 2721793.5258 | 1258791.157 | 2721794.3309 | 1258791.6073 | 2721794.8965 | 1258790.5068 | 2721796.1374 | 1258788.108 | 2721797.7867 | 1258784.9169 | 2721798.58 | 1258783.3764 | 2721799.8134 | 1258780.9774 | 2721800.5594 | 1258779.5359 | 2721801.7532 | 1258777.2251
35 | 2721794.9957 | 1258794.846 | 2721815.4499 | 1258807.1222 | 2721832.3563 | 1258815.5443 | 2721848.7133 | 1258821.1745
36 | 2721794.9957 | 1258794.846 | 2721788.7986 | 1258790.3812 | 2721785.6144 | 1258787.1796 | 2721780.7977 | 1258781.9648 | 2721767.3644 | 1258772.2242 | 2721762.8237 | 1258769.3505
37 | 2721774.6529 | 1258791.5636 | 2721755.0467 | 1258777.7284
38 | 2721762.8237 | 1258769.3505 | 2721760.0604 | 1258768.0481 | 2721754.4566 | 1258765.5306 | 2721748.3994 | 1258761.9584 | 2721730.7511 | 1258750.0446
39 | 2721704.6633 | 1258735.9063 | 2721711.298 | 1258739.2642 | 2721730.1329 | 1258749.6273 | 2721730.7511 | 1258750.0446
40 | 2721863.4301 | 1258835.0234 | 2721838.8032 | 1258827.2763 | 2721836.3524 | 1258826.2979
41 | 2721863.4301 | 1258835.0234 | 2721860.1343 | 1258849.9264
42 | 2721863.4301 | 1258835.0234 | 2721874.8262 | 1258838.5699
43 | 2721836.1116 | 1258826.2018 | 2721836.3524 | 1258826.2979
44 | 2721857.4761 | 1258861.9468 | 2721860.1343 | 1258849.9264
45 | 2721939.7667 | 1258863.2711 | 2721938.4969 | 1258862.5271 | 2721916.5131 | 1258852.4098 | 2721894.0078 | 1258844.5393 | 2721874.8262 | 1258838.5699
46 | 2721801.7532 | 1258777.2251 | 2721803.6815 | 1258778.0655 | 2721804.4504 | 1258776.2464 | 2721805.6632 | 1258773.38 | 2721805.9962 | 1258772.5861 | 2721806.741 | 1258770.8444 | 2721807.074 | 1258770.0505 | 2721807.5496 | 1258768.926 | 2721809.4206 | 1258764.4939 | 2721814.7452 | 1258752.7532
47 | 2721862.8714 | 1258826.0479 | 2721848.7133 | 1258821.1745
48 | 2721855.5678 | 1258568.1153 | 2721857.5588 | 1258577.6202 | 2721860.9822 | 1258590.0657
49 | 2721855.5678 | 1258568.1153 | 2721837.6649 | 1258573.9852 | 2721834.2327 | 1258575.0612
50 | 2721855.5678 | 1258568.1153 | 2721897.6588 | 1258554.34
51 | 2721917.8634 | 1258542.701 | 2721880.1654 | 1258555.0647
52 | 2721975.5001 | 1258427.0614 | 2721972.1631 | 1258428.3382 | 2721968.1345 | 1258429.1448 | 2721965.0719 | 1258429.5487 | 2721962.4832 | 1258429.651 | 2721960.0262 | 1258429.5781 | 2721954.666 | 1258428.767 | 2721948.443 | 1258428.1048 | 2721946.8666 | 1258428.1168 | 2721945.2838 | 1258428.44 | 2721942.909 | 1258429.5032 | 2721939.9774 | 1258430.1433 | 2721937.4087 | 1258430.3684 | 2721932.9338 | 1258430.1427
53 | 2721975.5001 | 1258427.0614 | 2721982.0186 | 1258431.6776 | 2721991.5146 | 1258444.3956 | 2721992.2698 | 1258445.0785 | 2721993.2611 | 1258445.2768 | 2721994.2795 | 1258444.8975 | 2721994.9159 | 1258444.021 | 2721999.7459 | 1258433.9783 | 2722001.206 | 1258431.5618 | 2722002.5189 | 1258430.0654 | 2722004.0999 | 1258428.7301 | 2722005.9699 | 1258427.6455 | 2722007.6112 | 1258427.0455 | 2722009.586 | 1258426.7303 | 2722042.9597 | 1258426.5627 | 2722048.8748 | 1258429.7207 | 2722048.8765 | 1258431.0998 | 2722048.8615 | 1258439.8627 | 2722048.8617 | 1258442.7764 | 2722044.7401 | 1258446.6282 | 2722029.1975 | 1258446.6299 | 2722029.5208 | 1258483.2244 | 2722029.6247 | 1258490.9778 | 2722029.266 | 1258492.6497 | 2722028.6811 | 1258493.9499 | 2722027.9475 | 1258495.1469 | 2722026.7911 | 1258496.3686 | 2722025.1322 | 1258497.4576 | 2722023.5293 | 1258498.392 | 2722023.0859 | 1258499.0501 | 2722023.2359 | 1258499.8205 | 2722024.1144 | 1258502.1963 | 2722024.5931 | 1258503.4851 | 2722025.8041 | 1258506.9242 | 2722027.3219 | 1258511.2148
54 | 2722027.3219 | 1258511.2148 | 2722004.5835 | 1258518.8142
55 | 2722006.2163 | 1258497.9458 | 2722008.6284 | 1258498.7296 | 2722010.8667 | 1258499.899 | 2722011.7263 | 1258501.7294 | 2722012.52 | 1258504.9264 | 2722012.8466 | 1258505.9117 | 2722024.1144 | 1258502.1963 | 2722024.5931 | 1258503.4851 | 2722025.8041 | 1258506.9242 | 2722027.3219 | 1258511.2148
56 | 2721892.984 | 1258440.5623 | 2721885.2396 | 1258440.9031 | 2721879.7217 | 1258441.1564 | 2721876.664 | 1258442.0609 | 2721871.3699 | 1258443.164 | 2721868.4423 | 1258443.9711 | 2721857.2179 | 1258447.4097 | 2721849.7639 | 1258450.7672
57 | 2721907.1245 | 1258451.1406 | 2721905.4646 | 1258450.0833 | 2721903.6532 | 1258449.4232 | 2721896.127 | 1258449.4237 | 2721895.0411 | 1258449.0566 | 2721894.1202 | 1258448.3704 | 2721893.4525 | 1258447.4669 | 2721893.0901 | 1258446.3919 | 2721892.984 | 1258440.5623
58 | 2722081.0424 | 1258695.0958 | 2722078.0978 | 1258690.5199 | 2722073.3188 | 1258682.025 | 2722069.0352 | 1258673.2734 | 2722065.2692 | 1258664.2878 | 2722061.8803 | 1258654.9318
59 | 2722081.0424 | 1258695.0958 | 2722076.7696 | 1258697.8768 | 2722072.0862 | 1258698.7367
60 | 2722061.8803 | 1258654.9318 | 2722060.4042 | 1258653.0108 | 2722058.4815 | 1258651.5365 | 2722056.2086 | 1258650.5888 | 2722053.7641 | 1258650.2826 | 2722038.5921 | 1258652.7643
61 | 2722063.3244 | 1258644.5191 | 2722065.9131 | 1258654.6481 | 2722061.8803 | 1258654.9318
62 | 2722072.0862 | 1258698.7367 | 2722056.2322 | 1258701.6477
63 | 2722063.3244 | 1258644.5191 | 2722078.8067 | 1258642.3031 | 2722082.1198 | 1258641.9394
64 | 2722063.3244 | 1258644.5191 | 2722061.3611 | 1258630.7665
65 | 2722063.7336 | 1258609.3521 | 2722062.028 | 1258614.5326 | 2722061.0501 | 1258619.8949 | 2722061.3611 | 1258630.7665
66 | 2722014.61 | 1258656.687 | 2722038.5921 | 1258652.7643
67 | 2721675.4142 | 1258670.1945 | 2721681.3143 | 1258655.7631 | 2721684.7148 | 1258649.4801
68 | 2721745.2583 | 1258657.4017 | 2721740.8449 | 1258655.6649 | 2721736.756 | 1258653.5456 | 2721731.5953 | 1258650.5927
69 | 2721684.0009 | 1258726.1763 | 2721690.0653 | 1258728.5181
70 | 2721667.5767 | 1258689.3651 | 2721670.1645 | 1258683.0354
71 | 2721964.1448 | 1258739.551 | 2721965.3661 | 1258742.1635 | 2721969.3992 | 1258748.8081 | 2721974.1207 | 1258754.9775 | 2721979.4496 | 1258760.5811 | 2721985.3563 | 1258765.5962 | 2721991.7593 | 1258769.9431 | 2721994.6306 | 1258771.4729
72 | 2721958.7811 | 1258724.3344 | 2721959.562 | 1258727.7868 | 2721962.08 | 1258735.1341 | 2721964.1448 | 1258739.551
73 | 2722010.588 | 1258781.9223 | 2722010.6879 | 1258781.958
74 | 2721836.1116 | 1258826.2018 | 2721824.615 | 1258821.6125 | 2721816.8479 | 1258818.1083
75 | 2721696.3735 | 1258731.7108 | 2721704.6633 | 1258735.9063
76 | 2721991.1853 | 1258888.4839 | 2721988.2781 | 1258885.6845 | 2721978.3891 | 1258877.4778
77 | 2721956.9675 | 1258861.7972 | 2721971.1004 | 1258871.429 | 2721978.3891 | 1258877.4778
78 | 2721913.9414 | 1258842.1721 | 2721905.471 | 1258838.9927 | 2721864.3511 | 1258826.5572 | 2721862.8714 | 1258826.0479
79 | 2721867.6225 | 1258616.1167 | 2721865.1318 | 1258606.079 | 2721864.1283 | 1258603.912 | 2721861.1367 | 1258590.6276 | 2721860.9822 | 1258590.0657
80 | 2721897.6588 | 1258554.34 | 2721924.7581 | 1258545.4711
81 | 2721917.8634 | 1258542.701 | 2721919.8112 | 1258542.0622
82 | 2721869.9265 | 1258664.329 | 2721869.8526 | 1258625.104 | 2721867.6225 | 1258616.1167
83 | 2721924.7581 | 1258545.4711 | 2721927.8772 | 1258544.4503 | 2721942.734 | 1258539.485
84 | 2722006.2163 | 1258497.9458 | 2722001.9864 | 1258497.1802 | 2721989.3359 | 1258496.6412 | 2721981.6481 | 1258496.0711 | 2721974.0386 | 1258494.9911 | 2721964.7853 | 1258493.1766 | 2721952.9154 | 1258489.8847 | 2721941.5411 | 1258485.9691 | 2721935.7491 | 1258483.4253 | 2721930.5796 | 1258480.6831 | 2721926.0161 | 1258477.4418
85 | 2721924.8559 | 1258476.4482 | 2721926.0161 | 1258477.4418 | 2721926.0161 | 1258477.4418
86 | 2721977.7705 | 1258527.7754 | 2722004.5835 | 1258518.8142
87 | 2721921.5281 | 1258473.5983 | 2721924.8559 | 1258476.4482
88 | 2721977.7705 | 1258527.7754 | 2721958.4884 | 1258534.2197
89 | 2721907.1245 | 1258451.1406 | 2721908.0285 | 1258453.0165 | 2721910.6242 | 1258458.4302 | 2721914.055 | 1258464.3061 | 2721916.2451 | 1258467.2706
90 | 2721916.2451 | 1258467.2706 | 2721917.4005 | 1258468.8345 | 2721918.4237 | 1258470.1021
91 | 2721918.4237 | 1258470.1021 | 2721920.6139 | 1258472.8153 | 2721920.6139 | 1258472.8153
92 | 2721920.6139 | 1258472.8153 | 2721921.5281 | 1258473.5983
93 | 2721881.1955 | 1258664.1943 | 2721869.9265 | 1258664.329
94 | 2721869.9265 | 1258664.329 | 2721848.3618 | 1258664.6106
95 | 2721946.1466 | 1258538.3444 | 2721942.734 | 1258539.485
96 | 2722063.7336 | 1258609.3521 | 2722058.3705 | 1258607.2285 | 2722055.9482 | 1258606.578 | 2722052.5854 | 1258606.1861 | 2722046.6412 | 1258606.6417 | 2722044.8524 | 1258606.7246
97 | 2722020.8445 | 1258606.9434 | 2722039.0023 | 1258606.9956 | 2722044.8524 | 1258606.7246
98 | 2722078.5153 | 1258591.3967 | 2722073.8483 | 1258595.0036 | 2722069.7635 | 1258599.2676 | 2722066.3687 | 1258604.0796 | 2722063.7336 | 1258609.3521
99 | 2722067.298 | 1258556.5013 | 2722078.5153 | 1258591.3967
100 | 2721999.9567 | 1258654.7558 | 2722024.5829 | 1258650.7776
101 | 2721999.9567 | 1258654.7558 | 2721987.1669 | 1258656.8219
102 | 2721788.9363 | 1258664.8967 | 2721792.5506 | 1258664.9591 | 2721810.5033 | 1258664.9121
103 | 2721835.1138 | 1258664.7835 | 2721828.9604 | 1258664.8639 | 2721810.5033 | 1258664.9121
104 | 2721835.1138 | 1258664.7835 | 2721848.3618 | 1258664.6106
105 | 2721749.9209 | 1258659.1213 | 2721745.2583 | 1258657.4017
106 | 2721749.9209 | 1258659.1213 | 2721753.2711 | 1258654.6307 | 2721757.5565 | 1258654.5299 | 2721762.9162 | 1258652.0602 | 2721766.8567 | 1258646.8107
107 | 2721745.2583 | 1258657.4017 | 2721743.8041 | 1258661.0083 | 2721743.6307 | 1258661.3717
108 | 2721766.8567 | 1258646.8107 | 2721772.5249 | 1258639.2598
109 | 2721756.3306 | 1258665.3587 | 2721748.9061 | 1258663.3597 | 2721743.6307 | 1258661.3717
110 | 2721743.6307 | 1258661.3717 | 2721742.1568 | 1258664.4663 | 2721736.4117 | 1258674.8661
111 | 2721775.4694 | 1258635.3371 | 2721772.5249 | 1258639.2598
112 | 2721756.3306 | 1258665.3587 | 2721756.2925 | 1258667.5709 | 2721759.891 | 1258672.9942 | 2721762.5417 | 1258676.5786
113 | 2721756.3306 | 1258665.3587 | 2721763.8699 | 1258666.904 | 2721771.5696 | 1258667.9856 | 2721772.6252 | 1258668.0679
114 | 2721736.4117 | 1258674.8661 | 2721730.901 | 1258684.8416 | 2721730.3653 | 1258686.3208 | 2721730.2499 | 1258687.8976 | 2721730.2499 | 1258687.8976
115 | 2721881.1955 | 1258664.1943 | 2721887.8418 | 1258664.1573
116 | 2721881.1955 | 1258664.1943 | 2721881.3026 | 1258668.1444
117 | 2721779.2404 | 1258686.2441 | 2721763.7575 | 1258678.2228 | 2721762.5417 | 1258676.5786
118 | 2721772.6252 | 1258668.0679 | 2721779.3168 | 1258668.59 | 2721810.8063 | 1258668.4524
119 | 2721730.2499 | 1258687.8976 | 2721730.5575 | 1258689.4386 | 2721731.3336 | 1258690.9337 | 2721732.5076 | 1258692.1478 | 2721733.9836 | 1258692.9789 | 2721742.287 | 1258697.6041
120 | 2721946.1466 | 1258538.3444 | 2721958.3784 | 1258534.2564
121 | 2721958.4884 | 1258534.2197 | 2721958.3784 | 1258534.2564
122 | 2721670.1645 | 1258683.0354 | 2721675.4142 | 1258670.1945
123 | 2722043.7205 | 1258703.945 | 2722056.2322 | 1258701.6477
124 | 2721974.6009 | 1258658.8519 | 2721987.1669 | 1258656.8219
125 | 2721946.7895 | 1258663.3446 | 2721974.6009 | 1258658.8519
126 | 2721946.7895 | 1258663.3446 | 2721947.2636 | 1258667.0466
127 | 2721946.7895 | 1258663.3446 | 2721927.4949 | 1258663.9365 | 2721918.9912 | 1258663.9839
128 | 2721947.2636 | 1258667.0466 | 2721939.8448 | 1258667.7054 | 2721932.4502 | 1258667.9199 | 2721927.3602 | 1258667.9422
129 | 2721947.2636 | 1258667.0466 | 2721955.9591 | 1258666.2806
130 | 2721947.2636 | 1258667.0466 | 2721951.2967 | 1258698.5574 | 2721951.3383 | 1258698.8364
131 | 2721887.8418 | 1258664.1573 | 2721918.9912 | 1258663.9839
132 | 2722014.61 | 1258656.687 | 2721992.1057 | 1258660.3681
133 | 2721955.9591 | 1258666.2806 | 2721965.463 | 1258664.726
134 | 2721954.299 | 1258718.7235 | 2721951.3383 | 1258698.8364
135 | 2721965.463 | 1258664.726 | 2721992.1057 | 1258660.3681
136 | 2721955.2443 | 1258725.0732 | 2721954.299 | 1258718.7235
137 | 2721881.3026 | 1258668.1444 | 2721881.5471 | 1258677.1351 | 2721881.0616 | 1258679.8386 | 2721880.0176 | 1258682.197 | 2721878.2052 | 1258684.5173
138 | 2721881.3026 | 1258668.1444 | 2721868.9616 | 1258668.1983
139 | 2721868.9616 | 1258668.1983 | 2721835.5698 | 1258668.3442
140 | 2721958.7811 | 1258724.3344 | 2721957.8557 | 1258720.2117 | 2721955.7796 | 1258704.4107
141 | 2721958.7811 | 1258724.3344 | 2721996.0476 | 1258716.4918
142 | 2721955.2443 | 1258725.0732 | 2721958.7811 | 1258724.3344
143 | 2721955.2443 | 1258725.0732 | 2721957.6382 | 1258732.9517 | 2721960.8525 | 1258740.5358
144 | 2721800.8268 | 1258697.2723 | 2721797.6021 | 1258695.7568 | 2721779.2404 | 1258686.2441
145 | 2721834.6321 | 1258668.3483 | 2721810.8063 | 1258668.4524
146 | 2721764.7236 | 1258710.1021 | 2721742.287 | 1258697.6041
147 | 2721834.6321 | 1258668.3483 | 2721835.5698 | 1258668.3442
148 | 2721833.0408 | 1258712.412 | 2721833.3569 | 1258711.7068 | 2721843.2654 | 1258701.9914
149 | 2721833.0408 | 1258712.412 | 2721800.8268 | 1258697.2723
150 | 2722043.7205 | 1258703.945 | 2722040.2907 | 1258706.0762 | 2722037.4865 | 1258710.4111 | 2722038.0639 | 1258715.3162
151 | 2722043.7205 | 1258703.945 | 2722039.0105 | 1258702.3354 | 2722036.5551 | 1258698.17 | 2722036.034 | 1258695.9827
152 | 2721996.8016 | 1258716.3331 | 2721996.0476 | 1258716.4918
153 | 2721960.8525 | 1258740.5358 | 2721958.0302 | 1258746.8498 | 2721957.9608 | 1258747.1108
154 | 2721960.8525 | 1258740.5358 | 2721964.8362 | 1258747.7464 | 2721969.5607 | 1258754.5053 | 2721974.9672 | 1258760.7333 | 2721981.3158 | 1258766.6249 | 2721983.33 | 1258768.1181
155 | 2721952.7757 | 1258766.5906 | 2721957.9608 | 1258747.1108
156 | 2722010.588 | 1258781.9223 | 2722004.1828 | 1258779.6299 | 2721995.7708 | 1258776.1646 | 2721988.2751 | 1258771.784 | 2721983.33 | 1258768.1181
157 | 2721952.7757 | 1258766.5906 | 2721947.5385 | 1258786.266
158 | 2721956.9675 | 1258861.7972 | 2721951.5617 | 1258858.113
159 | 2721948.2172 | 1258856.6004 | 2721951.4465 | 1258858.0344 | 2721951.5617 | 1258858.113
160 | 2721941.7249 | 1258853.7174 | 2721948.2172 | 1258856.6004
161 | 2721941.7249 | 1258853.7174 | 2721935.1672 | 1258850.8053
162 | 2721935.1672 | 1258850.8053 | 2721925.4727 | 1258846.5002 | 2721920.6709 | 1258844.6979
163 | 2721690.0653 | 1258728.5181 | 2721690.0653 | 1258728.5181 | 2721696.3735 | 1258731.7108
164 | 2721764.7236 | 1258710.1021 | 2721764.7795 | 1258710.1332
165 | 2721764.7795 | 1258710.1332 | 2721765.9044 | 1258710.7598
166 | 2721787.233 | 1258722.6406 | 2721765.9044 | 1258710.7598
167 | 2721787.233 | 1258722.6406 | 2721787.4629 | 1258722.7687
168 | 2721787.4629 | 1258722.7687 | 2721787.5488 | 1258722.8165
169 | 2721913.9414 | 1258842.1721 | 2721920.6709 | 1258844.6979

## bus_geodata
| x | y | coords
0 | 2721826.3512 | 1258560.9075
1 | 2721834.4369 | 1258560.8294
2 | 2721842.2305 | 1258567.6069
3 | 2721854.6338 | 1258563.6699
4 | 2721662.756 | 1258727.6003
5 | 2721655.3899 | 1258725.3358
6 | 2721665.5219 | 1258719.2499
7 | 2721675.1407 | 1258732.495
8 | 2721702.8459 | 1258634.0422
9 | 2721700.0445 | 1258637.888
10 | 2721713.065 | 1258639.9384
11 | 2721674.1948 | 1258722.4543
12 | 2721658.9825 | 1258711.6198
13 | 2721665.0267 | 1258695.6022
14 | 2721686.2957 | 1258736.9036
15 | 2721680.0655 | 1258752.7339
16 | 2721695.396 | 1258741.4348
17 | 2721653.926 | 1258732.5551
18 | 2721781.8777 | 1258591.4748
19 | 2721780.0607 | 1258592.0568
20 | 2721799.6389 | 1258585.9066
21 | 2722037.5331 | 1258788.5365
22 | 2722041.2028 | 1258793.4164
23 | 2722046.4941 | 1258757.7768
24 | 2722031.9419 | 1258789.8213
25 | 2721789.5308 | 1258802.0622
26 | 2721797.7889 | 1258807.5654
27 | 2721794.9957 | 1258794.846
28 | 2721774.6529 | 1258791.5636
29 | 2721762.8237 | 1258769.3505
30 | 2721730.7511 | 1258750.0446
31 | 2721863.4301 | 1258835.0234
32 | 2721836.3524 | 1258826.2979
33 | 2721860.1343 | 1258849.9264
34 | 2721874.8262 | 1258838.5699
35 | 2721801.7532 | 1258777.2251
36 | 2721848.7133 | 1258821.1745
37 | 2721855.5678 | 1258568.1153
38 | 2721880.1654 | 1258555.0647
39 | 2721975.5001 | 1258427.0614
40 | 2721932.9338 | 1258430.1427
41 | 2722027.3219 | 1258511.2148
42 | 2721849.7639 | 1258450.7672
43 | 2721892.984 | 1258440.5623
44 | 2722081.0424 | 1258695.0958
45 | 2722061.8803 | 1258654.9318
46 | 2722072.0862 | 1258698.7367
47 | 2722063.3244 | 1258644.5191
48 | 2722082.1198 | 1258641.9394
49 | 2722061.3611 | 1258630.7665
50 | 2722038.5921 | 1258652.7643
51 | 2721684.7148 | 1258649.4801
52 | 2721731.5953 | 1258650.5927
53 | 2721684.0009 | 1258726.1763
54 | 2721667.5767 | 1258689.3651
55 | 2721676.3046 | 1258762.2881
56 | 2721715.786 | 1258752.118
57 | 2721834.2327 | 1258575.0612
58 | 2721994.6306 | 1258771.4729
59 | 2721964.1448 | 1258739.551
60 | 2722010.6879 | 1258781.958
61 | 2721816.8479 | 1258818.1083
62 | 2721755.0467 | 1258777.7284
63 | 2721814.7452 | 1258752.7532
64 | 2721704.6633 | 1258735.9063
65 | 2721836.1116 | 1258826.2018
66 | 2721857.4761 | 1258861.9468
67 | 2721939.7667 | 1258863.2711
68 | 2721991.1853 | 1258888.4839
69 | 2721978.3891 | 1258877.4778
70 | 2721862.8714 | 1258826.0479
71 | 2721860.9822 | 1258590.0657
72 | 2721897.6588 | 1258554.34
73 | 2721917.8634 | 1258542.701
74 | 2721867.6225 | 1258616.1167
75 | 2721924.7581 | 1258545.4711
76 | 2721919.8112 | 1258542.0622
77 | 2722006.2163 | 1258497.9458
78 | 2721926.0161 | 1258477.4418
79 | 2722004.5835 | 1258518.8142
80 | 2721924.8559 | 1258476.4482
81 | 2721977.7705 | 1258527.7754
82 | 2721907.1245 | 1258451.1406
83 | 2721916.2451 | 1258467.2706
84 | 2721918.4237 | 1258470.1021
85 | 2721920.6139 | 1258472.8153
86 | 2721869.9265 | 1258664.329
87 | 2721942.734 | 1258539.485
88 | 2722044.8524 | 1258606.7246
89 | 2722063.7336 | 1258609.3521
90 | 2722020.8445 | 1258606.9434
91 | 2722078.5153 | 1258591.3967
92 | 2722067.298 | 1258556.5013
93 | 2722024.5829 | 1258650.7776
94 | 2721999.9567 | 1258654.7558
95 | 2721788.9363 | 1258664.8967
96 | 2721810.5033 | 1258664.9121
97 | 2721835.1138 | 1258664.7835
98 | 2721749.9209 | 1258659.1213
99 | 2721745.2583 | 1258657.4017
100 | 2721766.8567 | 1258646.8107
101 | 2721848.3618 | 1258664.6106
102 | 2721743.6307 | 1258661.3717
103 | 2721772.5249 | 1258639.2598
104 | 2721756.3306 | 1258665.3587
105 | 2721736.4117 | 1258674.8661
106 | 2721775.4694 | 1258635.3371
107 | 2721881.1955 | 1258664.1943
108 | 2721762.5417 | 1258676.5786
109 | 2721772.6252 | 1258668.0679
110 | 2721730.2499 | 1258687.8976
111 | 2721946.1466 | 1258538.3444
112 | 2721958.3784 | 1258534.2564
113 | 2721958.4884 | 1258534.2197
114 | 2721675.4142 | 1258670.1945
115 | 2722056.2322 | 1258701.6477
116 | 2721670.1645 | 1258683.0354
117 | 2721987.1669 | 1258656.8219
118 | 2721974.6009 | 1258658.8519
119 | 2721946.7895 | 1258663.3446
120 | 2721947.2636 | 1258667.0466
121 | 2721918.9912 | 1258663.9839
122 | 2722014.61 | 1258656.687
123 | 2721927.3602 | 1258667.9422
124 | 2721955.9591 | 1258666.2806
125 | 2721951.3383 | 1258698.8364
126 | 2721887.8418 | 1258664.1573
127 | 2721965.463 | 1258664.726
128 | 2721954.299 | 1258718.7235
129 | 2721881.3026 | 1258668.1444
130 | 2721878.2052 | 1258684.5173
131 | 2721868.9616 | 1258668.1983
132 | 2721955.7796 | 1258704.4107
133 | 2721958.7811 | 1258724.3344
134 | 2721992.1057 | 1258660.3681
135 | 2721955.2443 | 1258725.0732
136 | 2721779.2404 | 1258686.2441
137 | 2721810.8063 | 1258668.4524
138 | 2721742.287 | 1258697.6041
139 | 2721835.5698 | 1258668.3442
140 | 2721843.2654 | 1258701.9914
141 | 2721833.0408 | 1258712.412
142 | 2721834.6321 | 1258668.3483
143 | 2722043.7205 | 1258703.945
144 | 2722038.0639 | 1258715.3162
145 | 2722036.034 | 1258695.9827
146 | 2721996.0476 | 1258716.4918
147 | 2721996.8016 | 1258716.3331
148 | 2721960.8525 | 1258740.5358
149 | 2721957.9608 | 1258747.1108
150 | 2721983.33 | 1258768.1181
151 | 2721952.7757 | 1258766.5906
152 | 2722010.588 | 1258781.9223
153 | 2721956.9675 | 1258861.7972
154 | 2721951.5617 | 1258858.113
155 | 2721948.2172 | 1258856.6004
156 | 2721941.7249 | 1258853.7174
157 | 2721935.1672 | 1258850.8053
158 | 2721696.3735 | 1258731.7108
159 | 2721690.0653 | 1258728.5181
160 | 2721800.8268 | 1258697.2723
161 | 2721947.5385 | 1258786.266
162 | 2721764.7236 | 1258710.1021
163 | 2721764.7795 | 1258710.1332
164 | 2721765.9044 | 1258710.7598
165 | 2721787.233 | 1258722.6406
166 | 2721787.4629 | 1258722.7687
167 | 2721787.5488 | 1258722.8165
168 | 2721913.9414 | 1258842.1721
169 | 2721920.6709 | 1258844.6979
170 | 2721921.5281 | 1258473.5983
171 | 2721881.3026 | 1258668.1444

## line_std_types
| c_nf_per_km | r_ohm_per_km | x_ohm_per_km | max_i_ka | type | q_mm2 | alpha | voltage_rating
NAYY 4x50 SE | 210 | 0.642 | 0.083 | 0.142 | cs | 50 | 0.00403 | LV
NAYY 4x120 SE | 264 | 0.225 | 0.08 | 0.242 | cs | 120 | 0.00403 | LV
NAYY 4x150 SE | 261 | 0.208 | 0.08 | 0.27 | cs | 150 | 0.00403 | LV
NA2XS2Y 1x95 RM/25 12/20 kV | 216 | 0.313 | 0.132 | 0.252 | cs | 95 | 0.00403 | MV
NA2XS2Y 1x185 RM/25 12/20 kV | 273 | 0.161 | 0.117 | 0.362 | cs | 185 | 0.00403 | MV
NA2XS2Y 1x240 RM/25 12/20 kV | 304 | 0.122 | 0.112 | 0.421 | cs | 240 | 0.00403 | MV
NA2XS2Y 1x95 RM/25 6/10 kV | 315 | 0.313 | 0.123 | 0.249 | cs | 95 | 0.00403 | MV
NA2XS2Y 1x185 RM/25 6/10 kV | 406 | 0.161 | 0.11 | 0.358 | cs | 185 | 0.00403 | MV
NA2XS2Y 1x240 RM/25 6/10 kV | 456 | 0.122 | 0.105 | 0.416 | cs | 240 | 0.00403 | MV
NA2XS2Y 1x150 RM/25 12/20 kV | 250 | 0.206 | 0.116 | 0.319 | cs | 150 | 0.00403 | MV
NA2XS2Y 1x120 RM/25 12/20 kV | 230 | 0.253 | 0.119 | 0.283 | cs | 120 | 0.00403 | MV
NA2XS2Y 1x70 RM/25 12/20 kV | 190 | 0.443 | 0.132 | 0.22 | cs | 70 | 0.00403 | MV
NA2XS2Y 1x150 RM/25 6/10 kV | 360 | 0.206 | 0.11 | 0.315 | cs | 150 | 0.00403 | MV
NA2XS2Y 1x120 RM/25 6/10 kV | 340 | 0.253 | 0.113 | 0.28 | cs | 120 | 0.00403 | MV
NA2XS2Y 1x70 RM/25 6/10 kV | 280 | 0.443 | 0.123 | 0.217 | cs | 70 | 0.00403 | MV
N2XS(FL)2Y 1x120 RM/35 64/110 kV | 112 | 0.153 | 0.166 | 0.366 | cs | 120 | 0.00393 | HV
N2XS(FL)2Y 1x185 RM/35 64/110 kV | 125 | 0.099 | 0.156 | 0.457 | cs | 185 | 0.00393 | HV
N2XS(FL)2Y 1x240 RM/35 64/110 kV | 135 | 0.075 | 0.149 | 0.526 | cs | 240 | 0.00393 | HV
N2XS(FL)2Y 1x300 RM/35 64/110 kV | 144 | 0.06 | 0.144 | 0.588 | cs | 300 | 0.00393 | HV
15-AL1/3-ST1A 0.4 | 11 | 1.8769 | 0.35 | 0.105 | ol | 16 | 0.00403 | LV
24-AL1/4-ST1A 0.4 | 11.25 | 1.2012 | 0.335 | 0.14 | ol | 24 | 0.00403 | LV
48-AL1/8-ST1A 0.4 | 12.2 | 0.5939 | 0.3 | 0.21 | ol | 48 | 0.00403 | LV
94-AL1/15-ST1A 0.4 | 13.2 | 0.306 | 0.29 | 0.35 | ol | 94 | 0.00403 | LV
34-AL1/6-ST1A 10.0 | 9.7 | 0.8342 | 0.36 | 0.17 | ol | 34 | 0.00403 | MV
48-AL1/8-ST1A 10.0 | 10.1 | 0.5939 | 0.35 | 0.21 | ol | 48 | 0.00403 | MV
70-AL1/11-ST1A 10.0 | 10.4 | 0.4132 | 0.339 | 0.29 | ol | 70 | 0.00403 | MV
94-AL1/15-ST1A 10.0 | 10.75 | 0.306 | 0.33 | 0.35 | ol | 94 | 0.00403 | MV
122-AL1/20-ST1A 10.0 | 11.1 | 0.2376 | 0.323 | 0.41 | ol | 122 | 0.00403 | MV
149-AL1/24-ST1A 10.0 | 11.25 | 0.194 | 0.315 | 0.47 | ol | 149 | 0.00403 | MV
34-AL1/6-ST1A 20.0 | 9.15 | 0.8342 | 0.382 | 0.17 | ol | 34 | 0.00403 | MV
48-AL1/8-ST1A 20.0 | 9.5 | 0.5939 | 0.372 | 0.21 | ol | 48 | 0.00403 | MV
70-AL1/11-ST1A 20.0 | 9.7 | 0.4132 | 0.36 | 0.29 | ol | 70 | 0.00403 | MV
94-AL1/15-ST1A 20.0 | 10 | 0.306 | 0.35 | 0.35 | ol | 94 | 0.00403 | MV
122-AL1/20-ST1A 20.0 | 10.3 | 0.2376 | 0.344 | 0.41 | ol | 122 | 0.00403 | MV
149-AL1/24-ST1A 20.0 | 10.5 | 0.194 | 0.337 | 0.47 | ol | 149 | 0.00403 | MV
184-AL1/30-ST1A 20.0 | 10.75 | 0.1571 | 0.33 | 0.535 | ol | 184 | 0.00403 | MV
243-AL1/39-ST1A 20.0 | 11 | 0.1188 | 0.32 | 0.645 | ol | 243 | 0.00403 | MV
48-AL1/8-ST1A 110.0 | 8 | 0.5939 | 0.46 | 0.21 | ol | 48 | 0.00403 | HV
70-AL1/11-ST1A 110.0 | 8.4 | 0.4132 | 0.45 | 0.29 | ol | 70 | 0.00403 | HV
94-AL1/15-ST1A 110.0 | 8.65 | 0.306 | 0.44 | 0.35 | ol | 94 | 0.00403 | HV
122-AL1/20-ST1A 110.0 | 8.5 | 0.2376 | 0.43 | 0.41 | ol | 122 | 0.00403 | HV
149-AL1/24-ST1A 110.0 | 8.75 | 0.194 | 0.41 | 0.47 | ol | 149 | 0.00403 | HV
184-AL1/30-ST1A 110.0 | 8.8 | 0.1571 | 0.4 | 0.535 | ol | 184 | 0.00403 | HV
243-AL1/39-ST1A 110.0 | 9 | 0.1188 | 0.39 | 0.645 | ol | 243 | 0.00403 | HV
305-AL1/39-ST1A 110.0 | 9.2 | 0.0949 | 0.38 | 0.74 | ol | 305 | 0.00403 | HV
490-AL1/64-ST1A 110.0 | 9.75 | 0.059 | 0.37 | 0.96 | ol | 490 | 0.00403 | HV
679-AL1/86-ST1A 110.0 | 9.95 | 0.042 | 0.36 | 1.15 | ol | 679 | 0.00403 | HV
490-AL1/64-ST1A 220.0 | 10 | 0.059 | 0.285 | 0.96 | ol | 490 | 0.00403 | HV
679-AL1/86-ST1A 220.0 | 11.7 | 0.042 | 0.275 | 1.15 | ol | 679 | 0.00403 | HV
490-AL1/64-ST1A 380.0 | 11 | 0.059 | 0.253 | 0.96 | ol | 490 | 0.00403 | HV
679-AL1/86-ST1A 380.0 | 14.6 | 0.042 | 0.25 | 1.15 | ol | 679 | 0.00403 | HV

## trafo_std_types
| i0_percent | pfe_kw | vkr_percent | sn_mva | vn_lv_kv | vn_hv_kv | vk_percent | shift_degree | vector_group | tap_side | tap_neutral | tap_min | tap_max | tap_step_degree | tap_step_percent | tap_phase_shifter
160 MVA 380/110 kV | 0.06 | 60 | 0.25 | 160 | 110 | 380 | 12.2 | 0 | Yy0 | hv | 0 | -9 | 9 | 0 | 1.5 | FALSE
100 MVA 220/110 kV | 0.06 | 55 | 0.26 | 100 | 110 | 220 | 12 | 0 | Yy0 | hv | 0 | -9 | 9 | 0 | 1.5 | FALSE
63 MVA 110/20 kV | 0.04 | 22 | 0.32 | 63 | 20 | 110 | 18 | 150 | YNd5 | hv | 0 | -9 | 9 | 0 | 1.5 | FALSE
40 MVA 110/20 kV | 0.05 | 18 | 0.34 | 40 | 20 | 110 | 16.2 | 150 | YNd5 | hv | 0 | -9 | 9 | 0 | 1.5 | FALSE
25 MVA 110/20 kV | 0.07 | 14 | 0.41 | 25 | 20 | 110 | 12 | 150 | YNd5 | hv | 0 | -9 | 9 | 0 | 1.5 | FALSE
63 MVA 110/10 kV | 0.04 | 22 | 0.32 | 63 | 10 | 110 | 18 | 150 | YNd5 | hv | 0 | -9 | 9 | 0 | 1.5 | FALSE
40 MVA 110/10 kV | 0.05 | 18 | 0.34 | 40 | 10 | 110 | 16.2 | 150 | YNd5 | hv | 0 | -9 | 9 | 0 | 1.5 | FALSE
25 MVA 110/10 kV | 0.07 | 14 | 0.41 | 25 | 10 | 110 | 12 | 150 | YNd5 | hv | 0 | -9 | 9 | 0 | 1.5 | FALSE
0.25 MVA 20/0.4 kV | 0.32 | 0.8 | 1.44 | 0.25 | 0.4 | 20 | 6 | 150 | Yzn5 | hv | 0 | -2 | 2 | 0 | 2.5 | FALSE
0.4 MVA 20/0.4 kV | 0.3375 | 1.35 | 1.425 | 0.4 | 0.4 | 20 | 6 | 150 | Dyn5 | hv | 0 | -2 | 2 | 0 | 2.5 | FALSE
0.63 MVA 20/0.4 kV | 0.2619 | 1.65 | 1.206 | 0.63 | 0.4 | 20 | 6 | 150 | Dyn5 | hv | 0 | -2 | 2 | 0 | 2.5 | FALSE
0.25 MVA 10/0.4 kV | 0.24 | 0.6 | 1.2 | 0.25 | 0.4 | 10 | 4 | 150 | Dyn5 | hv | 0 | -2 | 2 | 0 | 2.5 | FALSE
0.4 MVA 10/0.4 kV | 0.2375 | 0.95 | 1.325 | 0.4 | 0.4 | 10 | 4 | 150 | Dyn5 | hv | 0 | -2 | 2 | 0 | 2.5 | FALSE
0.63 MVA 10/0.4 kV | 0.1873 | 1.18 | 1.0794 | 0.63 | 0.4 | 10 | 4 | 150 | Dyn5 | hv | 0 | -2 | 2 | 0 | 2.5 | FALSE

## trafo3w_std_types
| sn_hv_mva | sn_mv_mva | sn_lv_mva | vn_hv_kv | vn_mv_kv | vn_lv_kv | vk_hv_percent | vk_mv_percent | vk_lv_percent | vkr_hv_percent | vkr_mv_percent | vkr_lv_percent | pfe_kw | i0_percent | shift_mv_degree | shift_lv_degree | vector_group | tap_side | tap_neutral | tap_min | tap_max | tap_step_percent
63/25/38 MVA 110/20/10 kV | 63 | 25 | 38 | 110 | 20 | 10 | 10.4 | 10.4 | 10.4 | 0.28 | 0.32 | 0.35 | 35 | 0.89 | 0 | 0 | YN0yn0yn0 | hv | 0 | -10 | 10 | 1.2
63/25/38 MVA 110/10/10 kV | 63 | 25 | 38 | 110 | 10 | 10 | 10.4 | 10.4 | 10.4 | 0.28 | 0.32 | 0.35 | 35 | 0.89 | 0 | 0 | YN0yn0yn0 | hv | 0 | -10 | 10 | 1.2

## fuse_std_types
| fuse_type | i_rated_a | t_avg | t_min | t_total | x_avg | x_min | x_total
HV 100A | HV 100A | 100 | 0 | [10.0, 3.64, 0.854, 0.281, 0.1, 0.0531, 0.022, 0.01] | [10.0, 4.267, 1.21, 0.403, 0.1, 0.058, 0.022, 0.01] | 0 | [300.0, 350.0, 450.0, 550.0, 700.0, 850.0, 1200.0, 1752.0] | [600.0, 700.0, 900.0, 1150.0, 1665.0, 2000.0, 3000.0, 4313.0]
HV 10A | HV 10A | 10 | 0 | [10.0, 1675.0, 0.344, 0.156, 0.1, 0.0417, 0.0171, 0.01] | [10.0, 1.3, 0.3, 0.155, 0.1, 0.0555, 0.023, 0.01] | 0 | [30.0, 32.0, 35.0, 37.0, 39.0, 50.0, 70.0, 88.0] | [60.0, 70.0, 80.0, 87.0, 94.0, 110.0, 150.0, 216.0]
HV 125A | HV 125A | 125 | 0 | [10.0, 1.82, 0.344, 0.1, 0.0467, 0.0269, 0.01] | [10.0, 2.478, 0.426, 0.1, 0.0427, 0.0211, 0.01] | 0 | [375.0, 500.0, 700.0, 925.0, 1200.0, 1500.0, 2341.0] | [750.0, 1000.0, 1500.0, 2200.0, 3000.0, 4000.0, 5765.0]
HV 160A | HV 160A | 160 | 0 | [10.0, 4.15, 1.03, 0.198, 0.1, 0.051, 0.0172, 0.01] | [10.0, 2.3, 0.734, 0.274, 0.1, 0.046, 0.0177, 0.01] | 0 | [480.0, 550.0, 700.0, 1000.0, 1260.0, 1600.0, 2500.0, 3227.0] | [960.0, 1300.0, 1700.0, 2200.0, 2996.0, 4000.0, 6000.0, 7946.0]
HV 16A | HV 16A | 16 | 0 | [10.0, 0.352, 0.164, 0.1, 0.0649, 0.0342, 0.01] | [10.0, 2.34, 0.722, 0.181, 0.1, 0.055, 0.0296, 0.01] | 0 | [48.0, 60.0, 65.0, 71.0, 80.0, 100.0, 162.0] | [96.0, 110.0, 125.0, 150.0, 168.0, 200.0, 250.0, 398.0]
HV 200A | HV 200A | 200 | 0 | [10.0, 4.267, 1.21, 0.403, 0.1, 0.058, 0.022, 0.01] | [10.0, 3.73, 1.654, 0.328, 0.1, 0.0531, 0.019, 0.01] | 0 | [600.0, 700.0, 900.0, 1150.0, 1665.0, 2000.0, 3000.0, 4313.0] | [1200.0, 1500.0, 1800.0, 2700.0, 3960.0, 5000.0, 7500.0, 10620.0]
HV 20A | HV 20A | 20 | 0 | [10.0, 1.3, 0.3, 0.155, 0.1, 0.0555, 0.023, 0.01] | [10.0, 1.3, 0.161, 0.1, 0.0611, 0.0399, 0.0141, 0.01] | 0 | [60.0, 70.0, 80.0, 87.0, 94.0, 110.0, 150.0, 216.0] | [120.0, 150.0, 200.0, 223.0, 260.0, 300.0, 450.0, 532.0]
HV 25A | HV 25A | 25 | 0 | [10.0, 2.512, 0.833, 0.299, 0.1, 0.0372, 0.0223, 0.01] | [10.0, 3.125, 0.597, 0.198, 0.1, 0.0378, 0.022, 0.01] | 0 | [75.0, 82.0, 90.0, 100.0, 124.0, 170.0, 200.0, 289.0] | [150.0, 170.0, 210.0, 250.0, 294.0, 400.0, 500.0, 711.0]
HV 31.5A | HV 31.5A | 31.5 | 0 | [10.0, 2.34, 0.722, 0.181, 0.1, 0.055, 0.0296, 0.01] | [10.0, 2.84, 0.368, 0.164, 0.1, 0.0621, 0.0378, 0.0195, 0.01] | 0 | [95.0, 110.0, 125.0, 150.0, 165.0, 200.0, 250.0, 390.0] | [189.0, 220.0, 300.0, 350.0, 393.0, 450.0, 530.0, 700.0, 960.0]
HV 40A | HV 40A | 40 | 0 | [10.0, 1.3, 0.161, 0.1, 0.0611, 0.0399, 0.0141, 0.01] | [10.0, 2.05, 0.369, 0.198, 0.1, 0.051, 0.0298, 0.01] | 0 | [120.0, 150.0, 200.0, 223.0, 260.0, 300.0, 450.0, 532.0] | [240.0, 300.0, 400.0, 450.0, 530.0, 650.0, 800.0, 1311.0]
HV 50A | HV 50A | 50 | 0 | [10.0, 3.215, 0.597, 0.198, 0.1, 0.0378, 0.022, 0.01] | [10.0, 3.64, 0.854, 0.281, 0.1, 0.0531, 0.022, 0.01] | 0 | [150.0, 170.0, 210.0, 250.0, 294.0, 400.0, 500.0, 711.0] | [300.0, 350.0, 450.0, 550.0, 700.0, 850.0, 1200.0, 1752.0]
HV 6.3A | HV 6.3A | 6.3 | 0 | [10.0, 1.39, 0.344, 0.168, 0.1, 0.056, 0.0263, 0.01] | [10.0, 1.711, 0.516, 0.198, 0.1, 0.0634, 0.0303, 0.01] | 0 | [19.0, 19.5, 20.4, 20.8, 22.0, 25.0, 32.0, 48.0] | [38.0, 40.0, 43.0, 48.0, 53.0, 60.0, 75.0, 118.0]
HV 63A | HV 63A | 63 | 0 | [10.0, 2.84, 0.368, 0.164, 0.1, 0.0621, 0.0378, 0.0195, 0.01] | [10.0, 1.82, 0.344, 0.1, 0.0467, 0.0269, 0.01] | 0 | [189.0, 220.0, 300.0, 350.0, 393.0, 450.0, 530.0, 700.0, 961.0] | [378.0, 500.0, 700.0, 934.0, 1200.0, 1500.0, 2366.0]
HV 80A | HV 80A | 80 | 0 | [10.0, 2.05, 0.369, 0.198, 0.1, 0.051, 0.0298, 0.01] | [10.0, 4.15, 1.03, 0.198, 0.1, 0.051, 0.0172, 0.01] | 0 | [240.0, 300.0, 400.0, 450.0, 530.0, 650.0, 800.0, 1311.0] | [480.0, 550.0, 700.0, 1000.0, 1260.0, 1600.0, 2500.0, 3227.0]
Siemens NH-1-100 | Siemens NH-1-100 | 100 | [5400.0, 2000.0, 400.0, 20.0, 1.0, 0.2, 0.012, 0.004] | 0 | 0 | [150.0, 190.0, 250.0, 430.0, 900.0, 1250.0, 2700.0, 3600.0] | 0 | 0
Siemens NH-1-125 | Siemens NH-1-125 | 125 | [4800.0, 120.0, 7.0, 0.1, 0.004] | 0 | 0 | [180.0, 400.0, 740.0, 2000.0, 4250.0] | 0 | 0
Siemens NH-1-16 | Siemens NH-1-16 | 16 | [4000.0, 400.0, 2.0, 0.1, 0.04, 0.01] | 0 | 0 | [26.0, 35.0, 75.0, 150.0, 200.0, 300.0] | 0 | 0
Siemens NH-1-160 | Siemens NH-1-160 | 160 | [4800.0, 120.0, 7.0, 0.1, 0.004] | 0 | 0 | [210.0, 500.0, 900.0, 2300.0, 5000.0] | 0 | 0
Siemens NH-1-25 | Siemens NH-1-25 | 25 | [4000.0, 1000.0, 10.0, 0.2, 0.02, 0.01] | 0 | 0 | [40.0, 50.0, 100.0, 210.0, 400.0, 500.0] | 0 | 0
Siemens NH-1-50 | Siemens NH-1-50 | 50 | [4000.0, 40.0, 4.0, 1.0, 0.02, 0.01] | 0 | 0 | [86.0, 200.0, 300.0, 400.0, 1000.0, 1280.0] | 0 | 0
Siemens NH-1-63 | Siemens NH-1-63 | 63 | [4000.0, 100.0, 10.0, 2.0, 0.04, 0.01] | 0 | 0 | [100.0, 200.0, 300.0, 400.0, 1000.0, 1500.0] | 0 | 0
Siemens NH-1-80 | Siemens NH-1-80 | 80 | [4800.0, 120.0, 7.0, 0.1, 0.01] | 0 | 0 | [150.58, 250.0, 450.0, 1150.0, 2470.0] | 0 | 0
Siemens NH-2-1000 | Siemens NH-2-1000 | 1000 | [4800.0, 120.0, 7.0, 0.1, 0.004] | 0 | 0 | [1900.0, 3500.0, 8400.0, 24000.0, 52000.0] | 0 | 0
Siemens NH-2-200 | Siemens NH-2-200 | 200 | [4800.0, 120.0, 7.0, 0.1, 0.004] | 0 | 0 | [280.0, 650.0, 1200.0, 3000.0, 7000.0] | 0 | 0
Siemens NH-2-224 | Siemens NH-2-224 | 224 | [4800.0, 120.0, 7.0, 0.2, 0.04, 0.004] | 0 | 0 | [400.0, 750.0, 1453.0, 3025.0, 4315.0, 7600.0] | 0 | 0
Siemens NH-2-250 | Siemens NH-2-250 | 250 | [4800.0, 120.0, 7.0, 0.1, 0.004] | 0 | 0 | [450.0, 800.0, 1650.0, 4000.0, 8500.0] | 0 | 0
Siemens NH-2-315 | Siemens NH-2-315 | 315 | [4800.0, 120.0, 7.0, 0.1, 0.004] | 0 | 0 | [550.0, 920.0, 1900.0, 5000.0, 11000.0] | 0 | 0
Siemens NH-2-355 | Siemens NH-2-355 | 355 | [4800.0, 120.0, 6.0, 0.1, 0.004] | 0 | 0 | [650.0, 1116.27, 2350.0, 5840.0, 12790.0] | 0 | 0
Siemens NH-2-400 | Siemens NH-2-400 | 400 | [4800.0, 120.0, 7.0, 0.1, 0.004] | 0 | 0 | [720.0, 1350.0, 2800.0, 6500.0, 15000.0] | 0 | 0
Siemens NH-2-425 | Siemens NH-2-425 | 425 | [4800.0, 120.0, 7.0, 0.1, 0.004] | 0 | 0 | [850.0, 1500.0, 3050.0, 7500.0, 16500.0] | 0 | 0
Siemens NH-2-630 | Siemens NH-2-630 | 630 | [4800.0, 120.0, 7.0, 0.1, 0.004] | 0 | 0 | [1200.0, 2000.0, 4800.0, 12000.0, 26000.0] | 0 | 0

## dtypes
| element | column | dtype
0 | bus | name | object
1 | bus | vn_kv | float64
2 | bus | type | object
3 | bus | zone | object
4 | bus | in_service | bool
5 | load | name | object
6 | load | bus | uint32
7 | load | p_mw | float64
8 | load | q_mvar | float64
9 | load | const_z_percent | float64
10 | load | const_i_percent | float64
11 | load | sn_mva | float64
12 | load | scaling | float64
13 | load | in_service | bool
14 | load | type | object
15 | ext_grid | name | object
16 | ext_grid | bus | uint32
17 | ext_grid | vm_pu | float64
18 | ext_grid | va_degree | float64
19 | ext_grid | slack_weight | float64
20 | ext_grid | in_service | bool
21 | line | name | object
22 | line | std_type | object
23 | line | from_bus | uint32
24 | line | to_bus | uint32
25 | line | length_km | float64
26 | line | r_ohm_per_km | float64
27 | line | x_ohm_per_km | float64
28 | line | c_nf_per_km | float64
29 | line | g_us_per_km | float64
30 | line | max_i_ka | float64
31 | line | df | float64
32 | line | parallel | uint32
33 | line | type | object
34 | line | in_service | bool
35 | trafo | name | object
36 | trafo | std_type | object
37 | trafo | hv_bus | uint32
38 | trafo | lv_bus | uint32
39 | trafo | sn_mva | float64
40 | trafo | vn_hv_kv | float64
41 | trafo | vn_lv_kv | float64
42 | trafo | vk_percent | float64
43 | trafo | vkr_percent | float64
44 | trafo | pfe_kw | float64
45 | trafo | i0_percent | float64
46 | trafo | shift_degree | float64
47 | trafo | tap_side | object
48 | trafo | tap_neutral | int32
49 | trafo | tap_min | int32
50 | trafo | tap_max | int32
51 | trafo | tap_step_percent | float64
52 | trafo | tap_step_degree | float64
53 | trafo | tap_pos | int32
54 | trafo | tap_phase_shifter | bool
55 | trafo | parallel | uint32
56 | trafo | df | float64
57 | trafo | in_service | bool
58 | line_geodata | coords | object
59 | bus_geodata | x | float64
60 | bus_geodata | y | float64
61 | bus_geodata | coords | object

## parameters
| version | format_version | converged | OPF_converged | name | f_hz | sn_mva
0 | 2.14.6 | 2.14.0 | FALSE | FALSE |  | 50 | 1