## bus
| name | vn_kv | type | zone | in_service
0 | bus_LV_3442-7_0_6_node_0 | 0.4 | n |  | TRUE
1 | bus_LV_3442-7_0_6_node_1 | 0.4 | n |  | TRUE
2 | bus_LV_3442-7_0_6_node_2 | 0.4 | n |  | TRUE
3 | bus_LV_3442-7_0_6_node_4 | 0.4 | n |  | TRUE
4 | bus_LV_3442-7_0_6_node_5 | 0.4 | n |  | TRUE
5 | bus_LV_3442-7_0_6_node_6 | 0.4 | n |  | TRUE
6 | bus_LV_3442-7_0_6_node_7 | 0.4 | n |  | TRUE
7 | bus_LV_3442-7_0_6_node_11 | 0.4 | n |  | TRUE
8 | bus_LV_3442-7_0_6_node_8 | 0.4 | n |  | TRUE
9 | bus_LV_3442-7_0_6_node_9 | 0.4 | n |  | TRUE
10 | bus_LV_3442-7_0_6_node_10 | 0.4 | n |  | TRUE
11 | bus_LV_3442-7_0_6_node_16 | 0.4 | n |  | TRUE
12 | bus_LV_3442-7_0_6_node_17 | 0.4 | n |  | TRUE
13 | bus_LV_3442-7_0_6_node_18 | 0.4 | n |  | TRUE
14 | bus_LV_3442-7_0_6_node_19 | 0.4 | n |  | TRUE
15 | bus_LV_3442-7_0_6_node_12 | 0.4 | n |  | TRUE
16 | bus_LV_3442-7_0_6_node_13 | 0.4 | n |  | TRUE
17 | bus_LV_3442-7_0_6_node_159 | 0.4 | n |  | TRUE
18 | bus_LV_3442-7_0_6_node_35 | 0.4 | n |  | TRUE
19 | bus_LV_3442-7_0_6_node_14 | 0.4 | n |  | TRUE
20 | bus_LV_3442-7_0_6_node_33 | 0.4 | n |  | TRUE
21 | bus_LV_3442-7_0_6_node_15 | 0.4 | n |  | TRUE
22 | bus_LV_3442-7_0_6_node_20 | 0.4 | n |  | TRUE
23 | bus_LV_3442-7_0_6_node_128 | 0.4 | n |  | TRUE
24 | bus_LV_3442-7_0_6_node_82 | 0.4 | n |  | TRUE
25 | bus_LV_3442-7_0_6_node_83 | 0.4 | n |  | TRUE
26 | bus_LV_3442-7_0_6_node_21 | 0.4 | n |  | TRUE
27 | bus_LV_3442-7_0_6_node_22 | 0.4 | n |  | TRUE
28 | bus_LV_3442-7_0_6_node_23 | 0.4 | n |  | TRUE
29 | bus_LV_3442-7_0_6_node_24 | 0.4 | n |  | TRUE
30 | bus_LV_3442-7_0_6_node_25 | 0.4 | n |  | TRUE
31 | bus_LV_3442-7_0_6_node_26 | 0.4 | n |  | TRUE
32 | bus_LV_3442-7_0_6_node_27 | 0.4 | n |  | TRUE
33 | bus_LV_3442-7_0_6_node_29 | 0.4 | n |  | TRUE
34 | bus_LV_3442-7_0_6_node_30 | 0.4 | n |  | TRUE
35 | bus_LV_3442-7_0_6_node_56 | 0.4 | n |  | TRUE
36 | bus_LV_3442-7_0_6_node_52 | 0.4 | n |  | TRUE
37 | bus_LV_3442-7_0_6_node_79 | 0.4 | n |  | TRUE
38 | bus_LV_3442-7_0_6_node_57 | 0.4 | n |  | TRUE
39 | bus_LV_3442-7_0_6_node_73 | 0.4 | n |  | TRUE
40 | bus_LV_3442-7_0_6_node_51 | 0.4 | n |  | TRUE
41 | bus_LV_3442-7_0_6_node_47 | 0.4 | n |  | TRUE
42 | bus_LV_3442-7_0_6_node_77 | 0.4 | n |  | TRUE
43 | bus_LV_3442-7_0_6_node_31 | 0.4 | n |  | TRUE
44 | bus_LV_3442-7_0_6_node_32 | 0.4 | n |  | TRUE
45 | bus_LV_3442-7_0_6_node_34 | 0.4 | n |  | TRUE
46 | bus_LV_3442-7_0_6_node_36 | 0.4 | n |  | TRUE
47 | bus_LV_3442-7_0_6_node_101 | 0.4 | n |  | TRUE
48 | bus_LV_3442-7_0_6_node_102 | 0.4 | n |  | TRUE
49 | bus_LV_3442-7_0_6_node_37 | 0.4 | n |  | TRUE
50 | bus_LV_3442-7_0_6_node_38 | 0.4 | n |  | TRUE
51 | bus_LV_3442-7_0_6_node_39 | 0.4 | n |  | TRUE
52 | bus_LV_3442-7_0_6_node_40 | 0.4 | n |  | TRUE
53 | bus_LV_3442-7_0_6_node_41 | 0.4 | n |  | TRUE
54 | bus_LV_3442-7_0_6_node_42 | 0.4 | n |  | TRUE
55 | bus_LV_3442-7_0_6_node_43 | 0.4 | n |  | TRUE
56 | bus_LV_3442-7_0_6_node_59 | 0.4 | n |  | TRUE
57 | bus_LV_3442-7_0_6_node_92 | 0.4 | n |  | TRUE
58 | bus_LV_3442-7_0_6_node_88 | 0.4 | n |  | TRUE
59 | bus_LV_3442-7_0_6_node_58 | 0.4 | n |  | TRUE
60 | bus_LV_3442-7_0_6_node_96 | 0.4 | n |  | TRUE
61 | bus_LV_3442-7_0_6_node_89 | 0.4 | n |  | TRUE
62 | bus_LV_3442-7_0_6_node_44 | 0.4 | n |  | TRUE
63 | bus_LV_3442-7_0_6_node_45 | 0.4 | n |  | TRUE
64 | bus_LV_3442-7_0_6_node_46 | 0.4 | n |  | TRUE
65 | bus_LV_3442-7_0_6_node_48 | 0.4 | n |  | TRUE
66 | bus_LV_3442-7_0_6_node_49 | 0.4 | n |  | TRUE
67 | bus_LV_3442-7_0_6_node_50 | 0.4 | n |  | TRUE
68 | bus_LV_3442-7_0_6_node_53 | 0.4 | n |  | TRUE
69 | bus_LV_3442-7_0_6_node_54 | 0.4 | n |  | TRUE
70 | bus_LV_3442-7_0_6_node_55 | 0.4 | n |  | TRUE
71 | bus_LV_3442-7_0_6_node_213 | 0.4 | n |  | TRUE
72 | bus_LV_3442-7_0_6_node_99 | 0.4 | n |  | TRUE
73 | bus_LV_3442-7_0_6_node_97 | 0.4 | n |  | TRUE
74 | bus_LV_3442-7_0_6_node_207 | 0.4 | n |  | TRUE
75 | bus_LV_3442-7_0_6_node_211 | 0.4 | n |  | TRUE
76 | bus_LV_3442-7_0_6_node_100 | 0.4 | n |  | TRUE
77 | bus_LV_3442-7_0_6_node_98 | 0.4 | n |  | TRUE
78 | bus_LV_3442-7_0_6_node_205 | 0.4 | n |  | TRUE
79 | bus_LV_3442-7_0_6_node_87 | 0.4 | n |  | TRUE
80 | bus_LV_3442-7_0_6_node_60 | 0.4 | n |  | TRUE
81 | bus_LV_3442-7_0_6_node_61 | 0.4 | n |  | TRUE
82 | bus_LV_3442-7_0_6_node_62 | 0.4 | n |  | TRUE
83 | bus_LV_3442-7_0_6_node_108 | 0.4 | n |  | TRUE
84 | bus_LV_3442-7_0_6_node_109 | 0.4 | n |  | TRUE
85 | bus_LV_3442-7_0_6_node_63 | 0.4 | n |  | TRUE
86 | bus_LV_3442-7_0_6_node_64 | 0.4 | n |  | TRUE
87 | bus_LV_3442-7_0_6_node_65 | 0.4 | n |  | TRUE
88 | bus_LV_3442-7_0_6_node_66 | 0.4 | n |  | TRUE
89 | bus_LV_3442-7_0_6_node_201 | 0.4 | n |  | TRUE
90 | bus_LV_3442-7_0_6_node_200 | 0.4 | n |  | TRUE
91 | bus_LV_3442-7_0_6_node_202 | 0.4 | n |  | TRUE
92 | bus_LV_3442-7_0_6_node_80 | 0.4 | n |  | TRUE
93 | bus_LV_3442-7_0_6_node_157 | 0.4 | n |  | TRUE
94 | bus_LV_3442-7_0_6_node_67 | 0.4 | n |  | TRUE
95 | bus_LV_3442-7_0_6_node_68 | 0.4 | n |  | TRUE
96 | bus_LV_3442-7_0_6_node_69 | 0.4 | n |  | TRUE
97 | bus_LV_3442-7_0_6_node_70 | 0.4 | n |  | TRUE
98 | bus_LV_3442-7_0_6_node_71 | 0.4 | n |  | TRUE
99 | bus_LV_3442-7_0_6_node_72 | 0.4 | n |  | TRUE
100 | bus_LV_3442-7_0_6_node_105 | 0.4 | n |  | TRUE
101 | bus_LV_3442-7_0_6_node_171 | 0.4 | n |  | TRUE
102 | bus_LV_3442-7_0_6_node_170 | 0.4 | n |  | TRUE
103 | bus_LV_3442-7_0_6_node_103 | 0.4 | n |  | TRUE
104 | bus_LV_3442-7_0_6_node_172 | 0.4 | n |  | TRUE
105 | bus_LV_3442-7_0_6_node_173 | 0.4 | n |  | TRUE
106 | bus_LV_3442-7_0_6_node_74 | 0.4 | n |  | TRUE
107 | bus_LV_3442-7_0_6_node_75 | 0.4 | n |  | TRUE
108 | bus_LV_3442-7_0_6_node_76 | 0.4 | n |  | TRUE
109 | bus_LV_3442-7_0_6_node_78 | 0.4 | n |  | TRUE
110 | bus_LV_3442-7_0_6_node_81 | 0.4 | n |  | TRUE
111 | bus_LV_3442-7_0_6_node_174 | 0.4 | n |  | TRUE
112 | bus_LV_3442-7_0_6_node_84 | 0.4 | n |  | TRUE
113 | bus_LV_3442-7_0_6_node_85 | 0.4 | n |  | TRUE
114 | bus_LV_3442-7_0_6_node_86 | 0.4 | n |  | TRUE
115 | bus_LV_3442-7_0_6_node_124 | 0.4 | n |  | TRUE
116 | bus_LV_3442-7_0_6_node_120 | 0.4 | n |  | TRUE
117 | bus_LV_3442-7_0_6_node_127 | 0.4 | n |  | TRUE
118 | bus_LV_3442-7_0_6_node_121 | 0.4 | n |  | TRUE
119 | bus_LV_3442-7_0_6_node_90 | 0.4 | n |  | TRUE
120 | bus_LV_3442-7_0_6_node_91 | 0.4 | n |  | TRUE
121 | bus_LV_3442-7_0_6_node_93 | 0.4 | n |  | TRUE
122 | bus_LV_3442-7_0_6_node_95 | 0.4 | n |  | TRUE
123 | bus_LV_3442-7_0_6_node_94 | 0.4 | n |  | TRUE
124 | bus_LV_3442-7_0_6_node_104 | 0.4 | n |  | TRUE
125 | bus_LV_3442-7_0_6_node_161 | 0.4 | n |  | TRUE
126 | bus_LV_3442-7_0_6_node_117 | 0.4 | n |  | TRUE
127 | bus_LV_3442-7_0_6_node_106 | 0.4 | n |  | TRUE
128 | bus_LV_3442-7_0_6_node_162 | 0.4 | n |  | TRUE
129 | bus_LV_3442-7_0_6_node_115 | 0.4 | n |  | TRUE
130 | bus_LV_3442-7_0_6_node_208 | 0.4 | n |  | TRUE
131 | bus_LV_3442-7_0_6_node_209 | 0.4 | n |  | TRUE
132 | bus_LV_3442-7_0_6_node_139 | 0.4 | n |  | TRUE
133 | bus_LV_3442-7_0_6_node_169 | 0.4 | n |  | TRUE
134 | bus_LV_3442-7_0_6_node_149 | 0.4 | n |  | TRUE
135 | bus_LV_3442-7_0_6_node_150 | 0.4 | n |  | TRUE
136 | bus_LV_3442-7_0_6_node_136 | 0.4 | n |  | TRUE
137 | bus_LV_3442-7_0_6_node_110 | 0.4 | n |  | TRUE
138 | bus_LV_3442-7_0_6_node_111 | 0.4 | n |  | TRUE
139 | bus_LV_3442-7_0_6_node_112 | 0.4 | n |  | TRUE
140 | bus_LV_3442-7_0_6_node_217 | 0.4 | n |  | TRUE
141 | bus_LV_3442-7_0_6_node_113 | 0.4 | n |  | TRUE
142 | bus_LV_3442-7_0_6_node_215 | 0.4 | n |  | TRUE
143 | bus_LV_3442-7_0_6_node_216 | 0.4 | n |  | TRUE
144 | bus_LV_3442-7_0_6_node_114 | 0.4 | n |  | TRUE
145 | bus_LV_3442-7_0_6_node_116 | 0.4 | n |  | TRUE
146 | bus_LV_3442-7_0_6_node_118 | 0.4 | n |  | TRUE
147 | bus_LV_3442-7_0_6_node_119 | 0.4 | n |  | TRUE
148 | bus_LV_3442-7_0_6_node_165 | 0.4 | n |  | TRUE
149 | bus_LV_3442-7_0_6_node_164 | 0.4 | n |  | TRUE
150 | bus_LV_3442-7_0_6_node_122 | 0.4 | n |  | TRUE
151 | bus_LV_3442-7_0_6_node_123 | 0.4 | n |  | TRUE
152 | bus_LV_3442-7_0_6_node_125 | 0.4 | n |  | TRUE
153 | bus_LV_3442-7_0_6_node_126 | 0.4 | n |  | TRUE
154 | bus_LV_3442-7_0_6_node_167 | 0.4 | n |  | TRUE
155 | bus_LV_3442-7_0_6_node_138 | 0.4 | n |  | TRUE
156 | bus_LV_3442-7_0_6_node_134 | 0.4 | n |  | TRUE
157 | bus_LV_3442-7_0_6_node_168 | 0.4 | n |  | TRUE
158 | bus_LV_3442-7_0_6_node_166 | 0.4 | n |  | TRUE
159 | bus_LV_3442-7_0_6_node_133 | 0.4 | n |  | TRUE
160 | bus_LV_3442-7_0_6_node_129 | 0.4 | n |  | TRUE
161 | bus_LV_3442-7_0_6_node_130 | 0.4 | n |  | TRUE
162 | bus_LV_3442-7_0_6_node_131 | 0.4 | n |  | TRUE
163 | bus_LV_3442-7_0_6_node_178 | 0.4 | n |  | TRUE
164 | bus_LV_3442-7_0_6_node_158 | 0.4 | n |  | TRUE
165 | bus_LV_3442-7_0_6_node_176 | 0.4 | n |  | TRUE
166 | bus_LV_3442-7_0_6_node_132 | 0.4 | n |  | TRUE
167 | bus_LV_3442-7_0_6_node_180 | 0.4 | n |  | TRUE
168 | bus_LV_3442-7_0_6_node_220 | 0.4 | n |  | TRUE
169 | bus_LV_3442-7_0_6_node_179 | 0.4 | n |  | TRUE
170 | bus_LV_3442-7_0_6_node_219 | 0.4 | n |  | TRUE
171 | bus_LV_3442-7_0_6_node_135 | 0.4 | n |  | TRUE
172 | bus_LV_3442-7_0_6_node_137 | 0.4 | n |  | TRUE
173 | bus_LV_3442-7_0_6_node_140 | 0.4 | n |  | TRUE
174 | bus_LV_3442-7_0_6_node_141 | 0.4 | n |  | TRUE
175 | bus_LV_3442-7_0_6_node_153 | 0.4 | n |  | TRUE
176 | bus_LV_3442-7_0_6_node_151 | 0.4 | n |  | TRUE
177 | bus_LV_3442-7_0_6_node_152 | 0.4 | n |  | TRUE
178 | bus_LV_3442-7_0_6_node_142 | 0.4 | n |  | TRUE
179 | bus_LV_3442-7_0_6_node_143 | 0.4 | n |  | TRUE
180 | bus_LV_3442-7_0_6_node_144 | 0.4 | n |  | TRUE
181 | bus_LV_3442-7_0_6_node_146 | 0.4 | n |  | TRUE
182 | bus_LV_3442-7_0_6_node_148 | 0.4 | n |  | TRUE
183 | bus_LV_3442-7_0_6_node_147 | 0.4 | n |  | TRUE
184 | bus_LV_3442-7_0_6_node_175 | 0.4 | n |  | TRUE
185 | bus_LV_3442-7_0_6_node_154 | 0.4 | n |  | TRUE
186 | bus_LV_3442-7_0_6_node_155 | 0.4 | n |  | TRUE
187 | bus_LV_3442-7_0_6_node_163 | 0.4 | n |  | TRUE
188 | bus_LV_3442-7_0_6_node_190 | 0.4 | n |  | TRUE
189 | bus_LV_3442-7_0_6_node_189 | 0.4 | n |  | TRUE
190 | bus_LV_3442-7_0_6_node_156 | 0.4 | n |  | TRUE
191 | bus_LV_3442-7_0_6_node_177 | 0.4 | n |  | TRUE
192 | bus_LV_3442-7_0_6_node_181 | 0.4 | n |  | TRUE
193 | bus_LV_3442-7_0_6_node_182 | 0.4 | n |  | TRUE
194 | bus_LV_3442-7_0_6_node_183 | 0.4 | n |  | TRUE
195 | bus_LV_3442-7_0_6_node_184 | 0.4 | n |  | TRUE
196 | bus_LV_3442-7_0_6_node_185 | 0.4 | n |  | TRUE
197 | bus_LV_3442-7_0_6_node_186 | 0.4 | n |  | TRUE
198 | bus_LV_3442-7_0_6_node_191 | 0.4 | n |  | TRUE
199 | bus_LV_3442-7_0_6_node_188 | 0.4 | n |  | TRUE
200 | bus_LV_3442-7_0_6_node_193 | 0.4 | n |  | TRUE
201 | bus_LV_3442-7_0_6_node_187 | 0.4 | n |  | TRUE
202 | bus_LV_3442-7_0_6_node_192 | 0.4 | n |  | TRUE
203 | bus_LV_3442-7_0_6_node_194 | 0.4 | n |  | TRUE
204 | bus_LV_3442-7_0_6_node_195 | 0.4 | n |  | TRUE
205 | bus_LV_3442-7_0_6_node_196 | 0.4 | n |  | TRUE
206 | bus_LV_3442-7_0_6_node_197 | 0.4 | n |  | TRUE
207 | bus_LV_3442-7_0_6_node_198 | 0.4 | n |  | TRUE
208 | bus_LV_3442-7_0_6_node_199 | 0.4 | n |  | TRUE
209 | bus_LV_3442-7_0_6_node_203 | 0.4 | n |  | TRUE
210 | bus_LV_3442-7_0_6_node_204 | 0.4 | n |  | TRUE
211 | bus_LV_3442-7_0_6_node_206 | 0.4 | n |  | TRUE
212 | bus_LV_3442-7_0_6_node_210 | 0.4 | n |  | TRUE
213 | bus_LV_3442-7_0_6_node_212 | 0.4 | n |  | TRUE
214 | bus_LV_3442-7_0_6_node_214 | 0.4 | n |  | TRUE
215 | bus_MV_43_0_node_98 | 20 | n |  | TRUE

## load
| name | bus | p_mw | q_mvar | const_z_percent | const_i_percent | sn_mva | scaling | in_service | type
0 | LV_3442-7_0_6_load_0 | 0 | 0.0034759 | 0.00087114 | 0 | 0 |  | 1 | TRUE | wye
1 | LV_3442-7_0_6_load_1 | 1 | 0.00081127 | 0.00020332 | 0 | 0 |  | 1 | TRUE | wye
2 | LV_3442-7_0_6_load_4 | 3 | 0.0016548 | 0.00041473 | 0 | 0 |  | 1 | TRUE | wye
3 | LV_3442-7_0_6_load_5 | 4 | 0.0033048 | 0.00082826 | 0 | 0 |  | 1 | TRUE | wye
4 | LV_3442-7_0_6_load_6 | 5 | 0.0039825 | 0.00099811 | 0 | 0 |  | 1 | TRUE | wye
5 | LV_3442-7_0_6_load_7 | 6 | 0.0028594 | 0.00071663 | 0 | 0 |  | 1 | TRUE | wye
6 | LV_3442-7_0_6_load_9 | 9 | 0.0016108 | 0.00040372 | 0 | 0 |  | 1 | TRUE | wye
7 | LV_3442-7_0_6_load_10 | 10 | 0.0043318 | 0.0010857 | 0 | 0 |  | 1 | TRUE | wye
8 | LV_3442-7_0_6_load_16 | 11 | 0.0016861 | 0.00042256 | 0 | 0 |  | 1 | TRUE | wye
9 | LV_3442-7_0_6_load_17 | 12 | 0.0025939 | 0.0006501 | 0 | 0 |  | 1 | TRUE | wye
10 | LV_3442-7_0_6_load_18 | 13 | 0.0024126 | 0.00060465 | 0 | 0 |  | 1 | TRUE | wye
11 | LV_3442-7_0_6_load_19 | 14 | 0.0031868 | 0.00079869 | 0 | 0 |  | 1 | TRUE | wye
12 | LV_3442-7_0_6_load_12 | 15 | 0.0023295 | 0.00058382 | 0 | 0 |  | 1 | TRUE | wye
13 | LV_3442-7_0_6_load_159 | 17 | 0.002521 | 0.00063183 | 0 | 0 |  | 1 | TRUE | wye
14 | LV_3442-7_0_6_load_35 | 18 | 0.0042446 | 0.0010638 | 0 | 0 |  | 1 | TRUE | wye
15 | LV_3442-7_0_6_load_33 | 20 | 0.0014077 | 0.0003528 | 0 | 0 |  | 1 | TRUE | wye
16 | LV_3442-7_0_6_load_15 | 21 | 0.0018389 | 0.00046088 | 0 | 0 |  | 1 | TRUE | wye
17 | LV_3442-7_0_6_load_20 | 22 | 0.0039986 | 0.0010021 | 0 | 0 |  | 1 | TRUE | wye
18 | LV_3442-7_0_6_load_128 | 23 | 0.0044481 | 0.0011148 | 0 | 0 |  | 1 | TRUE | wye
19 | LV_3442-7_0_6_load_82 | 24 | 0.0011196 | 0.0002806 | 0 | 0 |  | 1 | TRUE | wye
20 | LV_3442-7_0_6_load_83 | 25 | 0.0012383 | 0.00031034 | 0 | 0 |  | 1 | TRUE | wye
21 | LV_3442-7_0_6_load_21 | 26 | 0.0031835 | 0.00079785 | 0 | 0 |  | 1 | TRUE | wye
22 | LV_3442-7_0_6_load_22 | 27 | 0.0035334 | 0.00088555 | 0 | 0 |  | 1 | TRUE | wye
23 | LV_3442-7_0_6_load_24 | 29 | 0.0032676 | 0.00081894 | 0 | 0 |  | 1 | TRUE | wye
24 | LV_3442-7_0_6_load_26 | 31 | 0.0050837 | 0.0012741 | 0 | 0 |  | 1 | TRUE | wye
25 | LV_3442-7_0_6_load_27 | 32 | 0.0038134 | 0.00095572 | 0 | 0 |  | 1 | TRUE | wye
26 | LV_3442-7_0_6_load_29 | 33 | 0.0029073 | 0.00072864 | 0 | 0 |  | 1 | TRUE | wye
27 | LV_3442-7_0_6_load_30 | 34 | 0.0052774 | 0.0013226 | 0 | 0 |  | 1 | TRUE | wye
28 | LV_3442-7_0_6_load_56 | 35 | 0.0029513 | 0.00073965 | 0 | 0 |  | 1 | TRUE | wye
29 | LV_3442-7_0_6_load_52 | 36 | 0.0027098 | 0.00067914 | 0 | 0 |  | 1 | TRUE | wye
30 | LV_3442-7_0_6_load_79 | 37 | 0.0034781 | 0.00087169 | 0 | 0 |  | 1 | TRUE | wye
31 | LV_3442-7_0_6_load_57 | 38 | 0.005681 | 0.0014238 | 0 | 0 |  | 1 | TRUE | wye
32 | LV_3442-7_0_6_load_73 | 39 | 0.0077436 | 0.0019407 | 0 | 0 |  | 1 | TRUE | wye
33 | LV_3442-7_0_6_load_51 | 40 | 0.0043312 | 0.0010855 | 0 | 0 |  | 1 | TRUE | wye
34 | LV_3442-7_0_6_load_31 | 43 | 0.0023119 | 0.00057941 | 0 | 0 |  | 1 | TRUE | wye
35 | LV_3442-7_0_6_load_34 | 45 | 0.005106 | 0.0012797 | 0 | 0 |  | 1 | TRUE | wye
36 | LV_3442-7_0_6_load_36 | 46 | 0.0011287 | 0.00028289 | 0 | 0 |  | 1 | TRUE | wye
37 | LV_3442-7_0_6_load_101 | 47 | 0.0013254 | 0.00033217 | 0 | 0 |  | 1 | TRUE | wye
38 | LV_3442-7_0_6_load_102 | 48 | 0.00088957 | 0.00022295 | 0 | 0 |  | 1 | TRUE | wye
39 | LV_3442-7_0_6_load_37 | 49 | 0.0028355 | 0.00071064 | 0 | 0 |  | 1 | TRUE | wye
40 | LV_3442-7_0_6_load_38 | 50 | 0.0015382 | 0.0003855 | 0 | 0 |  | 1 | TRUE | wye
41 | LV_3442-7_0_6_load_39 | 51 | 0.0031481 | 0.00078898 | 0 | 0 |  | 1 | TRUE | wye
42 | LV_3442-7_0_6_load_40 | 52 | 0.0012815 | 0.00032118 | 0 | 0 |  | 1 | TRUE | wye
43 | LV_3442-7_0_6_load_41 | 53 | 0.003139 | 0.0007867 | 0 | 0 |  | 1 | TRUE | wye
44 | LV_3442-7_0_6_load_42 | 54 | 0.00205 | 0.00051378 | 0 | 0 |  | 1 | TRUE | wye
45 | LV_3442-7_0_6_load_59 | 56 | 0.001917 | 0.00048046 | 0 | 0 |  | 1 | TRUE | wye
46 | LV_3442-7_0_6_load_92 | 57 | 0.0041904 | 0.0010502 | 0 | 0 |  | 1 | TRUE | wye
47 | LV_3442-7_0_6_load_88 | 58 | 0.0014428 | 0.0003616 | 0 | 0 |  | 1 | TRUE | wye
48 | LV_3442-7_0_6_load_58 | 59 | 0.0030265 | 0.00075852 | 0 | 0 |  | 1 | TRUE | wye
49 | LV_3442-7_0_6_load_96 | 60 | 0.0016363 | 0.0004101 | 0 | 0 |  | 1 | TRUE | wye
50 | LV_3442-7_0_6_load_44 | 62 | 0.0025317 | 0.0006345 | 0 | 0 |  | 1 | TRUE | wye
51 | LV_3442-7_0_6_load_48 | 65 | 0.0016377 | 0.00041045 | 0 | 0 |  | 1 | TRUE | wye
52 | LV_3442-7_0_6_load_49 | 66 | 0.002387 | 0.00059824 | 0 | 0 |  | 1 | TRUE | wye
53 | LV_3442-7_0_6_load_50 | 67 | 0.0026061 | 0.00065315 | 0 | 0 |  | 1 | TRUE | wye
54 | LV_3442-7_0_6_load_55 | 70 | 0.0017201 | 0.00043111 | 0 | 0 |  | 1 | TRUE | wye
55 | LV_3442-7_0_6_load_213 | 71 | 0.0013096 | 0.00032821 | 0 | 0 |  | 1 | TRUE | wye
56 | LV_3442-7_0_6_load_99 | 72 | 0.0023165 | 0.00058057 | 0 | 0 |  | 1 | TRUE | wye
57 | LV_3442-7_0_6_load_97 | 73 | 0.004158 | 0.0010421 | 0 | 0 |  | 1 | TRUE | wye
58 | LV_3442-7_0_6_load_207 | 74 | 0.0029205 | 0.00073196 | 0 | 0 |  | 1 | TRUE | wye
59 | LV_3442-7_0_6_load_211 | 75 | 0.0023949 | 0.00060022 | 0 | 0 |  | 1 | TRUE | wye
60 | LV_3442-7_0_6_load_100 | 76 | 0.0021025 | 0.00052694 | 0 | 0 |  | 1 | TRUE | wye
61 | LV_3442-7_0_6_load_98 | 77 | 0.0040538 | 0.001016 | 0 | 0 |  | 1 | TRUE | wye
62 | LV_3442-7_0_6_load_205 | 78 | 0.0017513 | 0.00043891 | 0 | 0 |  | 1 | TRUE | wye
63 | LV_3442-7_0_6_load_87 | 79 | 0.0055431 | 0.0013892 | 0 | 0 |  | 1 | TRUE | wye
64 | LV_3442-7_0_6_load_60 | 80 | 0.0021827 | 0.00054704 | 0 | 0 |  | 1 | TRUE | wye
65 | LV_3442-7_0_6_load_61 | 81 | 0.0020624 | 0.00051687 | 0 | 0 |  | 1 | TRUE | wye
66 | LV_3442-7_0_6_load_62 | 82 | 0.0021333 | 0.00053467 | 0 | 0 |  | 1 | TRUE | wye
67 | LV_3442-7_0_6_load_108 | 83 | 0.002004 | 0.00050225 | 0 | 0 |  | 1 | TRUE | wye
68 | LV_3442-7_0_6_load_109 | 84 | 0.0036208 | 0.00090745 | 0 | 0 |  | 1 | TRUE | wye
69 | LV_3442-7_0_6_load_63 | 85 | 0.0068454 | 0.0017156 | 0 | 0 |  | 1 | TRUE | wye
70 | LV_3442-7_0_6_load_64 | 86 | 0.0075963 | 0.0019038 | 0 | 0 |  | 1 | TRUE | wye
71 | LV_3442-7_0_6_load_200 | 90 | 0.0071799 | 0.0017995 | 0 | 0 |  | 1 | TRUE | wye
72 | LV_3442-7_0_6_load_202 | 91 | 0.0070363 | 0.0017635 | 0 | 0 |  | 1 | TRUE | wye
73 | LV_3442-7_0_6_load_157 | 93 | 0.0033016 | 0.00082745 | 0 | 0 |  | 1 | TRUE | wye
74 | LV_3442-7_0_6_load_67 | 94 | 0.001105 | 0.00027695 | 0 | 0 |  | 1 | TRUE | wye
75 | LV_3442-7_0_6_load_69 | 96 | 0.011762 | 0.002948 | 0 | 0 |  | 1 | TRUE | wye
76 | LV_3442-7_0_6_load_71 | 98 | 0.0029066 | 0.00072845 | 0 | 0 |  | 1 | TRUE | wye
77 | LV_3442-7_0_6_load_72 | 99 | 0.0043368 | 0.0010869 | 0 | 0 |  | 1 | TRUE | wye
78 | LV_3442-7_0_6_load_170 | 102 | 0.0019241 | 0.00048223 | 0 | 0 |  | 1 | TRUE | wye
79 | LV_3442-7_0_6_load_103 | 103 | 0.0036062 | 0.0009038 | 0 | 0 |  | 1 | TRUE | wye
80 | LV_3442-7_0_6_load_172 | 104 | 0.0036635 | 0.00091815 | 0 | 0 |  | 1 | TRUE | wye
81 | LV_3442-7_0_6_load_173 | 105 | 0.006665 | 0.0016704 | 0 | 0 |  | 1 | TRUE | wye
82 | LV_3442-7_0_6_load_74 | 106 | 0.0031213 | 0.00078226 | 0 | 0 |  | 1 | TRUE | wye
83 | LV_3442-7_0_6_load_75 | 107 | 0.0062172 | 0.0015582 | 0 | 0 |  | 1 | TRUE | wye
84 | LV_3442-7_0_6_load_76 | 108 | 0.0026882 | 0.00067373 | 0 | 0 |  | 1 | TRUE | wye
85 | LV_3442-7_0_6_load_81 | 110 | 0.0059331 | 0.001487 | 0 | 0 |  | 1 | TRUE | wye
86 | LV_3442-7_0_6_load_174 | 111 | 0.0085913 | 0.0021532 | 0 | 0 |  | 1 | TRUE | wye
87 | LV_3442-7_0_6_load_85 | 113 | 0.002135 | 0.00053507 | 0 | 0 |  | 1 | TRUE | wye
88 | LV_3442-7_0_6_load_120 | 116 | 0.0027841 | 0.00069776 | 0 | 0 |  | 1 | TRUE | wye
89 | LV_3442-7_0_6_load_127 | 117 | 0.0004194 | 0.00010511 | 0 | 0 |  | 1 | TRUE | wye
90 | LV_3442-7_0_6_load_90 | 119 | 0.0031878 | 0.00079894 | 0 | 0 |  | 1 | TRUE | wye
91 | LV_3442-7_0_6_load_93 | 121 | 0.0022778 | 0.00057086 | 0 | 0 |  | 1 | TRUE | wye
92 | LV_3442-7_0_6_load_95 | 122 | 0.0017429 | 0.00043681 | 0 | 0 |  | 1 | TRUE | wye
93 | LV_3442-7_0_6_load_104 | 124 | 0.002382 | 0.00059698 | 0 | 0 |  | 1 | TRUE | wye
94 | LV_3442-7_0_6_load_161 | 125 | 0.0027982 | 0.00070128 | 0 | 0 |  | 1 | TRUE | wye
95 | LV_3442-7_0_6_load_117 | 126 | 0.002287 | 0.00057317 | 0 | 0 |  | 1 | TRUE | wye
96 | LV_3442-7_0_6_load_115 | 129 | 0.0012974 | 0.00032517 | 0 | 0 |  | 1 | TRUE | wye
97 | LV_3442-7_0_6_load_208 | 130 | 0.0027611 | 0.00069199 | 0 | 0 |  | 1 | TRUE | wye
98 | LV_3442-7_0_6_load_209 | 131 | 0.0027737 | 0.00069514 | 0 | 0 |  | 1 | TRUE | wye
99 | LV_3442-7_0_6_load_169 | 133 | 0.0016867 | 0.00042271 | 0 | 0 |  | 1 | TRUE | wye
100 | LV_3442-7_0_6_load_149 | 134 | 0.0024373 | 0.00061085 | 0 | 0 |  | 1 | TRUE | wye
101 | LV_3442-7_0_6_load_150 | 135 | 0.0016668 | 0.00041774 | 0 | 0 |  | 1 | TRUE | wye
102 | LV_3442-7_0_6_load_136 | 136 | 0.0043303 | 0.0010853 | 0 | 0 |  | 1 | TRUE | wye
103 | LV_3442-7_0_6_load_110 | 137 | 0.0054851 | 0.0013747 | 0 | 0 |  | 1 | TRUE | wye
104 | LV_3442-7_0_6_load_215 | 142 | 0.0011127 | 0.00027887 | 0 | 0 |  | 1 | TRUE | wye
105 | LV_3442-7_0_6_load_216 | 143 | 0.0072604 | 0.0018196 | 0 | 0 |  | 1 | TRUE | wye
106 | LV_3442-7_0_6_load_114 | 144 | 0.0018137 | 0.00045456 | 0 | 0 |  | 1 | TRUE | wye
107 | LV_3442-7_0_6_load_116 | 145 | 0.0017115 | 0.00042894 | 0 | 0 |  | 1 | TRUE | wye
108 | LV_3442-7_0_6_load_118 | 146 | 0.0042038 | 0.0010536 | 0 | 0 |  | 1 | TRUE | wye
109 | LV_3442-7_0_6_load_119 | 147 | 0.0013694 | 0.00034321 | 0 | 0 |  | 1 | TRUE | wye
110 | LV_3442-7_0_6_load_165 | 148 | 0.0024143 | 0.00060508 | 0 | 0 |  | 1 | TRUE | wye
111 | LV_3442-7_0_6_load_164 | 149 | 0.0018126 | 0.00045427 | 0 | 0 |  | 1 | TRUE | wye
112 | LV_3442-7_0_6_load_122 | 150 | 0.00078348 | 0.00019636 | 0 | 0 |  | 1 | TRUE | wye
113 | LV_3442-7_0_6_load_123 | 151 | 0.00071663 | 0.0001796 | 0 | 0 |  | 1 | TRUE | wye
114 | LV_3442-7_0_6_load_125 | 152 | 0.0011972 | 0.00030004 | 0 | 0 |  | 1 | TRUE | wye
115 | LV_3442-7_0_6_load_167 | 154 | 0.00073553 | 0.00018434 | 0 | 0 |  | 1 | TRUE | wye
116 | LV_3442-7_0_6_load_138 | 155 | 0.00070465 | 0.0001766 | 0 | 0 |  | 1 | TRUE | wye
117 | LV_3442-7_0_6_load_168 | 157 | 0.005371 | 0.0013461 | 0 | 0 |  | 1 | TRUE | wye
118 | LV_3442-7_0_6_load_166 | 158 | 0.0022115 | 0.00055425 | 0 | 0 |  | 1 | TRUE | wye
119 | LV_3442-7_0_6_load_133 | 159 | 0.0010959 | 0.00027467 | 0 | 0 |  | 1 | TRUE | wye
120 | LV_3442-7_0_6_load_129 | 160 | 0.0032972 | 0.00082636 | 0 | 0 |  | 1 | TRUE | wye
121 | LV_3442-7_0_6_load_130 | 161 | 0.0014764 | 0.00037002 | 0 | 0 |  | 1 | TRUE | wye
122 | LV_3442-7_0_6_load_178 | 163 | 0.0013585 | 0.00034048 | 0 | 0 |  | 1 | TRUE | wye
123 | LV_3442-7_0_6_load_158 | 164 | 0.0047759 | 0.001197 | 0 | 0 |  | 1 | TRUE | wye
124 | LV_3442-7_0_6_load_176 | 165 | 0.0010547 | 0.00026433 | 0 | 0 |  | 1 | TRUE | wye
125 | LV_3442-7_0_6_load_180 | 167 | 0.0022701 | 0.00056893 | 0 | 0 |  | 1 | TRUE | wye
126 | LV_3442-7_0_6_load_220 | 168 | 0.0057815 | 0.001449 | 0 | 0 |  | 1 | TRUE | wye
127 | LV_3442-7_0_6_load_179 | 169 | 0.001086 | 0.00027218 | 0 | 0 |  | 1 | TRUE | wye
128 | LV_3442-7_0_6_load_219 | 170 | 0.001981 | 0.00049648 | 0 | 0 |  | 1 | TRUE | wye
129 | LV_3442-7_0_6_load_141 | 174 | 0.018415 | 0.0046154 | 0 | 0 |  | 1 | TRUE | wye
130 | LV_3442-7_0_6_load_153 | 175 | 0.016483 | 0.004131 | 0 | 0 |  | 1 | TRUE | wye
131 | LV_3442-7_0_6_load_151 | 176 | 0.0022573 | 0.00056574 | 0 | 0 |  | 1 | TRUE | wye
132 | LV_3442-7_0_6_load_152 | 177 | 0.0043305 | 0.0010853 | 0 | 0 |  | 1 | TRUE | wye
133 | LV_3442-7_0_6_load_142 | 178 | 0.0044973 | 0.0011271 | 0 | 0 |  | 1 | TRUE | wye
134 | LV_3442-7_0_6_load_143 | 179 | 0.0044452 | 0.0011141 | 0 | 0 |  | 1 | TRUE | wye
135 | LV_3442-7_0_6_load_144 | 180 | 0.0042036 | 0.0010535 | 0 | 0 |  | 1 | TRUE | wye
136 | LV_3442-7_0_6_load_146 | 181 | 0.0044801 | 0.0011228 | 0 | 0 |  | 1 | TRUE | wye
137 | LV_3442-7_0_6_load_148 | 182 | 0.0030611 | 0.00076718 | 0 | 0 |  | 1 | TRUE | wye
138 | LV_3442-7_0_6_load_175 | 184 | 0.0042337 | 0.0010611 | 0 | 0 |  | 1 | TRUE | wye
139 | LV_3442-7_0_6_load_154 | 185 | 0.0028205 | 0.00070689 | 0 | 0 |  | 1 | TRUE | wye
140 | LV_3442-7_0_6_load_163 | 187 | 0.0024167 | 0.00060569 | 0 | 0 |  | 1 | TRUE | wye
141 | LV_3442-7_0_6_load_190 | 188 | 0.0044314 | 0.0011106 | 0 | 0 |  | 1 | TRUE | wye
142 | LV_3442-7_0_6_load_189 | 189 | 0.004901 | 0.0012283 | 0 | 0 |  | 1 | TRUE | wye
143 | LV_3442-7_0_6_load_156 | 190 | 0.0044074 | 0.0011046 | 0 | 0 |  | 1 | TRUE | wye
144 | LV_3442-7_0_6_load_177 | 191 | 0.0011713 | 0.00029356 | 0 | 0 |  | 1 | TRUE | wye
145 | LV_3442-7_0_6_load_181 | 192 | 0.0010636 | 0.00026655 | 0 | 0 |  | 1 | TRUE | wye
146 | LV_3442-7_0_6_load_182 | 193 | 0.0011873 | 0.00029756 | 0 | 0 |  | 1 | TRUE | wye
147 | LV_3442-7_0_6_load_183 | 194 | 0.001203 | 0.0003015 | 0 | 0 |  | 1 | TRUE | wye
148 | LV_3442-7_0_6_load_184 | 195 | 0.0014969 | 0.00037516 | 0 | 0 |  | 1 | TRUE | wye
149 | LV_3442-7_0_6_load_185 | 196 | 0.0014827 | 0.00037161 | 0 | 0 |  | 1 | TRUE | wye
150 | LV_3442-7_0_6_load_191 | 198 | 0.0022751 | 0.0005702 | 0 | 0 |  | 1 | TRUE | wye
151 | LV_3442-7_0_6_load_188 | 199 | 0.0043979 | 0.0011022 | 0 | 0 |  | 1 | TRUE | wye
152 | LV_3442-7_0_6_load_193 | 200 | 0.0027689 | 0.00069394 | 0 | 0 |  | 1 | TRUE | wye
153 | LV_3442-7_0_6_load_187 | 201 | 0.0044392 | 0.0011126 | 0 | 0 |  | 1 | TRUE | wye
154 | LV_3442-7_0_6_load_192 | 202 | 0.0024299 | 0.000609 | 0 | 0 |  | 1 | TRUE | wye
155 | LV_3442-7_0_6_load_194 | 203 | 0.0024855 | 0.00062293 | 0 | 0 |  | 1 | TRUE | wye
156 | LV_3442-7_0_6_load_195 | 204 | 0.0023803 | 0.00059657 | 0 | 0 |  | 1 | TRUE | wye
157 | LV_3442-7_0_6_load_196 | 205 | 0.0023551 | 0.00059026 | 0 | 0 |  | 1 | TRUE | wye
158 | LV_3442-7_0_6_load_197 | 206 | 0.0024194 | 0.00060635 | 0 | 0 |  | 1 | TRUE | wye
159 | LV_3442-7_0_6_load_198 | 207 | 0.002702 | 0.00067719 | 0 | 0 |  | 1 | TRUE | wye
160 | LV_3442-7_0_6_load_199 | 208 | 0.005925 | 0.0014849 | 0 | 0 |  | 1 | TRUE | wye
161 | LV_3442-7_0_6_load_203 | 209 | 0.0065708 | 0.0016468 | 0 | 0 |  | 1 | TRUE | wye
162 | LV_3442-7_0_6_load_204 | 210 | 0.0023522 | 0.00058952 | 0 | 0 |  | 1 | TRUE | wye
163 | LV_3442-7_0_6_load_206 | 211 | 0.0036211 | 0.00090754 | 0 | 0 |  | 1 | TRUE | wye
164 | LV_3442-7_0_6_load_210 | 212 | 0.0011609 | 0.00029095 | 0 | 0 |  | 1 | TRUE | wye
165 | LV_3442-7_0_6_load_212 | 213 | 0.0013029 | 0.00032653 | 0 | 0 |  | 1 | TRUE | wye
166 | LV_3442-7_0_6_load_214 | 214 | 0.0012123 | 0.00030382 | 0 | 0 |  | 1 | TRUE | wye

## ext_grid
| name | bus | vm_pu | va_degree | slack_weight | in_service
0 |  | 103 | 1 | 0 | 1 | TRUE

## line
| name | std_type | from_bus | to_bus | length_km | r_ohm_per_km | x_ohm_per_km | c_nf_per_km | g_us_per_km | max_i_ka | df | parallel | type | in_service
0 | LV_3442-7_0_6_line_0 |  | 0 | 1 | 0.0099125 | 0.125 | 0.08 | 261 | 0 | 0.364 | 1 | 1 | cs | TRUE
1 | LV_3442-7_0_6_line_1 |  | 0 | 2 | 0.024085 | 0.125 | 0.08 | 261 | 0 | 0.364 | 1 | 1 | cs | TRUE
2 | LV_3442-7_0_6_line_2 |  | 2 | 3 | 0.011697 | 0.125 | 0.08 | 261 | 0 | 0.364 | 1 | 1 | cs | TRUE
3 | LV_3442-7_0_6_line_3 |  | 2 | 4 | 0.0089447 | 0.125 | 0.08 | 261 | 0 | 0.364 | 1 | 1 | cs | TRUE
4 | LV_3442-7_0_6_line_4 |  | 3 | 5 | 0.018417 | 0.125 | 0.08 | 261 | 0 | 0.364 | 1 | 1 | cs | TRUE
5 | LV_3442-7_0_6_line_5 |  | 4 | 6 | 0.0089263 | 0.125 | 0.08 | 261 | 0 | 0.364 | 1 | 1 | cs | TRUE
6 | LV_3442-7_0_6_line_6 |  | 6 | 7 | 0.0157 | 0.125 | 0.08 | 261 | 0 | 0.364 | 1 | 1 | cs | TRUE
7 | LV_3442-7_0_6_line_7 |  | 7 | 11 | 0.022087 | 0.125 | 0.08 | 261 | 0 | 0.364 | 1 | 1 | cs | TRUE
8 | LV_3442-7_0_6_line_8 |  | 7 | 12 | 0.024276 | 0.125 | 0.08 | 261 | 0 | 0.364 | 1 | 1 | cs | TRUE
9 | LV_3442-7_0_6_line_9 |  | 7 | 10 | 0.016069 | 0.125 | 0.08 | 261 | 0 | 0.364 | 1 | 1 | cs | TRUE
10 | LV_3442-7_0_6_line_10 |  | 8 | 9 | 0.0075075 | 0.125 | 0.08 | 261 | 0 | 0.364 | 1 | 1 | cs | TRUE
11 | LV_3442-7_0_6_line_11 |  | 8 | 10 | 0.025587 | 0.125 | 0.08 | 261 | 0 | 0.364 | 1 | 1 | cs | TRUE
12 | LV_3442-7_0_6_line_12 |  | 11 | 13 | 0.015106 | 0.125 | 0.08 | 261 | 0 | 0.364 | 1 | 1 | cs | TRUE
13 | LV_3442-7_0_6_line_13 |  | 12 | 14 | 0.035499 | 0.125 | 0.08 | 261 | 0 | 0.364 | 1 | 1 | cs | TRUE
14 | LV_3442-7_0_6_line_14 |  | 13 | 23 | 0.018564 | 0.125 | 0.08 | 261 | 0 | 0.364 | 1 | 1 | cs | TRUE
15 | LV_3442-7_0_6_line_15 |  | 14 | 24 | 0.015289 | 0.125 | 0.08 | 261 | 0 | 0.364 | 1 | 1 | cs | TRUE
16 | LV_3442-7_0_6_line_16 |  | 15 | 16 | 0.021817 | 0.125 | 0.08 | 261 | 0 | 0.364 | 1 | 1 | cs | TRUE
17 | LV_3442-7_0_6_line_17 |  | 15 | 17 | 0.15166 | 0.125 | 0.08 | 261 | 0 | 0.364 | 1 | 1 | cs | TRUE
18 | LV_3442-7_0_6_line_18 |  | 15 | 18 | 0.26322 | 0.125 | 0.08 | 261 | 0 | 0.364 | 1 | 1 | cs | TRUE
19 | LV_3442-7_0_6_line_19 |  | 16 | 19 | 0.01915 | 0.125 | 0.08 | 261 | 0 | 0.364 | 1 | 1 | cs | TRUE
20 | LV_3442-7_0_6_line_20 |  | 18 | 20 | 0.03464 | 0.125 | 0.08 | 261 | 0 | 0.364 | 1 | 1 | cs | TRUE
21 | LV_3442-7_0_6_line_21 |  | 19 | 21 | 0.010155 | 0.125 | 0.08 | 261 | 0 | 0.364 | 1 | 1 | cs | TRUE
22 | LV_3442-7_0_6_line_22 |  | 20 | 44 | 0.050234 | 0.125 | 0.08 | 261 | 0 | 0.364 | 1 | 1 | cs | TRUE
23 | LV_3442-7_0_6_line_23 |  | 21 | 22 | 0.0086512 | 0.125 | 0.08 | 261 | 0 | 0.364 | 1 | 1 | cs | TRUE
24 | LV_3442-7_0_6_line_24 |  | 24 | 25 | 0.0043202 | 0.125 | 0.08 | 261 | 0 | 0.364 | 1 | 1 | cs | TRUE
25 | LV_3442-7_0_6_line_25 |  | 25 | 112 | 0.016932 | 0.125 | 0.08 | 261 | 0 | 0.364 | 1 | 1 | cs | TRUE
26 | LV_3442-7_0_6_line_26 |  | 26 | 27 | 0.021758 | 0.125 | 0.08 | 261 | 0 | 0.364 | 1 | 1 | cs | TRUE
27 | LV_3442-7_0_6_line_27 |  | 26 | 28 | 0.022599 | 0.125 | 0.08 | 261 | 0 | 0.364 | 1 | 1 | cs | TRUE
28 | LV_3442-7_0_6_line_28 |  | 27 | 29 | 0.0034864 | 0.125 | 0.08 | 261 | 0 | 0.364 | 1 | 1 | cs | TRUE
29 | LV_3442-7_0_6_line_29 |  | 28 | 30 | 0.014355 | 0.125 | 0.08 | 261 | 0 | 0.364 | 1 | 1 | cs | TRUE
30 | LV_3442-7_0_6_line_30 |  | 28 | 31 | 0.0068022 | 0.125 | 0.08 | 261 | 0 | 0.364 | 1 | 1 | cs | TRUE
31 | LV_3442-7_0_6_line_31 |  | 29 | 32 | 0.018302 | 0.125 | 0.08 | 261 | 0 | 0.364 | 1 | 1 | cs | TRUE
32 | LV_3442-7_0_6_line_32 |  | 30 | 33 | 0.0049559 | 0.125 | 0.08 | 261 | 0 | 0.364 | 1 | 1 | cs | TRUE
33 | LV_3442-7_0_6_line_33 |  | 31 | 34 | 0.012458 | 0.125 | 0.08 | 261 | 0 | 0.364 | 1 | 1 | cs | TRUE
34 | LV_3442-7_0_6_line_34 |  | 32 | 35 | 0.0047423 | 0.125 | 0.08 | 261 | 0 | 0.364 | 1 | 1 | cs | TRUE
35 | LV_3442-7_0_6_line_35 |  | 33 | 36 | 0.036283 | 0.125 | 0.08 | 261 | 0 | 0.364 | 1 | 1 | cs | TRUE
36 | LV_3442-7_0_6_line_36 |  | 34 | 37 | 0.027172 | 0.125 | 0.08 | 261 | 0 | 0.364 | 1 | 1 | cs | TRUE
37 | LV_3442-7_0_6_line_37 |  | 35 | 38 | 0.022887 | 0.125 | 0.08 | 261 | 0 | 0.364 | 1 | 1 | cs | TRUE
38 | LV_3442-7_0_6_line_38 |  | 36 | 41 | 0.010098 | 0.125 | 0.08 | 261 | 0 | 0.364 | 1 | 1 | cs | TRUE
39 | LV_3442-7_0_6_line_39 |  | 37 | 42 | 0.014666 | 0.125 | 0.08 | 261 | 0 | 0.364 | 1 | 1 | cs | TRUE
40 | LV_3442-7_0_6_line_40 |  | 38 | 79 | 0.00043143 | 0.125 | 0.08 | 261 | 0 | 0.364 | 1 | 1 | cs | TRUE
41 | LV_3442-7_0_6_line_41 |  | 39 | 40 | 0.037912 | 0.125 | 0.08 | 261 | 0 | 0.364 | 1 | 1 | cs | TRUE
42 | LV_3442-7_0_6_line_42 |  | 40 | 41 | 0.028281 | 0.125 | 0.08 | 261 | 0 | 0.364 | 1 | 1 | cs | TRUE
43 | LV_3442-7_0_6_line_43 |  | 41 | 63 | 0.028974 | 0.125 | 0.08 | 261 | 0 | 0.364 | 1 | 1 | cs | TRUE
44 | LV_3442-7_0_6_line_44 |  | 42 | 109 | 0.015463 | 0.125 | 0.08 | 261 | 0 | 0.364 | 1 | 1 | cs | TRUE
45 | LV_3442-7_0_6_line_45 |  | 42 | 108 | 0.033452 | 0.125 | 0.08 | 261 | 0 | 0.364 | 1 | 1 | cs | TRUE
46 | LV_3442-7_0_6_line_46 |  | 43 | 44 | 0.022485 | 0.125 | 0.08 | 261 | 0 | 0.364 | 1 | 1 | cs | TRUE
47 | LV_3442-7_0_6_line_47 |  | 44 | 45 | 0.029116 | 0.125 | 0.08 | 261 | 0 | 0.364 | 1 | 1 | cs | TRUE
48 | LV_3442-7_0_6_line_48 |  | 45 | 46 | 0.010933 | 0.125 | 0.08 | 261 | 0 | 0.364 | 1 | 1 | cs | TRUE
49 | LV_3442-7_0_6_line_49 |  | 46 | 47 | 0.043051 | 0.125 | 0.08 | 261 | 0 | 0.364 | 1 | 1 | cs | TRUE
50 | LV_3442-7_0_6_line_50 |  | 47 | 48 | 0.014758 | 0.125 | 0.08 | 261 | 0 | 0.364 | 1 | 1 | cs | TRUE
51 | LV_3442-7_0_6_line_51 |  | 48 | 123 | 0.067845 | 0.125 | 0.08 | 261 | 0 | 0.364 | 1 | 1 | cs | TRUE
52 | LV_3442-7_0_6_line_52 |  | 49 | 50 | 0.004709 | 0.125 | 0.08 | 261 | 0 | 0.364 | 1 | 1 | cs | TRUE
53 | LV_3442-7_0_6_line_53 |  | 49 | 51 | 0.019877 | 0.125 | 0.08 | 261 | 0 | 0.364 | 1 | 1 | cs | TRUE
54 | LV_3442-7_0_6_line_54 |  | 50 | 52 | 0.0014568 | 0.125 | 0.08 | 261 | 0 | 0.364 | 1 | 1 | cs | TRUE
55 | LV_3442-7_0_6_line_55 |  | 51 | 53 | 0.0081138 | 0.125 | 0.08 | 261 | 0 | 0.364 | 1 | 1 | cs | TRUE
56 | LV_3442-7_0_6_line_56 |  | 52 | 54 | 0.019912 | 0.125 | 0.08 | 261 | 0 | 0.364 | 1 | 1 | cs | TRUE
57 | LV_3442-7_0_6_line_57 |  | 53 | 55 | 0.0066136 | 0.125 | 0.08 | 261 | 0 | 0.364 | 1 | 1 | cs | TRUE
58 | LV_3442-7_0_6_line_58 |  | 54 | 56 | 0.0022898 | 0.125 | 0.08 | 261 | 0 | 0.364 | 1 | 1 | cs | TRUE
59 | LV_3442-7_0_6_line_59 |  | 55 | 57 | 0.016187 | 0.125 | 0.08 | 261 | 0 | 0.364 | 1 | 1 | cs | TRUE
60 | LV_3442-7_0_6_line_60 |  | 55 | 58 | 0.016226 | 0.125 | 0.08 | 261 | 0 | 0.364 | 1 | 1 | cs | TRUE
61 | LV_3442-7_0_6_line_61 |  | 56 | 59 | 0.00091877 | 0.125 | 0.08 | 261 | 0 | 0.364 | 1 | 1 | cs | TRUE
62 | LV_3442-7_0_6_line_62 |  | 57 | 60 | 0.013626 | 0.125 | 0.08 | 261 | 0 | 0.364 | 1 | 1 | cs | TRUE
63 | LV_3442-7_0_6_line_63 |  | 58 | 61 | 0.020593 | 0.125 | 0.08 | 261 | 0 | 0.364 | 1 | 3 | cs | TRUE
64 | LV_3442-7_0_6_line_64 |  | 59 | 80 | 0.021045 | 0.125 | 0.08 | 261 | 0 | 0.364 | 1 | 1 | cs | TRUE
65 | LV_3442-7_0_6_line_65 |  | 60 | 126 | 0.016383 | 0.125 | 0.08 | 261 | 0 | 0.364 | 1 | 1 | cs | TRUE
66 | LV_3442-7_0_6_line_66 |  | 61 | 119 | 0.014936 | 0.125 | 0.08 | 261 | 0 | 0.364 | 1 | 1 | cs | TRUE
67 | LV_3442-7_0_6_line_67 |  | 61 | 120 | 0.042123 | 0.125 | 0.08 | 261 | 0 | 0.364 | 1 | 3 | cs | TRUE
68 | LV_3442-7_0_6_line_68 |  | 62 | 63 | 0.00050748 | 0.125 | 0.08 | 261 | 0 | 0.364 | 1 | 1 | cs | TRUE
69 | LV_3442-7_0_6_line_69 |  | 62 | 64 | 0.012085 | 0.125 | 0.08 | 261 | 0 | 0.364 | 1 | 1 | cs | TRUE
70 | LV_3442-7_0_6_line_70 |  | 63 | 65 | 0.015971 | 0.125 | 0.08 | 261 | 0 | 0.364 | 1 | 1 | cs | TRUE
71 | LV_3442-7_0_6_line_71 |  | 64 | 66 | 0.018557 | 0.125 | 0.08 | 261 | 0 | 0.364 | 1 | 1 | cs | TRUE
72 | LV_3442-7_0_6_line_72 |  | 64 | 67 | 0.0050547 | 0.125 | 0.08 | 261 | 0 | 0.364 | 1 | 1 | cs | TRUE
73 | LV_3442-7_0_6_line_73 |  | 65 | 68 | 0.0064021 | 0.125 | 0.08 | 261 | 0 | 0.364 | 1 | 1 | cs | TRUE
74 | LV_3442-7_0_6_line_74 |  | 66 | 69 | 0.013356 | 0.125 | 0.08 | 261 | 0 | 0.364 | 1 | 1 | cs | TRUE
75 | LV_3442-7_0_6_line_75 |  | 67 | 70 | 0.013186 | 0.125 | 0.08 | 261 | 0 | 0.364 | 1 | 1 | cs | TRUE
76 | LV_3442-7_0_6_line_76 |  | 68 | 71 | 0.01594 | 0.125 | 0.08 | 261 | 0 | 0.364 | 1 | 1 | cs | TRUE
77 | LV_3442-7_0_6_line_77 |  | 69 | 72 | 0.0064828 | 0.125 | 0.08 | 261 | 0 | 0.364 | 1 | 1 | cs | TRUE
78 | LV_3442-7_0_6_line_78 |  | 69 | 73 | 0.011526 | 0.125 | 0.08 | 261 | 0 | 0.364 | 1 | 1 | cs | TRUE
79 | LV_3442-7_0_6_line_79 |  | 70 | 74 | 0.0086754 | 0.125 | 0.08 | 261 | 0 | 0.364 | 1 | 1 | cs | TRUE
80 | LV_3442-7_0_6_line_80 |  | 71 | 75 | 0.010494 | 0.125 | 0.08 | 261 | 0 | 0.364 | 1 | 1 | cs | TRUE
81 | LV_3442-7_0_6_line_81 |  | 72 | 76 | 0.013702 | 0.125 | 0.08 | 261 | 0 | 0.364 | 1 | 1 | cs | TRUE
82 | LV_3442-7_0_6_line_82 |  | 73 | 77 | 0.025814 | 0.125 | 0.08 | 261 | 0 | 0.364 | 1 | 1 | cs | TRUE
83 | LV_3442-7_0_6_line_83 |  | 74 | 78 | 0.008953 | 0.125 | 0.08 | 261 | 0 | 0.364 | 1 | 1 | cs | TRUE
84 | LV_3442-7_0_6_line_84 |  | 75 | 212 | 0.0096958 | 0.125 | 0.08 | 261 | 0 | 0.364 | 1 | 1 | cs | TRUE
85 | LV_3442-7_0_6_line_85 |  | 76 | 130 | 0.009119 | 0.125 | 0.08 | 261 | 0 | 0.364 | 1 | 1 | cs | TRUE
86 | LV_3442-7_0_6_line_86 |  | 78 | 210 | 0.0058771 | 0.125 | 0.08 | 261 | 0 | 0.364 | 1 | 1 | cs | TRUE
87 | LV_3442-7_0_6_line_87 |  | 80 | 81 | 0.00036837 | 0.125 | 0.08 | 261 | 0 | 0.364 | 1 | 1 | cs | TRUE
88 | LV_3442-7_0_6_line_88 |  | 81 | 82 | 0.021742 | 0.125 | 0.08 | 261 | 0 | 0.364 | 1 | 1 | cs | TRUE
89 | LV_3442-7_0_6_line_89 |  | 82 | 83 | 0.00028699 | 0.125 | 0.08 | 261 | 0 | 0.364 | 1 | 1 | cs | TRUE
90 | LV_3442-7_0_6_line_90 |  | 83 | 84 | 0.023629 | 0.125 | 0.08 | 261 | 0 | 0.364 | 1 | 1 | cs | TRUE
91 | LV_3442-7_0_6_line_91 |  | 84 | 113 | 0.023939 | 0.125 | 0.08 | 261 | 0 | 0.364 | 1 | 1 | cs | TRUE
92 | LV_3442-7_0_6_line_92 |  | 85 | 86 | 0.020203 | 0.125 | 0.08 | 261 | 0 | 0.364 | 1 | 1 | cs | TRUE
93 | LV_3442-7_0_6_line_93 |  | 86 | 87 | 0.026431 | 0.125 | 0.08 | 261 | 0 | 0.364 | 1 | 1 | cs | TRUE
94 | LV_3442-7_0_6_line_94 |  | 87 | 88 | 0.029592 | 0.125 | 0.08 | 261 | 0 | 0.364 | 1 | 1 | cs | TRUE
95 | LV_3442-7_0_6_line_95 |  | 88 | 89 | 0.00593 | 0.125 | 0.08 | 261 | 0 | 0.364 | 1 | 1 | cs | TRUE
96 | LV_3442-7_0_6_line_96 |  | 88 | 90 | 0.017578 | 0.125 | 0.08 | 261 | 0 | 0.364 | 1 | 1 | cs | TRUE
97 | LV_3442-7_0_6_line_97 |  | 89 | 91 | 0.029553 | 0.125 | 0.08 | 261 | 0 | 0.364 | 1 | 1 | cs | TRUE
98 | LV_3442-7_0_6_line_98 |  | 89 | 92 | 0.032959 | 0.125 | 0.08 | 261 | 0 | 0.364 | 1 | 1 | cs | TRUE
99 | LV_3442-7_0_6_line_99 |  | 90 | 93 | 0.018979 | 0.125 | 0.08 | 261 | 0 | 0.364 | 1 | 1 | cs | TRUE
100 | LV_3442-7_0_6_line_100 |  | 91 | 209 | 0.021692 | 0.125 | 0.08 | 261 | 0 | 0.364 | 1 | 1 | cs | TRUE
101 | LV_3442-7_0_6_line_101 |  | 92 | 111 | 0.020957 | 0.125 | 0.08 | 261 | 0 | 0.364 | 1 | 2 | cs | TRUE
102 | LV_3442-7_0_6_line_102 |  | 92 | 109 | 0.060486 | 0.125 | 0.08 | 261 | 0 | 0.364 | 1 | 2 | cs | TRUE
103 | LV_3442-7_0_6_line_103 |  | 93 | 190 | 0.0093092 | 0.125 | 0.08 | 261 | 0 | 0.364 | 1 | 1 | cs | TRUE
104 | LV_3442-7_0_6_line_104 |  | 94 | 95 | 0.00022369 | 0.125 | 0.08 | 261 | 0 | 0.364 | 1 | 1 | cs | TRUE
105 | LV_3442-7_0_6_line_105 |  | 94 | 96 | 0.01938 | 0.125 | 0.08 | 261 | 0 | 0.364 | 1 | 1 | cs | TRUE
106 | LV_3442-7_0_6_line_106 |  | 95 | 97 | 0.032453 | 0.125 | 0.08 | 261 | 0 | 0.364 | 1 | 1 | cs | TRUE
107 | LV_3442-7_0_6_line_107 |  | 97 | 98 | 0.0048285 | 0.125 | 0.08 | 261 | 0 | 0.364 | 1 | 3 | cs | TRUE
108 | LV_3442-7_0_6_line_108 |  | 97 | 99 | 0.0098637 | 0.125 | 0.08 | 261 | 0 | 0.364 | 1 | 3 | cs | TRUE
109 | LV_3442-7_0_6_line_109 |  | 98 | 100 | 0.018434 | 0.125 | 0.08 | 261 | 0 | 0.364 | 1 | 3 | cs | TRUE
110 | LV_3442-7_0_6_line_110 |  | 99 | 101 | 0.040038 | 0.125 | 0.08 | 261 | 0 | 0.364 | 1 | 3 | cs | TRUE
111 | LV_3442-7_0_6_line_111 |  | 100 | 102 | 0.013811 | 0.125 | 0.08 | 261 | 0 | 0.364 | 1 | 1 | cs | TRUE
112 | LV_3442-7_0_6_line_112 |  | 100 | 103 | 0.00379 | 0.125 | 0.08 | 261 | 0 | 0.364 | 1 | 3 | cs | TRUE
113 | LV_3442-7_0_6_line_113 |  | 101 | 104 | 0.021553 | 0.125 | 0.08 | 261 | 0 | 0.364 | 1 | 1 | cs | TRUE
114 | LV_3442-7_0_6_line_114 |  | 101 | 105 | 0.0082066 | 0.125 | 0.08 | 261 | 0 | 0.364 | 1 | 3 | cs | TRUE
115 | LV_3442-7_0_6_line_115 |  | 102 | 133 | 0.006349 | 0.125 | 0.08 | 261 | 0 | 0.364 | 1 | 1 | cs | TRUE
116 | LV_3442-7_0_6_line_116 |  | 103 | 123 | 0.039476 | 0.125 | 0.08 | 261 | 0 | 0.364 | 1 | 3 | cs | TRUE
117 | LV_3442-7_0_6_line_117 |  | 104 | 183 | 0.0073563 | 0.125 | 0.08 | 261 | 0 | 0.364 | 1 | 1 | cs | TRUE
118 | LV_3442-7_0_6_line_118 |  | 105 | 111 | 0.028986 | 0.125 | 0.08 | 261 | 0 | 0.364 | 1 | 3 | cs | TRUE
119 | LV_3442-7_0_6_line_119 |  | 106 | 107 | 0.024773 | 0.125 | 0.08 | 261 | 0 | 0.364 | 1 | 1 | cs | TRUE
120 | LV_3442-7_0_6_line_120 |  | 106 | 108 | 0.001242 | 0.125 | 0.08 | 261 | 0 | 0.364 | 1 | 1 | cs | TRUE
121 | LV_3442-7_0_6_line_121 |  | 109 | 110 | 0.050008 | 0.125 | 0.08 | 261 | 0 | 0.364 | 1 | 1 | cs | TRUE
122 | LV_3442-7_0_6_line_122 |  | 112 | 113 | 0.029344 | 0.125 | 0.08 | 261 | 0 | 0.364 | 1 | 1 | cs | TRUE
123 | LV_3442-7_0_6_line_123 |  | 114 | 115 | 0.058867 | 0.125 | 0.08 | 261 | 0 | 0.364 | 1 | 1 | cs | TRUE
124 | LV_3442-7_0_6_line_124 |  | 114 | 116 | 0.047259 | 0.125 | 0.08 | 261 | 0 | 0.364 | 1 | 1 | cs | TRUE
125 | LV_3442-7_0_6_line_125 |  | 115 | 117 | 0.069068 | 0.125 | 0.08 | 261 | 0 | 0.364 | 1 | 1 | cs | TRUE
126 | LV_3442-7_0_6_line_126 |  | 116 | 118 | 0.04869 | 0.125 | 0.08 | 261 | 0 | 0.364 | 1 | 1 | cs | TRUE
127 | LV_3442-7_0_6_line_127 |  | 117 | 141 | 0.022974 | 0.125 | 0.08 | 261 | 0 | 0.364 | 1 | 1 | cs | TRUE
128 | LV_3442-7_0_6_line_128 |  | 118 | 150 | 0.013067 | 0.125 | 0.08 | 261 | 0 | 0.364 | 1 | 1 | cs | TRUE
129 | LV_3442-7_0_6_line_129 |  | 118 | 151 | 0.029281 | 0.125 | 0.08 | 261 | 0 | 0.364 | 1 | 1 | cs | TRUE
130 | LV_3442-7_0_6_line_130 |  | 119 | 121 | 0.008219 | 0.125 | 0.08 | 261 | 0 | 0.364 | 1 | 1 | cs | TRUE
131 | LV_3442-7_0_6_line_131 |  | 120 | 122 | 0.020613 | 0.125 | 0.08 | 261 | 0 | 0.364 | 1 | 3 | cs | TRUE
132 | LV_3442-7_0_6_line_132 |  | 122 | 125 | 0.0094271 | 0.125 | 0.08 | 261 | 0 | 0.364 | 1 | 3 | cs | TRUE
133 | LV_3442-7_0_6_line_133 |  | 123 | 124 | 0.038928 | 0.125 | 0.08 | 261 | 0 | 0.364 | 1 | 3 | cs | TRUE
134 | LV_3442-7_0_6_line_134 |  | 124 | 127 | 0.020076 | 0.125 | 0.08 | 261 | 0 | 0.364 | 1 | 3 | cs | TRUE
135 | LV_3442-7_0_6_line_135 |  | 125 | 128 | 0.0053934 | 0.125 | 0.08 | 261 | 0 | 0.364 | 1 | 3 | cs | TRUE
136 | LV_3442-7_0_6_line_136 |  | 126 | 129 | 0.00091757 | 0.125 | 0.08 | 261 | 0 | 0.364 | 1 | 1 | cs | TRUE
137 | LV_3442-7_0_6_line_137 |  | 127 | 132 | 0.035738 | 0.125 | 0.08 | 261 | 0 | 0.364 | 1 | 3 | cs | TRUE
138 | LV_3442-7_0_6_line_138 |  | 128 | 149 | 0.021599 | 0.125 | 0.08 | 261 | 0 | 0.364 | 1 | 1 | cs | TRUE
139 | LV_3442-7_0_6_line_139 |  | 128 | 187 | 0.017742 | 0.125 | 0.08 | 261 | 0 | 0.364 | 1 | 3 | cs | TRUE
140 | LV_3442-7_0_6_line_140 |  | 129 | 144 | 0.0023707 | 0.125 | 0.08 | 261 | 0 | 0.364 | 1 | 1 | cs | TRUE
141 | LV_3442-7_0_6_line_141 |  | 130 | 131 | 0.0098717 | 0.125 | 0.08 | 261 | 0 | 0.364 | 1 | 1 | cs | TRUE
142 | LV_3442-7_0_6_line_142 |  | 132 | 134 | 0.02225 | 0.125 | 0.08 | 261 | 0 | 0.364 | 1 | 3 | cs | TRUE
143 | LV_3442-7_0_6_line_143 |  | 132 | 135 | 0.030194 | 0.125 | 0.08 | 261 | 0 | 0.364 | 1 | 1 | cs | TRUE
144 | LV_3442-7_0_6_line_144 |  | 132 | 136 | 0.031727 | 0.125 | 0.08 | 261 | 0 | 0.364 | 1 | 1 | cs | TRUE
145 | LV_3442-7_0_6_line_145 |  | 134 | 176 | 0.0085406 | 0.125 | 0.08 | 261 | 0 | 0.364 | 1 | 3 | cs | TRUE
146 | LV_3442-7_0_6_line_146 |  | 135 | 177 | 0.013444 | 0.125 | 0.08 | 261 | 0 | 0.364 | 1 | 1 | cs | TRUE
147 | LV_3442-7_0_6_line_147 |  | 136 | 171 | 0.011634 | 0.125 | 0.08 | 261 | 0 | 0.364 | 1 | 1 | cs | TRUE
148 | LV_3442-7_0_6_line_148 |  | 137 | 138 | 0.024751 | 0.125 | 0.08 | 261 | 0 | 0.364 | 1 | 1 | cs | TRUE
149 | LV_3442-7_0_6_line_149 |  | 137 | 139 | 0.015963 | 0.125 | 0.08 | 261 | 0 | 0.364 | 1 | 1 | cs | TRUE
150 | LV_3442-7_0_6_line_150 |  | 138 | 140 | 0.080402 | 0.125 | 0.08 | 261 | 0 | 0.364 | 1 | 1 | cs | TRUE
151 | LV_3442-7_0_6_line_151 |  | 139 | 141 | 0.0099288 | 0.125 | 0.08 | 261 | 0 | 0.364 | 1 | 1 | cs | TRUE
152 | LV_3442-7_0_6_line_152 |  | 140 | 142 | 0.0058146 | 0.125 | 0.08 | 261 | 0 | 0.364 | 1 | 1 | cs | TRUE
153 | LV_3442-7_0_6_line_153 |  | 142 | 143 | 0.045645 | 0.125 | 0.08 | 261 | 0 | 0.364 | 1 | 1 | cs | TRUE
154 | LV_3442-7_0_6_line_154 |  | 144 | 145 | 0.0084841 | 0.125 | 0.08 | 261 | 0 | 0.364 | 1 | 1 | cs | TRUE
155 | LV_3442-7_0_6_line_155 |  | 146 | 147 | 0.002831 | 0.125 | 0.08 | 261 | 0 | 0.364 | 1 | 1 | cs | TRUE
156 | LV_3442-7_0_6_line_156 |  | 147 | 148 | 0.018009 | 0.125 | 0.08 | 261 | 0 | 0.364 | 1 | 1 | cs | TRUE
157 | LV_3442-7_0_6_line_157 |  | 148 | 149 | 0.0042143 | 0.125 | 0.08 | 261 | 0 | 0.364 | 1 | 1 | cs | TRUE
158 | LV_3442-7_0_6_line_158 |  | 150 | 152 | 0.0053123 | 0.125 | 0.08 | 261 | 0 | 0.364 | 1 | 1 | cs | TRUE
159 | LV_3442-7_0_6_line_159 |  | 151 | 153 | 0.020467 | 0.125 | 0.08 | 261 | 0 | 0.364 | 1 | 1 | cs | TRUE
160 | LV_3442-7_0_6_line_160 |  | 152 | 154 | 0.0024882 | 0.125 | 0.08 | 261 | 0 | 0.364 | 1 | 1 | cs | TRUE
161 | LV_3442-7_0_6_line_161 |  | 153 | 155 | 0.024385 | 0.125 | 0.08 | 261 | 0 | 0.364 | 1 | 1 | cs | TRUE
162 | LV_3442-7_0_6_line_162 |  | 153 | 156 | 0.04475 | 0.125 | 0.08 | 261 | 0 | 0.364 | 1 | 1 | cs | TRUE
163 | LV_3442-7_0_6_line_163 |  | 154 | 157 | 0.014346 | 0.125 | 0.08 | 261 | 0 | 0.364 | 1 | 1 | cs | TRUE
164 | LV_3442-7_0_6_line_164 |  | 155 | 158 | 0.0041424 | 0.125 | 0.08 | 261 | 0 | 0.364 | 1 | 1 | cs | TRUE
165 | LV_3442-7_0_6_line_165 |  | 156 | 159 | 0.054598 | 0.125 | 0.08 | 261 | 0 | 0.364 | 1 | 1 | cs | TRUE
166 | LV_3442-7_0_6_line_166 |  | 159 | 171 | 0.020589 | 0.125 | 0.08 | 261 | 0 | 0.364 | 1 | 1 | cs | TRUE
167 | LV_3442-7_0_6_line_167 |  | 160 | 161 | 0.020283 | 0.125 | 0.08 | 261 | 0 | 0.364 | 1 | 1 | cs | TRUE
168 | LV_3442-7_0_6_line_168 |  | 161 | 162 | 0.022061 | 0.125 | 0.08 | 261 | 0 | 0.364 | 1 | 1 | cs | TRUE
169 | LV_3442-7_0_6_line_169 |  | 162 | 166 | 0.035355 | 0.125 | 0.08 | 261 | 0 | 0.364 | 1 | 1 | cs | TRUE
170 | LV_3442-7_0_6_line_170 |  | 163 | 164 | 0.01056 | 0.125 | 0.08 | 261 | 0 | 0.364 | 1 | 1 | cs | TRUE
171 | LV_3442-7_0_6_line_171 |  | 163 | 165 | 0.042808 | 0.125 | 0.08 | 261 | 0 | 0.364 | 1 | 1 | cs | TRUE
172 | LV_3442-7_0_6_line_172 |  | 164 | 173 | 0.044333 | 0.125 | 0.08 | 261 | 0 | 0.364 | 1 | 1 | cs | TRUE
173 | LV_3442-7_0_6_line_173 |  | 165 | 191 | 0.0019456 | 0.125 | 0.08 | 261 | 0 | 0.364 | 1 | 1 | cs | TRUE
174 | LV_3442-7_0_6_line_174 |  | 166 | 170 | 0.019811 | 0.125 | 0.08 | 261 | 0 | 0.364 | 1 | 1 | cs | TRUE
175 | LV_3442-7_0_6_line_175 |  | 167 | 168 | 0.061608 | 0.125 | 0.08 | 261 | 0 | 0.364 | 1 | 1 | cs | TRUE
176 | LV_3442-7_0_6_line_176 |  | 167 | 169 | 0.00064582 | 0.125 | 0.08 | 261 | 0 | 0.364 | 1 | 1 | cs | TRUE
177 | LV_3442-7_0_6_line_177 |  | 168 | 170 | 0.056868 | 0.125 | 0.08 | 261 | 0 | 0.364 | 1 | 1 | cs | TRUE
178 | LV_3442-7_0_6_line_178 |  | 169 | 191 | 0.004898 | 0.125 | 0.08 | 261 | 0 | 0.364 | 1 | 1 | cs | TRUE
179 | LV_3442-7_0_6_line_179 |  | 171 | 172 | 0.034266 | 0.125 | 0.08 | 261 | 0 | 0.364 | 1 | 1 | cs | TRUE
180 | LV_3442-7_0_6_line_180 |  | 172 | 173 | 0.072287 | 0.125 | 0.08 | 261 | 0 | 0.364 | 1 | 1 | cs | TRUE
181 | LV_3442-7_0_6_line_181 |  | 172 | 174 | 0.023519 | 0.125 | 0.08 | 261 | 0 | 0.364 | 1 | 1 | cs | TRUE
182 | LV_3442-7_0_6_line_182 |  | 174 | 175 | 0.00067803 | 0.125 | 0.08 | 261 | 0 | 0.364 | 1 | 1 | cs | TRUE
183 | LV_3442-7_0_6_line_183 |  | 176 | 187 | 0.011107 | 0.125 | 0.08 | 261 | 0 | 0.364 | 1 | 3 | cs | TRUE
184 | LV_3442-7_0_6_line_184 |  | 177 | 188 | 0.0098706 | 0.125 | 0.08 | 261 | 0 | 0.364 | 1 | 1 | cs | TRUE
185 | LV_3442-7_0_6_line_185 |  | 178 | 179 | 0.0069983 | 0.125 | 0.08 | 261 | 0 | 0.364 | 1 | 1 | cs | TRUE
186 | LV_3442-7_0_6_line_186 |  | 178 | 180 | 0.0045157 | 0.125 | 0.08 | 261 | 0 | 0.364 | 1 | 1 | cs | TRUE
187 | LV_3442-7_0_6_line_187 |  | 180 | 181 | 0.012409 | 0.125 | 0.08 | 261 | 0 | 0.364 | 1 | 1 | cs | TRUE
188 | LV_3442-7_0_6_line_188 |  | 181 | 182 | 0.0075006 | 0.125 | 0.08 | 261 | 0 | 0.364 | 1 | 1 | cs | TRUE
189 | LV_3442-7_0_6_line_189 |  | 182 | 185 | 0.0098178 | 0.125 | 0.08 | 261 | 0 | 0.364 | 1 | 1 | cs | TRUE
190 | LV_3442-7_0_6_line_190 |  | 183 | 184 | 0.017124 | 0.125 | 0.08 | 261 | 0 | 0.364 | 1 | 1 | cs | TRUE
191 | LV_3442-7_0_6_line_191 |  | 185 | 186 | 0.023585 | 0.125 | 0.08 | 261 | 0 | 0.364 | 1 | 1 | cs | TRUE
192 | LV_3442-7_0_6_line_192 |  | 186 | 190 | 0.019825 | 0.125 | 0.08 | 261 | 0 | 0.364 | 1 | 1 | cs | TRUE
193 | LV_3442-7_0_6_line_193 |  | 188 | 189 | 0.0099234 | 0.125 | 0.08 | 261 | 0 | 0.364 | 1 | 1 | cs | TRUE
194 | LV_3442-7_0_6_line_194 |  | 189 | 201 | 0.010229 | 0.125 | 0.08 | 261 | 0 | 0.364 | 1 | 1 | cs | TRUE
195 | LV_3442-7_0_6_line_195 |  | 192 | 193 | 0.00027515 | 0.125 | 0.08 | 261 | 0 | 0.364 | 1 | 1 | cs | TRUE
196 | LV_3442-7_0_6_line_196 |  | 192 | 194 | 0.00023584 | 0.125 | 0.08 | 261 | 0 | 0.364 | 1 | 1 | cs | TRUE
197 | LV_3442-7_0_6_line_197 |  | 193 | 195 | 0.0010524 | 0.125 | 0.08 | 261 | 0 | 0.364 | 1 | 1 | cs | TRUE
198 | LV_3442-7_0_6_line_198 |  | 194 | 196 | 0.0035507 | 0.125 | 0.08 | 261 | 0 | 0.364 | 1 | 1 | cs | TRUE
199 | LV_3442-7_0_6_line_199 |  | 195 | 197 | 0.028774 | 0.125 | 0.08 | 261 | 0 | 0.364 | 1 | 1 | cs | TRUE
200 | LV_3442-7_0_6_line_200 |  | 197 | 198 | 0.0028004 | 0.125 | 0.08 | 261 | 0 | 0.364 | 1 | 1 | cs | TRUE
201 | LV_3442-7_0_6_line_201 |  | 197 | 199 | 0.018623 | 0.125 | 0.08 | 261 | 0 | 0.364 | 1 | 1 | cs | TRUE
202 | LV_3442-7_0_6_line_202 |  | 198 | 200 | 0.0053839 | 0.125 | 0.08 | 261 | 0 | 0.364 | 1 | 1 | cs | TRUE
203 | LV_3442-7_0_6_line_203 |  | 199 | 201 | 0.0059115 | 0.125 | 0.08 | 261 | 0 | 0.364 | 1 | 1 | cs | TRUE
204 | LV_3442-7_0_6_line_204 |  | 200 | 202 | 0.0057556 | 0.125 | 0.08 | 261 | 0 | 0.364 | 1 | 1 | cs | TRUE
205 | LV_3442-7_0_6_line_205 |  | 202 | 203 | 0.0053947 | 0.125 | 0.08 | 261 | 0 | 0.364 | 1 | 1 | cs | TRUE
206 | LV_3442-7_0_6_line_206 |  | 203 | 204 | 0.0054572 | 0.125 | 0.08 | 261 | 0 | 0.364 | 1 | 1 | cs | TRUE
207 | LV_3442-7_0_6_line_207 |  | 204 | 205 | 0.0052591 | 0.125 | 0.08 | 261 | 0 | 0.364 | 1 | 1 | cs | TRUE
208 | LV_3442-7_0_6_line_208 |  | 205 | 206 | 0.0053861 | 0.125 | 0.08 | 261 | 0 | 0.364 | 1 | 1 | cs | TRUE
209 | LV_3442-7_0_6_line_209 |  | 206 | 207 | 0.0055444 | 0.125 | 0.08 | 261 | 0 | 0.364 | 1 | 1 | cs | TRUE
210 | LV_3442-7_0_6_line_210 |  | 207 | 208 | 0.0011084 | 0.125 | 0.08 | 261 | 0 | 0.364 | 1 | 1 | cs | TRUE
211 | LV_3442-7_0_6_line_211 |  | 210 | 211 | 0.0048068 | 0.125 | 0.08 | 261 | 0 | 0.364 | 1 | 1 | cs | TRUE
212 | LV_3442-7_0_6_line_212 |  | 212 | 213 | 0.0064093 | 0.125 | 0.08 | 261 | 0 | 0.364 | 1 | 1 | cs | TRUE
213 | LV_3442-7_0_6_line_213 |  | 213 | 214 | 0.0070452 | 0.125 | 0.08 | 261 | 0 | 0.364 | 1 | 1 | cs | TRUE

## trafo
| name | std_type | hv_bus | lv_bus | sn_mva | vn_hv_kv | vn_lv_kv | vk_percent | vkr_percent | pfe_kw | i0_percent | shift_degree | tap_side | tap_neutral | tap_min | tap_max | tap_step_percent | tap_step_degree | tap_pos | tap_phase_shifter | parallel | df | in_service
0 | LV_3442-7_0_6_trafo_103 | 0.63 MVA 20/0.4 kV | 215 | 103 | 0.63 | 20 | 0.4 | 6 | 1.206 | 1.65 | 0.2619 | 150 | hv | 0 | -2 | 2 | 2.5 | 0 | 0 | FALSE | 1 | 1 | TRUE

## line_geodata
| x0 | y0 | x1 | y1 | x2 | y2 | x3 | y3 | x4 | y4 | x5 | y5 | x6 | y6 | x7 | y7 | x8 | y8 | x9 | y9 | x10 | y10 | x11 | y11
0 | 2743911.0664 | 1254998.5475 | 2743901.5095 | 1254995.916
1 | 2743932.4696 | 1255008.9478 | 2743926.7466 | 1255004.7047 | 2743922.3218 | 1255002.0057 | 2743914.7139 | 1254999.5518 | 2743911.0664 | 1254998.5475
2 | 2743932.4696 | 1255008.9478 | 2743942.4588 | 1255002.8626
3 | 2743932.4696 | 1255008.9478 | 2743937.2545 | 1255016.5051
4 | 2743960.2021 | 1255000.9809 | 2743960.2021 | 1255000.9809 | 2743953.4087 | 1254999.4811 | 2743942.4588 | 1255002.8626
5 | 2743942.0296 | 1255024.0468 | 2743937.2545 | 1255016.5051
6 | 2743950.428 | 1255037.3113 | 2743942.0296 | 1255024.0468
7 | 2743950.428 | 1255037.3113 | 2743942.1499 | 1255046.2742 | 2743937.0657 | 1255049.8985 | 2743936.0958 | 1255053.409
8 | 2743950.428 | 1255037.3113 | 2743962.3937 | 1255058.4339
9 | 2743950.428 | 1255037.3113 | 2743964.1581 | 1255030.0826 | 2743964.6331 | 1255029.8012
10 | 2743986.6475 | 1255016.7611 | 2743992.8677 | 1255020.9646
11 | 2743986.6475 | 1255016.7611 | 2743964.6331 | 1255029.8012
12 | 2743936.4161 | 1255068.4311 | 2743935.5562 | 1255060.7611 | 2743935.8905 | 1255054.1518 | 2743936.0958 | 1255053.409
13 | 2743962.3937 | 1255058.4339 | 2743975.3489 | 1255081.3035 | 2743979.7496 | 1255089.4002
14 | 2743932.3343 | 1255086.1737 | 2743936.9453 | 1255073.1511 | 2743936.4161 | 1255068.4311
15 | 2743987.0508 | 1255102.8335 | 2743979.7496 | 1255089.4002
16 | 2744416.5951 | 1255161.7903 | 2744418.4243 | 1255169.7092 | 2744418.1346 | 1255173.5391 | 2744418.9301 | 1255179.2862 | 2744420.0345 | 1255183.1791
17 | 2744420.0345 | 1255183.1791 | 2744571.0453 | 1255169.1555
18 | 2744224.2759 | 1255359.139 | 2744420.0345 | 1255183.1791
19 | 2744416.5951 | 1255161.7903 | 2744410.5656 | 1255160.2307 | 2744404.9111 | 1255159.6923 | 2744397.6155 | 1255159.9146
20 | 2744231.9035 | 1255392.5962 | 2744231.5562 | 1255384.3824 | 2744229.4227 | 1255372.2188 | 2744225.5889 | 1255363.2502 | 2744224.2759 | 1255359.139
21 | 2744397.6155 | 1255159.9146 | 2744400.3511 | 1255155.744 | 2744402.2868 | 1255150.9533
22 | 2744222.8319 | 1255433.6281 | 2744221.2444 | 1255407.1196 | 2744228.967 | 1255407.319 | 2744232.3084 | 1255403.3633 | 2744232.0684 | 1255396.4953 | 2744231.9035 | 1255392.5962
23 | 2744409.8721 | 1255146.9011 | 2744406.3984 | 1255148.2288 | 2744402.2868 | 1255150.9533
24 | 2743987.0508 | 1255102.8335 | 2743989.1138 | 1255106.6293
25 | 2743997.1996 | 1255121.5064 | 2743989.1138 | 1255106.6293
26 | 2744263.6645 | 1255608.2702 | 2744264.8623 | 1255604.2704 | 2744271.2398 | 1255587.8846
27 | 2744257.1812 | 1255629.9189 | 2744263.6645 | 1255608.2702
28 | 2744272.4384 | 1255584.6127 | 2744272.1561 | 1255585.5302 | 2744271.2398 | 1255587.8846
29 | 2744257.1812 | 1255629.9189 | 2744269.4884 | 1255637.3703
30 | 2744257.1812 | 1255629.9189 | 2744251.6051 | 1255626.0231
31 | 2744272.4384 | 1255584.6127 | 2744275.9672 | 1255573.1446 | 2744277.251 | 1255567.2257 | 2744277.264 | 1255566.9797
32 | 2744269.4884 | 1255637.3703 | 2744274.2118 | 1255638.8702
33 | 2744251.6051 | 1255626.0231 | 2744241.3926 | 1255618.8878
34 | 2744277.264 | 1255566.9797 | 2744277.5153 | 1255562.244
35 | 2744309.5381 | 1255635.2423 | 2744305.8191 | 1255636.9107 | 2744299.8679 | 1255638.9676 | 2744295.7473 | 1255639.6011 | 2744289.4384 | 1255640.2369 | 2744284.4183 | 1255640.3147 | 2744277.4932 | 1255639.9122 | 2744274.2118 | 1255638.8702
36 | 2744241.3926 | 1255618.8878 | 2744227.888 | 1255609.4525 | 2744219.1563 | 1255603.2717
37 | 2744276.5066 | 1255539.3886 | 2744277.614 | 1255560.3836 | 2744277.5153 | 1255562.244
38 | 2744318.7514 | 1255631.1092 | 2744309.5381 | 1255635.2423
39 | 2744205.713 | 1255597.5567 | 2744212.5848 | 1255599.8373 | 2744218.3037 | 1255602.6682 | 2744219.1563 | 1255603.2717
40 | 2744276.4839 | 1255538.9578 | 2744276.5066 | 1255539.3886
41 | 2744326.5304 | 1255657.2497 | 2744326.4049 | 1255658.8778 | 2744325.6024 | 1255664.5525 | 2744322.1156 | 1255667.0477 | 2744316.141 | 1255668.826 | 2744309.821 | 1255669.2947 | 2744302.8019 | 1255669.3459 | 2744296.14 | 1255669.6804
42 | 2744318.7514 | 1255631.1092 | 2744321.2195 | 1255635.1065 | 2744325.0605 | 1255640.9835 | 2744326.9081 | 1255646.9119 | 2744326.9237 | 1255652.1507 | 2744326.5304 | 1255657.2497
43 | 2744318.7514 | 1255631.1092 | 2744327.3598 | 1255621.899 | 2744331.5255 | 1255615.3943 | 2744335.7698 | 1255607.835
44 | 2744190.5728 | 1255594.8743 | 2744197.1268 | 1255595.023 | 2744205.713 | 1255597.5567
45 | 2744205.713 | 1255597.5567 | 2744208.3733 | 1255590.5815 | 2744211.9648 | 1255581.0042 | 2744214.2156 | 1255574.4194 | 2744215.1204 | 1255568.5692 | 2744215.0243 | 1255565.6908
46 | 2744222.8319 | 1255433.6281 | 2744227.568 | 1255429.4172 | 2744232.0737 | 1255426.3017 | 2744235.8187 | 1255423.746 | 2744240.0939 | 1255422.0374 | 2744241.5997 | 1255421.7544
47 | 2744222.8319 | 1255433.6281 | 2744225.0598 | 1255444.704 | 2744227.1145 | 1255451.4271 | 2744226.5107 | 1255457.9298 | 2744223.2959 | 1255460.7208
48 | 2744223.2959 | 1255460.7208 | 2744219.4713 | 1255460.9723 | 2744216.276 | 1255458.6256 | 2744214.4377 | 1255456.0853
49 | 2744176.0119 | 1255446.7734 | 2744178.4173 | 1255446.4922 | 2744190.0062 | 1255445.351 | 2744198.0551 | 1255444.5463 | 2744202.7986 | 1255445.2958 | 2744208.6339 | 1255448.9303 | 2744212.9251 | 1255453.9952 | 2744214.4377 | 1255456.0853
50 | 2744176.0119 | 1255446.7734 | 2744167.0806 | 1255447.8175 | 2744161.3184 | 1255447.6132
51 | 2744100.527 | 1255427.7674 | 2744106.9642 | 1255424.3541 | 2744112.0542 | 1255424.5114 | 2744117.3235 | 1255425.0513 | 2744122.5445 | 1255426.6466 | 2744129.8046 | 1255429.4148 | 2744135.7973 | 1255432.7861 | 2744141.8525 | 1255437.9272 | 2744148.0925 | 1255442.9172 | 2744153.5081 | 1255445.5071 | 2744160.0609 | 1255447.5686 | 2744161.3184 | 1255447.6132
52 | 2744064.4051 | 1255254.913 | 2744062.7874 | 1255250.4906
53 | 2744064.4051 | 1255254.913 | 2744065.271 | 1255257.2803 | 2744068.5888 | 1255268.2381 | 2744070.1298 | 1255273.9405
54 | 2744062.287 | 1255249.1224 | 2744062.7874 | 1255250.4906
55 | 2744072.2512 | 1255281.772 | 2744070.8941 | 1255276.769 | 2744070.1298 | 1255273.9405
56 | 2744062.287 | 1255249.1224 | 2744059.0728 | 1255240.3355 | 2744054.9748 | 1255230.6078
57 | 2744073.9826 | 1255288.155 | 2744072.2512 | 1255281.772
58 | 2744054.0858 | 1255228.4976 | 2744054.9748 | 1255230.6078
59 | 2744073.9826 | 1255288.155 | 2744063.7453 | 1255290.4971 | 2744058.0994 | 1255291.1603
60 | 2744073.9826 | 1255288.155 | 2744077.886 | 1255301.7184 | 2744078.2671 | 1255303.7959
61 | 2744053.7291 | 1255227.6509 | 2744054.0858 | 1255228.4976
62 | 2744058.0994 | 1255291.1603 | 2744055.3291 | 1255295.5305 | 2744053.2288 | 1255298.7269 | 2744049.173 | 1255300.9548
63 | 2744081.9832 | 1255324.0505 | 2744078.2671 | 1255303.7959
64 | 2744053.7291 | 1255227.6509 | 2744048.0289 | 1255214.1197 | 2744045.1926 | 1255208.4247
65 | 2744033.9486 | 1255306.9426 | 2744039.2881 | 1255305.016 | 2744047.0638 | 1255302.1135 | 2744049.173 | 1255300.9548
66 | 2744081.9832 | 1255324.0505 | 2744087.9609 | 1255323.3953 | 2744092.1824 | 1255323.2757 | 2744094.8739 | 1255324.9317 | 2744096.2233 | 1255325.6714
67 | 2744081.9832 | 1255324.0505 | 2744084.5856 | 1255339.2839 | 2744089.0694 | 1255365.5737
68 | 2744335.9831 | 1255607.3746 | 2744335.7698 | 1255607.835
69 | 2744340.4241 | 1255596.1484 | 2744337.9762 | 1255603.0731 | 2744335.9831 | 1255607.3746
70 | 2744335.7698 | 1255607.835 | 2744343.2781 | 1255618.9731 | 2744343.4005 | 1255621.5086
71 | 2744340.4241 | 1255596.1484 | 2744340.4089 | 1255587.1839 | 2744339.6107 | 1255577.6248
72 | 2744340.4241 | 1255596.1484 | 2744345.4784 | 1255596.2161 | 2744345.4784 | 1255596.2161
73 | 2744343.7092 | 1255627.9033 | 2744343.4005 | 1255621.5086
74 | 2744338.4992 | 1255564.3155 | 2744339.6107 | 1255577.6248
75 | 2744345.4784 | 1255596.2161 | 2744347.1535 | 1255598.0809 | 2744348.7405 | 1255599.5321 | 2744350.2782 | 1255599.603 | 2744357.2671 | 1255599.5467
76 | 2744343.7092 | 1255627.9033 | 2744347.2714 | 1255630.6705 | 2744349.3686 | 1255631.6226 | 2744352.5008 | 1255631.9103 | 2744358.4782 | 1255631.7038
77 | 2744338.4992 | 1255564.3155 | 2744344.8009 | 1255565.8372 | 2744344.8009 | 1255565.8372
78 | 2744338.4992 | 1255564.3155 | 2744338.3471 | 1255552.7909
79 | 2744365.9423 | 1255599.4769 | 2744357.2671 | 1255599.5467
80 | 2744368.9655 | 1255631.3414 | 2744358.4782 | 1255631.7038
81 | 2744344.8009 | 1255565.8372 | 2744346.6726 | 1255567.996 | 2744347.9677 | 1255569.0397 | 2744349.7779 | 1255569.3841 | 2744357.1154 | 1255569.2532
82 | 2744338.0065 | 1255526.9789 | 2744338.3471 | 1255552.7909
83 | 2744374.895 | 1255599.4049 | 2744365.9423 | 1255599.4769
84 | 2744378.6555 | 1255631.0066 | 2744368.9655 | 1255631.3414
85 | 2744357.1154 | 1255569.2532 | 2744366.2329 | 1255569.0905
86 | 2744380.7719 | 1255599.3576 | 2744374.895 | 1255599.4049
87 | 2744045.0284 | 1255208.0949 | 2744045.1926 | 1255208.4247
88 | 2744035.2246 | 1255188.6915 | 2744036.3946 | 1255190.7589 | 2744045.0284 | 1255208.0949
89 | 2744035.0832 | 1255188.4418 | 2744035.2246 | 1255188.6915
90 | 2744023.4444 | 1255167.8776 | 2744035.0832 | 1255188.4418
91 | 2744023.4444 | 1255167.8776 | 2744011.6533 | 1255147.0441
92 | 2744150.4685 | 1255659.1008 | 2744152.1772 | 1255658.7006 | 2744154.1052 | 1255658.5473 | 2744164.4343 | 1255658.2986 | 2744164.7716 | 1255655.6042 | 2744166.1366 | 1255653.7801 | 2744167.306 | 1255653.5696
93 | 2744126.6623 | 1255668.0551 | 2744135.1464 | 1255668.2729 | 2744139.2328 | 1255666.5596 | 2744141.9041 | 1255665.0121 | 2744144.6834 | 1255663.0556 | 2744149.1159 | 1255659.8382 | 2744150.2419 | 1255659.1539 | 2744150.4685 | 1255659.1008
94 | 2744129.8465 | 1255638.6378 | 2744129.1985 | 1255645.106 | 2744126.6623 | 1255668.0551
95 | 2744130.187 | 1255632.7182 | 2744129.8465 | 1255638.6378
96 | 2744129.8465 | 1255638.6378 | 2744112.2728 | 1255638.2394
97 | 2744130.187 | 1255632.7182 | 2744136.5534 | 1255630.9604 | 2744141.5936 | 1255630.06 | 2744146.6122 | 1255628.4918 | 2744157.7508 | 1255624.448 | 2744158.454 | 1255624.2907
98 | 2744130.187 | 1255632.7182 | 2744130.1433 | 1255612.2087 | 2744130.122 | 1255599.763
99 | 2744093.7225 | 1255636.1897 | 2744096.9184 | 1255637.8913 | 2744112.2728 | 1255638.2394
100 | 2744174.5887 | 1255619.552 | 2744170.614 | 1255619.612 | 2744171.8751 | 1255623.6021 | 2744162.7737 | 1255623.3247 | 2744158.454 | 1255624.2907
101 | 2744130.122 | 1255599.763 | 2744127.1057 | 1255579.0243
102 | 2744130.122 | 1255599.763 | 2744149.4394 | 1255598.8656 | 2744190.5728 | 1255594.8743
103 | 2744084.4161 | 1255635.9631 | 2744084.4161 | 1255635.9631 | 2744093.7225 | 1255636.1897 | 2744093.7225 | 1255636.1897
104 | 2744144.3731 | 1255488.0348 | 2744144.3424 | 1255487.8133
105 | 2744147.0387 | 1255507.2308 | 2744144.3731 | 1255488.0348
106 | 2744144.3424 | 1255487.8133 | 2744112.2516 | 1255493.2374
107 | 2744112.2516 | 1255493.2374 | 2744111.2545 | 1255488.513
108 | 2744112.2516 | 1255493.2374 | 2744113.8672 | 1255502.9679
109 | 2744107.4481 | 1255470.4766 | 2744111.2545 | 1255488.513
110 | 2744120.6144 | 1255542.4324 | 2744117.9769 | 1255527.7208 | 2744113.8672 | 1255502.9679
111 | 2744107.4481 | 1255470.4766 | 2744093.8272 | 1255472.7582
112 | 2744107.4481 | 1255470.4766 | 2744106.8419 | 1255466.7354
113 | 2744120.6144 | 1255542.4324 | 2744115.6844 | 1255540.9777 | 2744113.6556 | 1255540.9282 | 2744112.0663 | 1255539.8775 | 2744110.8768 | 1255538.8364 | 2744109.1058 | 1255536.8803 | 2744108.0191 | 1255535.6416 | 2744107.0245 | 1255534.6498 | 2744105.5343 | 1255533.8683 | 2744103.9274 | 1255533.2286 | 2744102.2203 | 1255532.6754
114 | 2744120.6144 | 1255542.4324 | 2744122.4582 | 1255550.4292
115 | 2744087.5654 | 1255473.8071 | 2744093.8272 | 1255472.7582
116 | 2744100.527 | 1255427.7674 | 2744106.8419 | 1255466.7354
117 | 2744095.2436 | 1255535.0079 | 2744102.2203 | 1255532.6754
118 | 2744122.4582 | 1255550.4292 | 2744123.7812 | 1255556.167 | 2744127.1057 | 1255579.0243
119 | 2744215.0501 | 1255564.4493 | 2744215.1796 | 1255559.6399 | 2744213.1663 | 1255539.7801
120 | 2744215.0501 | 1255564.4493 | 2744215.0201 | 1255565.5639 | 2744215.0243 | 1255565.6908
121 | 2744190.5728 | 1255594.8743 | 2744186.8608 | 1255638.192 | 2744186.1052 | 1255644.6795
122 | 2743997.1996 | 1255121.5064 | 2744011.6533 | 1255147.0441
123 | 2743965.0242 | 1255167.5569 | 2743916.7034 | 1255148.2863 | 2743910.4083 | 1255145.2304
124 | 2743965.0242 | 1255167.5569 | 2743961.3039 | 1255181.8134 | 2743959.7024 | 1255196.7665 | 2743959.0896 | 1255214.2421
125 | 2743910.4083 | 1255145.2304 | 2743880.3997 | 1255128.2741 | 2743849.6057 | 1255112.4978
126 | 2743965.6519 | 1255262.4071 | 2743960.2969 | 1255232.1925 | 2743959.0123 | 1255216.4463 | 2743959.0896 | 1255214.2421
127 | 2743829.0902 | 1255102.1584 | 2743842.75 | 1255108.9856 | 2743849.6057 | 1255112.4978
128 | 2743965.6519 | 1255262.4071 | 2743978.1942 | 1255258.7421
129 | 2743965.6519 | 1255262.4071 | 2743964.1671 | 1255276.907 | 2743962.545 | 1255287.7446 | 2743962.1367 | 1255291.4691
130 | 2744103.4306 | 1255329.6221 | 2744096.2233 | 1255325.6714
131 | 2744089.0694 | 1255365.5737 | 2744076.3626 | 1255368.6119 | 2744072.7104 | 1255371.0809 | 2744070.3385 | 1255373.1379
132 | 2744070.3385 | 1255373.1379 | 2744068.0077 | 1255375.1593 | 2744063.8408 | 1255379.2396 | 2744063.3584 | 1255379.4046
133 | 2744066.2758 | 1255446.2851 | 2744073.3143 | 1255443.587 | 2744089.3205 | 1255434.2787 | 2744100.527 | 1255427.7674
134 | 2744066.2758 | 1255446.2851 | 2744060.0452 | 1255449.8925 | 2744054.8405 | 1255454.1366 | 2744051.2241 | 1255459.1645
135 | 2744058.2552 | 1255381.15 | 2744063.3584 | 1255379.4046
136 | 2744033.9486 | 1255306.9426 | 2744033.0855 | 1255307.2541
137 | 2744030.9093 | 1255429.7201 | 2744040.4951 | 1255443.5887 | 2744051.2241 | 1255459.1645
138 | 2744058.2552 | 1255381.15 | 2744048.631 | 1255368.2369 | 2744046.8184 | 1255363.0508
139 | 2744058.2552 | 1255381.15 | 2744053.783 | 1255386.6131 | 2744052.0755 | 1255391.3427 | 2744051.1098 | 1255396.9135
140 | 2744030.8555 | 1255308.0587 | 2744033.0855 | 1255307.2541
141 | 2744376.1031 | 1255568.9143 | 2744366.2329 | 1255569.0905
142 | 2744030.9093 | 1255429.7201 | 2744040.1812 | 1255426.1088 | 2744044.0436 | 1255422.1323 | 2744046.9182 | 1255416.8861 | 2744047.0784 | 1255416.1293
143 | 2744030.9093 | 1255429.7201 | 2744022.5217 | 1255437.9239 | 2744020.7088 | 1255447.2999 | 2744020.3233 | 1255456.2035
144 | 2744030.9093 | 1255429.7201 | 2744024.7899 | 1255421.6302 | 2744021.6693 | 1255418.0731 | 2744017.6059 | 1255414.8045 | 2744014.6207 | 1255411.5733 | 2744009.1266 | 1255407.2467 | 2744008.8979 | 1255407.1601
145 | 2744048.79 | 1255407.7631 | 2744048.5897 | 1255408.9859 | 2744047.0784 | 1255416.1293
146 | 2744020.3233 | 1255456.2035 | 2744020.1916 | 1255459.2432 | 2744018.8397 | 1255469.5562
147 | 2743997.7744 | 1255403.9341 | 2744002.5314 | 1255404.7506 | 2744008.8979 | 1255407.1601
148 | 2743804.0994 | 1255141.4223 | 2743815.7851 | 1255135.0778 | 2743822.9553 | 1255126.1459
149 | 2743828.8791 | 1255112.085 | 2743828.2992 | 1255119.489 | 2743822.9553 | 1255126.1459
150 | 2743804.0994 | 1255141.4223 | 2743772.2917 | 1255215.2648
151 | 2743828.8791 | 1255112.085 | 2743829.0043 | 1255106.3158 | 2743829.0902 | 1255102.1584
152 | 2743772.2917 | 1255215.2648 | 2743777.4553 | 1255217.9381
153 | 2743777.4553 | 1255217.9381 | 2743792.6455 | 1255225.8023 | 2743818.4636 | 1255237.9668
154 | 2744023.0132 | 1255311.2839 | 2744025.3303 | 1255310.4595 | 2744030.6545 | 1255308.1312 | 2744030.8555 | 1255308.0587
155 | 2744036.6533 | 1255346.6091 | 2744035.8588 | 1255343.8919
156 | 2744045.428 | 1255359.0725 | 2744045.428 | 1255359.0725 | 2744043.8551 | 1255357.9665 | 2744042.2761 | 1255357.7279 | 2744040.0805 | 1255358.3306 | 2744036.6533 | 1255346.6091
157 | 2744045.428 | 1255359.0725 | 2744046.8184 | 1255363.0508
158 | 2743983.2932 | 1255257.2522 | 2743978.1942 | 1255258.7421
159 | 2743959.9066 | 1255311.8145 | 2743962.1367 | 1255291.4691
160 | 2743985.6815 | 1255256.5543 | 2743983.2932 | 1255257.2522
161 | 2743959.9066 | 1255311.8145 | 2743982.761 | 1255320.3183
162 | 2743959.9066 | 1255311.8145 | 2743959.8083 | 1255317.0949 | 2743955.3276 | 1255333.4572 | 2743946.9482 | 1255354.3512
163 | 2743999.4519 | 1255252.5305 | 2743985.6815 | 1255256.5543
164 | 2743986.6434 | 1255321.7629 | 2743982.761 | 1255320.3183
165 | 2743946.9482 | 1255354.3512 | 2743958.1408 | 1255359.8841 | 2743967.9499 | 1255366.451 | 2743982.8257 | 1255377.2341 | 2743988.603 | 1255381.4008 | 2743992.146 | 1255384.6567
166 | 2743997.7744 | 1255403.9341 | 2743997.5466 | 1255397.7894 | 2743996.747 | 1255394.0553 | 2743995.5437 | 1255389.544 | 2743992.146 | 1255384.6567
167 | 2743888.0217 | 1255583.3655 | 2743889.6915 | 1255579.3744 | 2743897.5834 | 1255565.5062
168 | 2743883.4061 | 1255604.7904 | 2743884.4308 | 1255594.9281 | 2743886.0941 | 1255587.973 | 2743888.0217 | 1255583.3655
169 | 2743883.4061 | 1255604.7904 | 2743884.7458 | 1255614.8659 | 2743888.7222 | 1255614.8847 | 2743893.5424 | 1255614.6461 | 2743898.6027 | 1255616.0148 | 2743902.6007 | 1255618.2474 | 2743908.4916 | 1255621.1489
170 | 2743946.6425 | 1255506.7667 | 2743951.5635 | 1255516.1106
171 | 2743971.4374 | 1255554.0259 | 2743971.4374 | 1255554.0259 | 2743959.3815 | 1255530.9553 | 2743951.5635 | 1255516.1106
172 | 2743918.5612 | 1255472.7409 | 2743926.6936 | 1255479.9787 | 2743945.0348 | 1255503.7138 | 2743946.6425 | 1255506.7667
173 | 2743971.4374 | 1255554.0259 | 2743971.4724 | 1255555.9712
174 | 2743924.313 | 1255609.1664 | 2743908.4916 | 1255621.1489
175 | 2743971.5721 | 1255561.5141 | 2743979.571 | 1255622.6002
176 | 2743971.5721 | 1255561.5141 | 2743971.5605 | 1255560.8684
177 | 2743924.313 | 1255609.1664 | 2743979.571 | 1255622.6002
178 | 2743971.4724 | 1255555.9712 | 2743971.5605 | 1255560.8684
179 | 2743968.5885 | 1255420.5293 | 2743973.4128 | 1255416.4093 | 2743981.2275 | 1255409.7262 | 2743987.4392 | 1255406.274 | 2743993.2267 | 1255404.7466 | 2743997.7744 | 1255403.9341
180 | 2743968.5885 | 1255420.5293 | 2743944.8131 | 1255443.0395 | 2743918.5612 | 1255472.7409
181 | 2743968.5885 | 1255420.5293 | 2743984.3193 | 1255438.0137
182 | 2743984.7728 | 1255438.5178 | 2743984.3193 | 1255438.0137
183 | 2744048.79 | 1255407.7631 | 2744049.6533 | 1255402.4945 | 2744051.1098 | 1255396.9135 | 2744051.1098 | 1255396.9135
184 | 2744017.5567 | 1255479.343 | 2744018.8397 | 1255469.5562
185 | 2744063.2429 | 1255573.0476 | 2744063.8474 | 1255580.0197
186 | 2744064.0681 | 1255584.5279 | 2744064.0021 | 1255581.8036 | 2744063.8474 | 1255580.0197
187 | 2744064.0681 | 1255584.5279 | 2744064.3684 | 1255596.9331
188 | 2744064.3684 | 1255596.9331 | 2744064.55 | 1255604.4314
189 | 2744064.7302 | 1255614.2472 | 2744064.7207 | 1255611.4827 | 2744064.55 | 1255604.4314
190 | 2744095.2436 | 1255535.0079 | 2744097.6823 | 1255539.2935 | 2744102.3353 | 1255550.5731
191 | 2744064.8111 | 1255637.8323 | 2744064.7302 | 1255614.2472
192 | 2744064.8111 | 1255637.8323 | 2744071.7983 | 1255636.3008 | 2744074.6595 | 1255636.5596 | 2744078.4301 | 1255636.6625 | 2744084.4161 | 1255635.9631
193 | 2744016.4967 | 1255489.2089 | 2744017.2632 | 1255481.5822 | 2744017.5567 | 1255479.343
194 | 2744015.4738 | 1255499.3871 | 2744016.4967 | 1255489.2089
195 | 2743984.1705 | 1255530.4378 | 2743984.4345 | 1255530.3602
196 | 2743983.9442 | 1255530.5043 | 2743984.1705 | 1255530.4378
197 | 2743984.4345 | 1255530.3602 | 2743985.4442 | 1255530.0635
198 | 2743983.9442 | 1255530.5043 | 2743980.5375 | 1255531.5053
199 | 2744013.0507 | 1255521.9516 | 2743985.4442 | 1255530.0635
200 | 2744013.0507 | 1255521.9516 | 2744013.975 | 1255524.5951
201 | 2744013.0507 | 1255521.9516 | 2744009.6493 | 1255512.571 | 2744013.6262 | 1255504.8953
202 | 2744015.7519 | 1255529.6773 | 2744013.975 | 1255524.5951
203 | 2744015.4738 | 1255499.3871 | 2744015.2317 | 1255501.7965 | 2744013.6262 | 1255504.8953
204 | 2744017.6515 | 1255535.1105 | 2744015.7519 | 1255529.6773
205 | 2744017.6515 | 1255535.1105 | 2744019.432 | 1255540.2029
206 | 2744021.2331 | 1255545.3543 | 2744019.432 | 1255540.2029
207 | 2744021.2331 | 1255545.3543 | 2744022.9688 | 1255550.3187
208 | 2744022.9688 | 1255550.3187 | 2744024.7464 | 1255555.4029
209 | 2744026.5763 | 1255560.6367 | 2744024.7464 | 1255555.4029
210 | 2744026.9421 | 1255561.6829 | 2744026.5763 | 1255560.6367
211 | 2744385.5786 | 1255599.3189 | 2744380.7719 | 1255599.3576
212 | 2744378.6555 | 1255631.0066 | 2744385.0609 | 1255630.7853
213 | 2744392.1002 | 1255630.505 | 2744391.0954 | 1255630.5277 | 2744388.3451 | 1255630.6719 | 2744385.0609 | 1255630.7853

## bus_geodata
| x | y | coords
0 | 2743911.0664 | 1254998.5475
1 | 2743901.5095 | 1254995.916
2 | 2743932.4696 | 1255008.9478
3 | 2743942.4588 | 1255002.8626
4 | 2743937.2545 | 1255016.5051
5 | 2743960.2021 | 1255000.9809
6 | 2743942.0296 | 1255024.0468
7 | 2743950.428 | 1255037.3113
8 | 2743986.6475 | 1255016.7611
9 | 2743992.8677 | 1255020.9646
10 | 2743964.6331 | 1255029.8012
11 | 2743936.0958 | 1255053.409
12 | 2743962.3937 | 1255058.4339
13 | 2743936.4161 | 1255068.4311
14 | 2743979.7496 | 1255089.4002
15 | 2744420.0345 | 1255183.1791
16 | 2744416.5951 | 1255161.7903
17 | 2744571.0453 | 1255169.1555
18 | 2744224.2759 | 1255359.139
19 | 2744397.6155 | 1255159.9146
20 | 2744231.9035 | 1255392.5962
21 | 2744402.2868 | 1255150.9533
22 | 2744409.8721 | 1255146.9011
23 | 2743932.3343 | 1255086.1737
24 | 2743987.0508 | 1255102.8335
25 | 2743989.1138 | 1255106.6293
26 | 2744263.6645 | 1255608.2702
27 | 2744271.2398 | 1255587.8846
28 | 2744257.1812 | 1255629.9189
29 | 2744272.4384 | 1255584.6127
30 | 2744269.4884 | 1255637.3703
31 | 2744251.6051 | 1255626.0231
32 | 2744277.264 | 1255566.9797
33 | 2744274.2118 | 1255638.8702
34 | 2744241.3926 | 1255618.8878
35 | 2744277.5153 | 1255562.244
36 | 2744309.5381 | 1255635.2423
37 | 2744219.1563 | 1255603.2717
38 | 2744276.5066 | 1255539.3886
39 | 2744296.14 | 1255669.6804
40 | 2744326.5304 | 1255657.2497
41 | 2744318.7514 | 1255631.1092
42 | 2744205.713 | 1255597.5567
43 | 2744241.5997 | 1255421.7544
44 | 2744222.8319 | 1255433.6281
45 | 2744223.2959 | 1255460.7208
46 | 2744214.4377 | 1255456.0853
47 | 2744176.0119 | 1255446.7734
48 | 2744161.3184 | 1255447.6132
49 | 2744064.4051 | 1255254.913
50 | 2744062.7874 | 1255250.4906
51 | 2744070.1298 | 1255273.9405
52 | 2744062.287 | 1255249.1224
53 | 2744072.2512 | 1255281.772
54 | 2744054.9748 | 1255230.6078
55 | 2744073.9826 | 1255288.155
56 | 2744054.0858 | 1255228.4976
57 | 2744058.0994 | 1255291.1603
58 | 2744078.2671 | 1255303.7959
59 | 2744053.7291 | 1255227.6509
60 | 2744049.173 | 1255300.9548
61 | 2744081.9832 | 1255324.0505
62 | 2744335.9831 | 1255607.3746
63 | 2744335.7698 | 1255607.835
64 | 2744340.4241 | 1255596.1484
65 | 2744343.4005 | 1255621.5086
66 | 2744339.6107 | 1255577.6248
67 | 2744345.4784 | 1255596.2161
68 | 2744343.7092 | 1255627.9033
69 | 2744338.4992 | 1255564.3155
70 | 2744357.2671 | 1255599.5467
71 | 2744358.4782 | 1255631.7038
72 | 2744344.8009 | 1255565.8372
73 | 2744338.3471 | 1255552.7909
74 | 2744365.9423 | 1255599.4769
75 | 2744368.9655 | 1255631.3414
76 | 2744357.1154 | 1255569.2532
77 | 2744338.0065 | 1255526.9789
78 | 2744374.895 | 1255599.4049
79 | 2744276.4839 | 1255538.9578
80 | 2744045.1926 | 1255208.4247
81 | 2744045.0284 | 1255208.0949
82 | 2744035.2246 | 1255188.6915
83 | 2744035.0832 | 1255188.4418
84 | 2744023.4444 | 1255167.8776
85 | 2744167.306 | 1255653.5696
86 | 2744150.4685 | 1255659.1008
87 | 2744126.6623 | 1255668.0551
88 | 2744129.8465 | 1255638.6378
89 | 2744130.187 | 1255632.7183
90 | 2744112.2728 | 1255638.2394
91 | 2744158.454 | 1255624.2907
92 | 2744130.122 | 1255599.763
93 | 2744093.7225 | 1255636.1897
94 | 2744144.3731 | 1255488.0348
95 | 2744144.3424 | 1255487.8133
96 | 2744147.0387 | 1255507.2308
97 | 2744112.2516 | 1255493.2374
98 | 2744111.2545 | 1255488.513
99 | 2744113.8672 | 1255502.9679
100 | 2744107.4481 | 1255470.4766
101 | 2744120.6144 | 1255542.4324
102 | 2744093.8272 | 1255472.7582
103 | 2744106.8419 | 1255466.7354
104 | 2744102.2203 | 1255532.6754
105 | 2744122.4582 | 1255550.4292
106 | 2744215.0501 | 1255564.4493
107 | 2744213.1663 | 1255539.7801
108 | 2744215.0243 | 1255565.6908
109 | 2744190.5728 | 1255594.8743
110 | 2744186.1052 | 1255644.6795
111 | 2744127.1057 | 1255579.0243
112 | 2743997.1996 | 1255121.5064
113 | 2744011.6533 | 1255147.0441
114 | 2743965.0242 | 1255167.5569
115 | 2743910.4083 | 1255145.2304
116 | 2743959.0896 | 1255214.2421
117 | 2743849.6057 | 1255112.4978
118 | 2743965.6519 | 1255262.4071
119 | 2744096.2233 | 1255325.6714
120 | 2744089.0694 | 1255365.5737
121 | 2744103.4306 | 1255329.6221
122 | 2744070.3385 | 1255373.1379
123 | 2744100.527 | 1255427.7674
124 | 2744066.2758 | 1255446.2851
125 | 2744063.3584 | 1255379.4046
126 | 2744033.9486 | 1255306.9426
127 | 2744051.2241 | 1255459.1645
128 | 2744058.2552 | 1255381.15
129 | 2744033.0855 | 1255307.2541
130 | 2744366.2329 | 1255569.0905
131 | 2744376.1031 | 1255568.9143
132 | 2744030.9093 | 1255429.7201
133 | 2744087.5654 | 1255473.8071
134 | 2744047.0784 | 1255416.1293
135 | 2744020.3233 | 1255456.2035
136 | 2744008.8979 | 1255407.1601
137 | 2743822.9553 | 1255126.1459
138 | 2743804.0994 | 1255141.4223
139 | 2743828.8791 | 1255112.085
140 | 2743772.2917 | 1255215.2648
141 | 2743829.0902 | 1255102.1584
142 | 2743777.4553 | 1255217.9381
143 | 2743818.4636 | 1255237.9668
144 | 2744030.8555 | 1255308.0587
145 | 2744023.0132 | 1255311.2839
146 | 2744035.8588 | 1255343.8919
147 | 2744036.6533 | 1255346.6091
148 | 2744045.428 | 1255359.0725
149 | 2744046.8184 | 1255363.0508
150 | 2743978.1942 | 1255258.7421
151 | 2743962.1367 | 1255291.4691
152 | 2743983.2932 | 1255257.2522
153 | 2743959.9066 | 1255311.8145
154 | 2743985.6815 | 1255256.5543
155 | 2743982.761 | 1255320.3183
156 | 2743946.9482 | 1255354.3512
157 | 2743999.4519 | 1255252.5305
158 | 2743986.6434 | 1255321.7629
159 | 2743992.146 | 1255384.6567
160 | 2743897.5834 | 1255565.5062
161 | 2743888.0217 | 1255583.3655
162 | 2743883.4061 | 1255604.7904
163 | 2743951.5635 | 1255516.1106
164 | 2743946.6425 | 1255506.7667
165 | 2743971.4374 | 1255554.0259
166 | 2743908.4916 | 1255621.1489
167 | 2743971.5721 | 1255561.5141
168 | 2743979.571 | 1255622.6002
169 | 2743971.5605 | 1255560.8684
170 | 2743924.313 | 1255609.1664
171 | 2743997.7744 | 1255403.9341
172 | 2743968.5885 | 1255420.5293
173 | 2743918.5612 | 1255472.7409
174 | 2743984.3193 | 1255438.0137
175 | 2743984.7728 | 1255438.5178
176 | 2744048.79 | 1255407.7631
177 | 2744018.8397 | 1255469.5562
178 | 2744063.8474 | 1255580.0197
179 | 2744063.2429 | 1255573.0476
180 | 2744064.0681 | 1255584.5279
181 | 2744064.3684 | 1255596.9331
182 | 2744064.55 | 1255604.4314
183 | 2744095.2436 | 1255535.0079
184 | 2744102.3353 | 1255550.5731
185 | 2744064.7302 | 1255614.2472
186 | 2744064.811 | 1255637.8323
187 | 2744051.1098 | 1255396.9135
188 | 2744017.5567 | 1255479.343
189 | 2744016.4967 | 1255489.2089
190 | 2744084.4161 | 1255635.9631
191 | 2743971.4724 | 1255555.9712
192 | 2743984.1705 | 1255530.4378
193 | 2743984.4345 | 1255530.3602
194 | 2743983.9442 | 1255530.5043
195 | 2743985.4442 | 1255530.0635
196 | 2743980.5375 | 1255531.5053
197 | 2744013.0507 | 1255521.9516
198 | 2744013.975 | 1255524.5951
199 | 2744013.6262 | 1255504.8953
200 | 2744015.7519 | 1255529.6773
201 | 2744015.4738 | 1255499.3871
202 | 2744017.6515 | 1255535.1105
203 | 2744019.432 | 1255540.2029
204 | 2744021.2331 | 1255545.3543
205 | 2744022.9688 | 1255550.3187
206 | 2744024.7464 | 1255555.4029
207 | 2744026.5763 | 1255560.6367
208 | 2744026.9421 | 1255561.6829
209 | 2744174.5887 | 1255619.552
210 | 2744380.7719 | 1255599.3576
211 | 2744385.5786 | 1255599.3189
212 | 2744378.6555 | 1255631.0066
213 | 2744385.0609 | 1255630.7853
214 | 2744392.1002 | 1255630.505
215 | 2744107.4481 | 1255470.4766

## line_std_types
| c_nf_per_km | r_ohm_per_km | x_ohm_per_km | max_i_ka | type | q_mm2 | alpha | voltage_rating
NAYY 4x50 SE | 210 | 0.642 | 0.083 | 0.142 | cs | 50 | 0.00403 | LV
NAYY 4x120 SE | 264 | 0.225 | 0.08 | 0.242 | cs | 120 | 0.00403 | LV
NAYY 4x150 SE | 261 | 0.208 | 0.08 | 0.27 | cs | 150 | 0.00403 | LV
NA2XS2Y 1x95 RM/25 12/20 kV | 216 | 0.313 | 0.132 | 0.252 | cs | 95 | 0.00403 | MV
NA2XS2Y 1x185 RM/25 12/20 kV | 273 | 0.161 | 0.117 | 0.362 | cs | 185 | 0.00403 | MV
NA2XS2Y 1x240 RM/25 12/20 kV | 304 | 0.122 | 0.112 | 0.421 | cs | 240 | 0.00403 | MV
NA2XS2Y 1x95 RM/25 6/10 kV | 315 | 0.313 | 0.123 | 0.249 | cs | 95 | 0.00403 | MV
NA2XS2Y 1x185 RM/25 6/10 kV | 406 | 0.161 | 0.11 | 0.358 | cs | 185 | 0.00403 | MV
NA2XS2Y 1x240 RM/25 6/10 kV | 456 | 0.122 | 0.105 | 0.416 | cs | 240 | 0.00403 | MV
NA2XS2Y 1x150 RM/25 12/20 kV | 250 | 0.206 | 0.116 | 0.319 | cs | 150 | 0.00403 | MV
NA2XS2Y 1x120 RM/25 12/20 kV | 230 | 0.253 | 0.119 | 0.283 | cs | 120 | 0.00403 | MV
NA2XS2Y 1x70 RM/25 12/20 kV | 190 | 0.443 | 0.132 | 0.22 | cs | 70 | 0.00403 | MV
NA2XS2Y 1x150 RM/25 6/10 kV | 360 | 0.206 | 0.11 | 0.315 | cs | 150 | 0.00403 | MV
NA2XS2Y 1x120 RM/25 6/10 kV | 340 | 0.253 | 0.113 | 0.28 | cs | 120 | 0.00403 | MV
NA2XS2Y 1x70 RM/25 6/10 kV | 280 | 0.443 | 0.123 | 0.217 | cs | 70 | 0.00403 | MV
N2XS(FL)2Y 1x120 RM/35 64/110 kV | 112 | 0.153 | 0.166 | 0.366 | cs | 120 | 0.00393 | HV
N2XS(FL)2Y 1x185 RM/35 64/110 kV | 125 | 0.099 | 0.156 | 0.457 | cs | 185 | 0.00393 | HV
N2XS(FL)2Y 1x240 RM/35 64/110 kV | 135 | 0.075 | 0.149 | 0.526 | cs | 240 | 0.00393 | HV
N2XS(FL)2Y 1x300 RM/35 64/110 kV | 144 | 0.06 | 0.144 | 0.588 | cs | 300 | 0.00393 | HV
15-AL1/3-ST1A 0.4 | 11 | 1.8769 | 0.35 | 0.105 | ol | 16 | 0.00403 | LV
24-AL1/4-ST1A 0.4 | 11.25 | 1.2012 | 0.335 | 0.14 | ol | 24 | 0.00403 | LV
48-AL1/8-ST1A 0.4 | 12.2 | 0.5939 | 0.3 | 0.21 | ol | 48 | 0.00403 | LV
94-AL1/15-ST1A 0.4 | 13.2 | 0.306 | 0.29 | 0.35 | ol | 94 | 0.00403 | LV
34-AL1/6-ST1A 10.0 | 9.7 | 0.8342 | 0.36 | 0.17 | ol | 34 | 0.00403 | MV
48-AL1/8-ST1A 10.0 | 10.1 | 0.5939 | 0.35 | 0.21 | ol | 48 | 0.00403 | MV
70-AL1/11-ST1A 10.0 | 10.4 | 0.4132 | 0.339 | 0.29 | ol | 70 | 0.00403 | MV
94-AL1/15-ST1A 10.0 | 10.75 | 0.306 | 0.33 | 0.35 | ol | 94 | 0.00403 | MV
122-AL1/20-ST1A 10.0 | 11.1 | 0.2376 | 0.323 | 0.41 | ol | 122 | 0.00403 | MV
149-AL1/24-ST1A 10.0 | 11.25 | 0.194 | 0.315 | 0.47 | ol | 149 | 0.00403 | MV
34-AL1/6-ST1A 20.0 | 9.15 | 0.8342 | 0.382 | 0.17 | ol | 34 | 0.00403 | MV
48-AL1/8-ST1A 20.0 | 9.5 | 0.5939 | 0.372 | 0.21 | ol | 48 | 0.00403 | MV
70-AL1/11-ST1A 20.0 | 9.7 | 0.4132 | 0.36 | 0.29 | ol | 70 | 0.00403 | MV
94-AL1/15-ST1A 20.0 | 10 | 0.306 | 0.35 | 0.35 | ol | 94 | 0.00403 | MV
122-AL1/20-ST1A 20.0 | 10.3 | 0.2376 | 0.344 | 0.41 | ol | 122 | 0.00403 | MV
149-AL1/24-ST1A 20.0 | 10.5 | 0.194 | 0.337 | 0.47 | ol | 149 | 0.00403 | MV
184-AL1/30-ST1A 20.0 | 10.75 | 0.1571 | 0.33 | 0.535 | ol | 184 | 0.00403 | MV
243-AL1/39-ST1A 20.0 | 11 | 0.1188 | 0.32 | 0.645 | ol | 243 | 0.00403 | MV
48-AL1/8-ST1A 110.0 | 8 | 0.5939 | 0.46 | 0.21 | ol | 48 | 0.00403 | HV
70-AL1/11-ST1A 110.0 | 8.4 | 0.4132 | 0.45 | 0.29 | ol | 70 | 0.00403 | HV
94-AL1/15-ST1A 110.0 | 8.65 | 0.306 | 0.44 | 0.35 | ol | 94 | 0.00403 | HV
122-AL1/20-ST1A 110.0 | 8.5 | 0.2376 | 0.43 | 0.41 | ol | 122 | 0.00403 | HV
149-AL1/24-ST1A 110.0 | 8.75 | 0.194 | 0.41 | 0.47 | ol | 149 | 0.00403 | HV
184-AL1/30-ST1A 110.0 | 8.8 | 0.1571 | 0.4 | 0.535 | ol | 184 | 0.00403 | HV
243-AL1/39-ST1A 110.0 | 9 | 0.1188 | 0.39 | 0.645 | ol | 243 | 0.00403 | HV
305-AL1/39-ST1A 110.0 | 9.2 | 0.0949 | 0.38 | 0.74 | ol | 305 | 0.00403 | HV
490-AL1/64-ST1A 110.0 | 9.75 | 0.059 | 0.37 | 0.96 | ol | 490 | 0.00403 | HV
679-AL1/86-ST1A 110.0 | 9.95 | 0.042 | 0.36 | 1.15 | ol | 679 | 0.00403 | HV
490-AL1/64-ST1A 220.0 | 10 | 0.059 | 0.285 | 0.96 | ol | 490 | 0.00403 | HV
679-AL1/86-ST1A 220.0 | 11.7 | 0.042 | 0.275 | 1.15 | ol | 679 | 0.00403 | HV
490-AL1/64-ST1A 380.0 | 11 | 0.059 | 0.253 | 0.96 | ol | 490 | 0.00403 | HV
679-AL1/86-ST1A 380.0 | 14.6 | 0.042 | 0.25 | 1.15 | ol | 679 | 0.00403 | HV

## trafo_std_types
| i0_percent | pfe_kw | vkr_percent | sn_mva | vn_lv_kv | vn_hv_kv | vk_percent | shift_degree | vector_group | tap_side | tap_neutral | tap_min | tap_max | tap_step_degree | tap_step_percent | tap_phase_shifter
160 MVA 380/110 kV | 0.06 | 60 | 0.25 | 160 | 110 | 380 | 12.2 | 0 | Yy0 | hv | 0 | -9 | 9 | 0 | 1.5 | FALSE
100 MVA 220/110 kV | 0.06 | 55 | 0.26 | 100 | 110 | 220 | 12 | 0 | Yy0 | hv | 0 | -9 | 9 | 0 | 1.5 | FALSE
63 MVA 110/20 kV | 0.04 | 22 | 0.32 | 63 | 20 | 110 | 18 | 150 | YNd5 | hv | 0 | -9 | 9 | 0 | 1.5 | FALSE
40 MVA 110/20 kV | 0.05 | 18 | 0.34 | 40 | 20 | 110 | 16.2 | 150 | YNd5 | hv | 0 | -9 | 9 | 0 | 1.5 | FALSE
25 MVA 110/20 kV | 0.07 | 14 | 0.41 | 25 | 20 | 110 | 12 | 150 | YNd5 | hv | 0 | -9 | 9 | 0 | 1.5 | FALSE
63 MVA 110/10 kV | 0.04 | 22 | 0.32 | 63 | 10 | 110 | 18 | 150 | YNd5 | hv | 0 | -9 | 9 | 0 | 1.5 | FALSE
40 MVA 110/10 kV | 0.05 | 18 | 0.34 | 40 | 10 | 110 | 16.2 | 150 | YNd5 | hv | 0 | -9 | 9 | 0 | 1.5 | FALSE
25 MVA 110/10 kV | 0.07 | 14 | 0.41 | 25 | 10 | 110 | 12 | 150 | YNd5 | hv | 0 | -9 | 9 | 0 | 1.5 | FALSE
0.25 MVA 20/0.4 kV | 0.32 | 0.8 | 1.44 | 0.25 | 0.4 | 20 | 6 | 150 | Yzn5 | hv | 0 | -2 | 2 | 0 | 2.5 | FALSE
0.4 MVA 20/0.4 kV | 0.3375 | 1.35 | 1.425 | 0.4 | 0.4 | 20 | 6 | 150 | Dyn5 | hv | 0 | -2 | 2 | 0 | 2.5 | FALSE
0.63 MVA 20/0.4 kV | 0.2619 | 1.65 | 1.206 | 0.63 | 0.4 | 20 | 6 | 150 | Dyn5 | hv | 0 | -2 | 2 | 0 | 2.5 | FALSE
0.25 MVA 10/0.4 kV | 0.24 | 0.6 | 1.2 | 0.25 | 0.4 | 10 | 4 | 150 | Dyn5 | hv | 0 | -2 | 2 | 0 | 2.5 | FALSE
0.4 MVA 10/0.4 kV | 0.2375 | 0.95 | 1.325 | 0.4 | 0.4 | 10 | 4 | 150 | Dyn5 | hv | 0 | -2 | 2 | 0 | 2.5 | FALSE
0.63 MVA 10/0.4 kV | 0.1873 | 1.18 | 1.0794 | 0.63 | 0.4 | 10 | 4 | 150 | Dyn5 | hv | 0 | -2 | 2 | 0 | 2.5 | FALSE

## trafo3w_std_types
| sn_hv_mva | sn_mv_mva | sn_lv_mva | vn_hv_kv | vn_mv_kv | vn_lv_kv | vk_hv_percent | vk_mv_percent | vk_lv_percent | vkr_hv_percent | vkr_mv_percent | vkr_lv_percent | pfe_kw | i0_percent | shift_mv_degree | shift_lv_degree | vector_group | tap_side | tap_neutral | tap_min | tap_max | tap_step_percent
63/25/38 MVA 110/20/10 kV | 63 | 25 | 38 | 110 | 20 | 10 | 10.4 | 10.4 | 10.4 | 0.28 | 0.32 | 0.35 | 35 | 0.89 | 0 | 0 | YN0yn0yn0 | hv | 0 | -10 | 10 | 1.2
63/25/38 MVA 110/10/10 kV | 63 | 25 | 38 | 110 | 10 | 10 | 10.4 | 10.4 | 10.4 | 0.28 | 0.32 | 0.35 | 35 | 0.89 | 0 | 0 | YN0yn0yn0 | hv | 0 | -10 | 10 | 1.2

## fuse_std_types
| fuse_type | i_rated_a | t_avg | t_min | t_total | x_avg | x_min | x_total
HV 100A | HV 100A | 100 | 0 | [10.0, 3.64, 0.854, 0.281, 0.1, 0.0531, 0.022, 0.01] | [10.0, 4.267, 1.21, 0.403, 0.1, 0.058, 0.022, 0.01] | 0 | [300.0, 350.0, 450.0, 550.0, 700.0, 850.0, 1200.0, 1752.0] | [600.0, 700.0, 900.0, 1150.0, 1665.0, 2000.0, 3000.0, 4313.0]
HV 10A | HV 10A | 10 | 0 | [10.0, 1675.0, 0.344, 0.156, 0.1, 0.0417, 0.0171, 0.01] | [10.0, 1.3, 0.3, 0.155, 0.1, 0.0555, 0.023, 0.01] | 0 | [30.0, 32.0, 35.0, 37.0, 39.0, 50.0, 70.0, 88.0] | [60.0, 70.0, 80.0, 87.0, 94.0, 110.0, 150.0, 216.0]
HV 125A | HV 125A | 125 | 0 | [10.0, 1.82, 0.344, 0.1, 0.0467, 0.0269, 0.01] | [10.0, 2.478, 0.426, 0.1, 0.0427, 0.0211, 0.01] | 0 | [375.0, 500.0, 700.0, 925.0, 1200.0, 1500.0, 2341.0] | [750.0, 1000.0, 1500.0, 2200.0, 3000.0, 4000.0, 5765.0]
HV 160A | HV 160A | 160 | 0 | [10.0, 4.15, 1.03, 0.198, 0.1, 0.051, 0.0172, 0.01] | [10.0, 2.3, 0.734, 0.274, 0.1, 0.046, 0.0177, 0.01] | 0 | [480.0, 550.0, 700.0, 1000.0, 1260.0, 1600.0, 2500.0, 3227.0] | [960.0, 1300.0, 1700.0, 2200.0, 2996.0, 4000.0, 6000.0, 7946.0]
HV 16A | HV 16A | 16 | 0 | [10.0, 0.352, 0.164, 0.1, 0.0649, 0.0342, 0.01] | [10.0, 2.34, 0.722, 0.181, 0.1, 0.055, 0.0296, 0.01] | 0 | [48.0, 60.0, 65.0, 71.0, 80.0, 100.0, 162.0] | [96.0, 110.0, 125.0, 150.0, 168.0, 200.0, 250.0, 398.0]
HV 200A | HV 200A | 200 | 0 | [10.0, 4.267, 1.21, 0.403, 0.1, 0.058, 0.022, 0.01] | [10.0, 3.73, 1.654, 0.328, 0.1, 0.0531, 0.019, 0.01] | 0 | [600.0, 700.0, 900.0, 1150.0, 1665.0, 2000.0, 3000.0, 4313.0] | [1200.0, 1500.0, 1800.0, 2700.0, 3960.0, 5000.0, 7500.0, 10620.0]
HV 20A | HV 20A | 20 | 0 | [10.0, 1.3, 0.3, 0.155, 0.1, 0.0555, 0.023, 0.01] | [10.0, 1.3, 0.161, 0.1, 0.0611, 0.0399, 0.0141, 0.01] | 0 | [60.0, 70.0, 80.0, 87.0, 94.0, 110.0, 150.0, 216.0] | [120.0, 150.0, 200.0, 223.0, 260.0, 300.0, 450.0, 532.0]
HV 25A | HV 25A | 25 | 0 | [10.0, 2.512, 0.833, 0.299, 0.1, 0.0372, 0.0223, 0.01] | [10.0, 3.125, 0.597, 0.198, 0.1, 0.0378, 0.022, 0.01] | 0 | [75.0, 82.0, 90.0, 100.0, 124.0, 170.0, 200.0, 289.0] | [150.0, 170.0, 210.0, 250.0, 294.0, 400.0, 500.0, 711.0]
HV 31.5A | HV 31.5A | 31.5 | 0 | [10.0, 2.34, 0.722, 0.181, 0.1, 0.055, 0.0296, 0.01] | [10.0, 2.84, 0.368, 0.164, 0.1, 0.0621, 0.0378, 0.0195, 0.01] | 0 | [95.0, 110.0, 125.0, 150.0, 165.0, 200.0, 250.0, 390.0] | [189.0, 220.0, 300.0, 350.0, 393.0, 450.0, 530.0, 700.0, 960.0]
HV 40A | HV 40A | 40 | 0 | [10.0, 1.3, 0.161, 0.1, 0.0611, 0.0399, 0.0141, 0.01] | [10.0, 2.05, 0.369, 0.198, 0.1, 0.051, 0.0298, 0.01] | 0 | [120.0, 150.0, 200.0, 223.0, 260.0, 300.0, 450.0, 532.0] | [240.0, 300.0, 400.0, 450.0, 530.0, 650.0, 800.0, 1311.0]
HV 50A | HV 50A | 50 | 0 | [10.0, 3.215, 0.597, 0.198, 0.1, 0.0378, 0.022, 0.01] | [10.0, 3.64, 0.854, 0.281, 0.1, 0.0531, 0.022, 0.01] | 0 | [150.0, 170.0, 210.0, 250.0, 294.0, 400.0, 500.0, 711.0] | [300.0, 350.0, 450.0, 550.0, 700.0, 850.0, 1200.0, 1752.0]
HV 6.3A | HV 6.3A | 6.3 | 0 | [10.0, 1.39, 0.344, 0.168, 0.1, 0.056, 0.0263, 0.01] | [10.0, 1.711, 0.516, 0.198, 0.1, 0.0634, 0.0303, 0.01] | 0 | [19.0, 19.5, 20.4, 20.8, 22.0, 25.0, 32.0, 48.0] | [38.0, 40.0, 43.0, 48.0, 53.0, 60.0, 75.0, 118.0]
HV 63A | HV 63A | 63 | 0 | [10.0, 2.84, 0.368, 0.164, 0.1, 0.0621, 0.0378, 0.0195, 0.01] | [10.0, 1.82, 0.344, 0.1, 0.0467, 0.0269, 0.01] | 0 | [189.0, 220.0, 300.0, 350.0, 393.0, 450.0, 530.0, 700.0, 961.0] | [378.0, 500.0, 700.0, 934.0, 1200.0, 1500.0, 2366.0]
HV 80A | HV 80A | 80 | 0 | [10.0, 2.05, 0.369, 0.198, 0.1, 0.051, 0.0298, 0.01] | [10.0, 4.15, 1.03, 0.198, 0.1, 0.051, 0.0172, 0.01] | 0 | [240.0, 300.0, 400.0, 450.0, 530.0, 650.0, 800.0, 1311.0] | [480.0, 550.0, 700.0, 1000.0, 1260.0, 1600.0, 2500.0, 3227.0]
Siemens NH-1-100 | Siemens NH-1-100 | 100 | [5400.0, 2000.0, 400.0, 20.0, 1.0, 0.2, 0.012, 0.004] | 0 | 0 | [150.0, 190.0, 250.0, 430.0, 900.0, 1250.0, 2700.0, 3600.0] | 0 | 0
Siemens NH-1-125 | Siemens NH-1-125 | 125 | [4800.0, 120.0, 7.0, 0.1, 0.004] | 0 | 0 | [180.0, 400.0, 740.0, 2000.0, 4250.0] | 0 | 0
Siemens NH-1-16 | Siemens NH-1-16 | 16 | [4000.0, 400.0, 2.0, 0.1, 0.04, 0.01] | 0 | 0 | [26.0, 35.0, 75.0, 150.0, 200.0, 300.0] | 0 | 0
Siemens NH-1-160 | Siemens NH-1-160 | 160 | [4800.0, 120.0, 7.0, 0.1, 0.004] | 0 | 0 | [210.0, 500.0, 900.0, 2300.0, 5000.0] | 0 | 0
Siemens NH-1-25 | Siemens NH-1-25 | 25 | [4000.0, 1000.0, 10.0, 0.2, 0.02, 0.01] | 0 | 0 | [40.0, 50.0, 100.0, 210.0, 400.0, 500.0] | 0 | 0
Siemens NH-1-50 | Siemens NH-1-50 | 50 | [4000.0, 40.0, 4.0, 1.0, 0.02, 0.01] | 0 | 0 | [86.0, 200.0, 300.0, 400.0, 1000.0, 1280.0] | 0 | 0
Siemens NH-1-63 | Siemens NH-1-63 | 63 | [4000.0, 100.0, 10.0, 2.0, 0.04, 0.01] | 0 | 0 | [100.0, 200.0, 300.0, 400.0, 1000.0, 1500.0] | 0 | 0
Siemens NH-1-80 | Siemens NH-1-80 | 80 | [4800.0, 120.0, 7.0, 0.1, 0.01] | 0 | 0 | [150.58, 250.0, 450.0, 1150.0, 2470.0] | 0 | 0
Siemens NH-2-1000 | Siemens NH-2-1000 | 1000 | [4800.0, 120.0, 7.0, 0.1, 0.004] | 0 | 0 | [1900.0, 3500.0, 8400.0, 24000.0, 52000.0] | 0 | 0
Siemens NH-2-200 | Siemens NH-2-200 | 200 | [4800.0, 120.0, 7.0, 0.1, 0.004] | 0 | 0 | [280.0, 650.0, 1200.0, 3000.0, 7000.0] | 0 | 0
Siemens NH-2-224 | Siemens NH-2-224 | 224 | [4800.0, 120.0, 7.0, 0.2, 0.04, 0.004] | 0 | 0 | [400.0, 750.0, 1453.0, 3025.0, 4315.0, 7600.0] | 0 | 0
Siemens NH-2-250 | Siemens NH-2-250 | 250 | [4800.0, 120.0, 7.0, 0.1, 0.004] | 0 | 0 | [450.0, 800.0, 1650.0, 4000.0, 8500.0] | 0 | 0
Siemens NH-2-315 | Siemens NH-2-315 | 315 | [4800.0, 120.0, 7.0, 0.1, 0.004] | 0 | 0 | [550.0, 920.0, 1900.0, 5000.0, 11000.0] | 0 | 0
Siemens NH-2-355 | Siemens NH-2-355 | 355 | [4800.0, 120.0, 6.0, 0.1, 0.004] | 0 | 0 | [650.0, 1116.27, 2350.0, 5840.0, 12790.0] | 0 | 0
Siemens NH-2-400 | Siemens NH-2-400 | 400 | [4800.0, 120.0, 7.0, 0.1, 0.004] | 0 | 0 | [720.0, 1350.0, 2800.0, 6500.0, 15000.0] | 0 | 0
Siemens NH-2-425 | Siemens NH-2-425 | 425 | [4800.0, 120.0, 7.0, 0.1, 0.004] | 0 | 0 | [850.0, 1500.0, 3050.0, 7500.0, 16500.0] | 0 | 0
Siemens NH-2-630 | Siemens NH-2-630 | 630 | [4800.0, 120.0, 7.0, 0.1, 0.004] | 0 | 0 | [1200.0, 2000.0, 4800.0, 12000.0, 26000.0] | 0 | 0

## dtypes
| element | column | dtype
0 | bus | name | object
1 | bus | vn_kv | float64
2 | bus | type | object
3 | bus | zone | object
4 | bus | in_service | bool
5 | load | name | object
6 | load | bus | uint32
7 | load | p_mw | float64
8 | load | q_mvar | float64
9 | load | const_z_percent | float64
10 | load | const_i_percent | float64
11 | load | sn_mva | float64
12 | load | scaling | float64
13 | load | in_service | bool
14 | load | type | object
15 | ext_grid | name | object
16 | ext_grid | bus | uint32
17 | ext_grid | vm_pu | float64
18 | ext_grid | va_degree | float64
19 | ext_grid | slack_weight | float64
20 | ext_grid | in_service | bool
21 | line | name | object
22 | line | std_type | object
23 | line | from_bus | uint32
24 | line | to_bus | uint32
25 | line | length_km | float64
26 | line | r_ohm_per_km | float64
27 | line | x_ohm_per_km | float64
28 | line | c_nf_per_km | float64
29 | line | g_us_per_km | float64
30 | line | max_i_ka | float64
31 | line | df | float64
32 | line | parallel | uint32
33 | line | type | object
34 | line | in_service | bool
35 | trafo | name | object
36 | trafo | std_type | object
37 | trafo | hv_bus | uint32
38 | trafo | lv_bus | uint32
39 | trafo | sn_mva | float64
40 | trafo | vn_hv_kv | float64
41 | trafo | vn_lv_kv | float64
42 | trafo | vk_percent | float64
43 | trafo | vkr_percent | float64
44 | trafo | pfe_kw | float64
45 | trafo | i0_percent | float64
46 | trafo | shift_degree | float64
47 | trafo | tap_side | object
48 | trafo | tap_neutral | int32
49 | trafo | tap_min | int32
50 | trafo | tap_max | int32
51 | trafo | tap_step_percent | float64
52 | trafo | tap_step_degree | float64
53 | trafo | tap_pos | int32
54 | trafo | tap_phase_shifter | bool
55 | trafo | parallel | uint32
56 | trafo | df | float64
57 | trafo | in_service | bool
58 | line_geodata | coords | object
59 | bus_geodata | x | float64
60 | bus_geodata | y | float64
61 | bus_geodata | coords | object

## parameters
| version | format_version | converged | OPF_converged | name | f_hz | sn_mva
0 | 2.14.6 | 2.14.0 | FALSE | FALSE |  | 50 | 1