## bus
| name | vn_kv | type | zone | in_service
0 | bus_LV_3443-39_0_6_node_0 | 0.4 | n |  | TRUE
1 | bus_LV_3443-39_0_6_node_1 | 0.4 | n |  | TRUE
2 | bus_LV_3443-39_0_6_node_2 | 0.4 | n |  | TRUE
3 | bus_LV_3443-39_0_6_node_3 | 0.4 | n |  | TRUE
4 | bus_LV_3443-39_0_6_node_9 | 0.4 | n |  | TRUE
5 | bus_LV_3443-39_0_6_node_158 | 0.4 | n |  | TRUE
6 | bus_LV_3443-39_0_6_node_159 | 0.4 | n |  | TRUE
7 | bus_LV_3443-39_0_6_node_150 | 0.4 | n |  | TRUE
8 | bus_LV_3443-39_0_6_node_5 | 0.4 | n |  | TRUE
9 | bus_LV_3443-39_0_6_node_7 | 0.4 | n |  | TRUE
10 | bus_LV_3443-39_0_6_node_8 | 0.4 | n |  | TRUE
11 | bus_LV_3443-39_0_6_node_17 | 0.4 | n |  | TRUE
12 | bus_LV_3443-39_0_6_node_10 | 0.4 | n |  | TRUE
13 | bus_LV_3443-39_0_6_node_19 | 0.4 | n |  | TRUE
14 | bus_LV_3443-39_0_6_node_18 | 0.4 | n |  | TRUE
15 | bus_LV_3443-39_0_6_node_6 | 0.4 | n |  | TRUE
16 | bus_LV_3443-39_0_6_node_12 | 0.4 | n |  | TRUE
17 | bus_LV_3443-39_0_6_node_4 | 0.4 | n |  | TRUE
18 | bus_LV_3443-39_0_6_node_160 | 0.4 | n |  | TRUE
19 | bus_LV_3443-39_0_6_node_11 | 0.4 | n |  | TRUE
20 | bus_LV_3443-39_0_6_node_149 | 0.4 | n |  | TRUE
21 | bus_LV_3443-39_0_6_node_13 | 0.4 | n |  | TRUE
22 | bus_LV_3443-39_0_6_node_14 | 0.4 | n |  | TRUE
23 | bus_LV_3443-39_0_6_node_15 | 0.4 | n |  | TRUE
24 | bus_LV_3443-39_0_6_node_138 | 0.4 | n |  | TRUE
25 | bus_LV_3443-39_0_6_node_16 | 0.4 | n |  | TRUE
26 | bus_LV_3443-39_0_6_node_134 | 0.4 | n |  | TRUE
27 | bus_LV_3443-39_0_6_node_135 | 0.4 | n |  | TRUE
28 | bus_LV_3443-39_0_6_node_20 | 0.4 | n |  | TRUE
29 | bus_LV_3443-39_0_6_node_21 | 0.4 | n |  | TRUE
30 | bus_LV_3443-39_0_6_node_22 | 0.4 | n |  | TRUE
31 | bus_LV_3443-39_0_6_node_23 | 0.4 | n |  | TRUE
32 | bus_LV_3443-39_0_6_node_24 | 0.4 | n |  | TRUE
33 | bus_LV_3443-39_0_6_node_25 | 0.4 | n |  | TRUE
34 | bus_LV_3443-39_0_6_node_128 | 0.4 | n |  | TRUE
35 | bus_LV_3443-39_0_6_node_125 | 0.4 | n |  | TRUE
36 | bus_LV_3443-39_0_6_node_197 | 0.4 | n |  | TRUE
37 | bus_LV_3443-39_0_6_node_27 | 0.4 | n |  | TRUE
38 | bus_LV_3443-39_0_6_node_129 | 0.4 | n |  | TRUE
39 | bus_LV_3443-39_0_6_node_124 | 0.4 | n |  | TRUE
40 | bus_LV_3443-39_0_6_node_26 | 0.4 | n |  | TRUE
41 | bus_LV_3443-39_0_6_node_28 | 0.4 | n |  | TRUE
42 | bus_LV_3443-39_0_6_node_29 | 0.4 | n |  | TRUE
43 | bus_LV_3443-39_0_6_node_30 | 0.4 | n |  | TRUE
44 | bus_LV_3443-39_0_6_node_31 | 0.4 | n |  | TRUE
45 | bus_LV_3443-39_0_6_node_32 | 0.4 | n |  | TRUE
46 | bus_LV_3443-39_0_6_node_33 | 0.4 | n |  | TRUE
47 | bus_LV_3443-39_0_6_node_34 | 0.4 | n |  | TRUE
48 | bus_LV_3443-39_0_6_node_61 | 0.4 | n |  | TRUE
49 | bus_LV_3443-39_0_6_node_83 | 0.4 | n |  | TRUE
50 | bus_LV_3443-39_0_6_node_35 | 0.4 | n |  | TRUE
51 | bus_LV_3443-39_0_6_node_59 | 0.4 | n |  | TRUE
52 | bus_LV_3443-39_0_6_node_36 | 0.4 | n |  | TRUE
53 | bus_LV_3443-39_0_6_node_37 | 0.4 | n |  | TRUE
54 | bus_LV_3443-39_0_6_node_38 | 0.4 | n |  | TRUE
55 | bus_LV_3443-39_0_6_node_39 | 0.4 | n |  | TRUE
56 | bus_LV_3443-39_0_6_node_40 | 0.4 | n |  | TRUE
57 | bus_LV_3443-39_0_6_node_57 | 0.4 | n |  | TRUE
58 | bus_LV_3443-39_0_6_node_70 | 0.4 | n |  | TRUE
59 | bus_LV_3443-39_0_6_node_56 | 0.4 | n |  | TRUE
60 | bus_LV_3443-39_0_6_node_112 | 0.4 | n |  | TRUE
61 | bus_LV_3443-39_0_6_node_113 | 0.4 | n |  | TRUE
62 | bus_LV_3443-39_0_6_node_68 | 0.4 | n |  | TRUE
63 | bus_LV_3443-39_0_6_node_41 | 0.4 | n |  | TRUE
64 | bus_LV_3443-39_0_6_node_42 | 0.4 | n |  | TRUE
65 | bus_LV_3443-39_0_6_node_43 | 0.4 | n |  | TRUE
66 | bus_LV_3443-39_0_6_node_44 | 0.4 | n |  | TRUE
67 | bus_LV_3443-39_0_6_node_45 | 0.4 | n |  | TRUE
68 | bus_LV_3443-39_0_6_node_49 | 0.4 | n |  | TRUE
69 | bus_LV_3443-39_0_6_node_194 | 0.4 | n |  | TRUE
70 | bus_LV_3443-39_0_6_node_66 | 0.4 | n |  | TRUE
71 | bus_LV_3443-39_0_6_node_192 | 0.4 | n |  | TRUE
72 | bus_LV_3443-39_0_6_node_46 | 0.4 | n |  | TRUE
73 | bus_LV_3443-39_0_6_node_47 | 0.4 | n |  | TRUE
74 | bus_LV_3443-39_0_6_node_48 | 0.4 | n |  | TRUE
75 | bus_LV_3443-39_0_6_node_50 | 0.4 | n |  | TRUE
76 | bus_LV_3443-39_0_6_node_51 | 0.4 | n |  | TRUE
77 | bus_LV_3443-39_0_6_node_65 | 0.4 | n |  | TRUE
78 | bus_LV_3443-39_0_6_node_52 | 0.4 | n |  | TRUE
79 | bus_LV_3443-39_0_6_node_53 | 0.4 | n |  | TRUE
80 | bus_LV_3443-39_0_6_node_54 | 0.4 | n |  | TRUE
81 | bus_LV_3443-39_0_6_node_55 | 0.4 | n |  | TRUE
82 | bus_LV_3443-39_0_6_node_58 | 0.4 | n |  | TRUE
83 | bus_LV_3443-39_0_6_node_60 | 0.4 | n |  | TRUE
84 | bus_LV_3443-39_0_6_node_62 | 0.4 | n |  | TRUE
85 | bus_LV_3443-39_0_6_node_63 | 0.4 | n |  | TRUE
86 | bus_LV_3443-39_0_6_node_64 | 0.4 | n |  | TRUE
87 | bus_LV_3443-39_0_6_node_81 | 0.4 | n |  | TRUE
88 | bus_LV_3443-39_0_6_node_79 | 0.4 | n |  | TRUE
89 | bus_LV_3443-39_0_6_node_67 | 0.4 | n |  | TRUE
90 | bus_LV_3443-39_0_6_node_69 | 0.4 | n |  | TRUE
91 | bus_LV_3443-39_0_6_node_71 | 0.4 | n |  | TRUE
92 | bus_LV_3443-39_0_6_node_72 | 0.4 | n |  | TRUE
93 | bus_LV_3443-39_0_6_node_154 | 0.4 | n |  | TRUE
94 | bus_LV_3443-39_0_6_node_153 | 0.4 | n |  | TRUE
95 | bus_LV_3443-39_0_6_node_116 | 0.4 | n |  | TRUE
96 | bus_LV_3443-39_0_6_node_73 | 0.4 | n |  | TRUE
97 | bus_LV_3443-39_0_6_node_74 | 0.4 | n |  | TRUE
98 | bus_LV_3443-39_0_6_node_75 | 0.4 | n |  | TRUE
99 | bus_LV_3443-39_0_6_node_76 | 0.4 | n |  | TRUE
100 | bus_LV_3443-39_0_6_node_77 | 0.4 | n |  | TRUE
101 | bus_LV_3443-39_0_6_node_78 | 0.4 | n |  | TRUE
102 | bus_LV_3443-39_0_6_node_84 | 0.4 | n |  | TRUE
103 | bus_LV_3443-39_0_6_node_85 | 0.4 | n |  | TRUE
104 | bus_LV_3443-39_0_6_node_86 | 0.4 | n |  | TRUE
105 | bus_LV_3443-39_0_6_node_80 | 0.4 | n |  | TRUE
106 | bus_LV_3443-39_0_6_node_82 | 0.4 | n |  | TRUE
107 | bus_LV_3443-39_0_6_node_87 | 0.4 | n |  | TRUE
108 | bus_LV_3443-39_0_6_node_88 | 0.4 | n |  | TRUE
109 | bus_LV_3443-39_0_6_node_105 | 0.4 | n |  | TRUE
110 | bus_LV_3443-39_0_6_node_131 | 0.4 | n |  | TRUE
111 | bus_LV_3443-39_0_6_node_106 | 0.4 | n |  | TRUE
112 | bus_LV_3443-39_0_6_node_132 | 0.4 | n |  | TRUE
113 | bus_LV_3443-39_0_6_node_92 | 0.4 | n |  | TRUE
114 | bus_LV_3443-39_0_6_node_89 | 0.4 | n |  | TRUE
115 | bus_LV_3443-39_0_6_node_175 | 0.4 | n |  | TRUE
116 | bus_LV_3443-39_0_6_node_90 | 0.4 | n |  | TRUE
117 | bus_LV_3443-39_0_6_node_91 | 0.4 | n |  | TRUE
118 | bus_LV_3443-39_0_6_node_93 | 0.4 | n |  | TRUE
119 | bus_LV_3443-39_0_6_node_94 | 0.4 | n |  | TRUE
120 | bus_LV_3443-39_0_6_node_174 | 0.4 | n |  | TRUE
121 | bus_LV_3443-39_0_6_node_95 | 0.4 | n |  | TRUE
122 | bus_LV_3443-39_0_6_node_96 | 0.4 | n |  | TRUE
123 | bus_LV_3443-39_0_6_node_97 | 0.4 | n |  | TRUE
124 | bus_LV_3443-39_0_6_node_98 | 0.4 | n |  | TRUE
125 | bus_LV_3443-39_0_6_node_99 | 0.4 | n |  | TRUE
126 | bus_LV_3443-39_0_6_node_100 | 0.4 | n |  | TRUE
127 | bus_LV_3443-39_0_6_node_103 | 0.4 | n |  | TRUE
128 | bus_LV_3443-39_0_6_node_101 | 0.4 | n |  | TRUE
129 | bus_LV_3443-39_0_6_node_102 | 0.4 | n |  | TRUE
130 | bus_LV_3443-39_0_6_node_104 | 0.4 | n |  | TRUE
131 | bus_LV_3443-39_0_6_node_107 | 0.4 | n |  | TRUE
132 | bus_LV_3443-39_0_6_node_108 | 0.4 | n |  | TRUE
133 | bus_LV_3443-39_0_6_node_109 | 0.4 | n |  | TRUE
134 | bus_LV_3443-39_0_6_node_111 | 0.4 | n |  | TRUE
135 | bus_LV_3443-39_0_6_node_114 | 0.4 | n |  | TRUE
136 | bus_LV_3443-39_0_6_node_115 | 0.4 | n |  | TRUE
137 | bus_LV_3443-39_0_6_node_168 | 0.4 | n |  | TRUE
138 | bus_LV_3443-39_0_6_node_152 | 0.4 | n |  | TRUE
139 | bus_LV_3443-39_0_6_node_123 | 0.4 | n |  | TRUE
140 | bus_LV_3443-39_0_6_node_117 | 0.4 | n |  | TRUE
141 | bus_LV_3443-39_0_6_node_122 | 0.4 | n |  | TRUE
142 | bus_LV_3443-39_0_6_node_171 | 0.4 | n |  | TRUE
143 | bus_LV_3443-39_0_6_node_120 | 0.4 | n |  | TRUE
144 | bus_LV_3443-39_0_6_node_170 | 0.4 | n |  | TRUE
145 | bus_LV_3443-39_0_6_node_118 | 0.4 | n |  | TRUE
146 | bus_LV_3443-39_0_6_node_119 | 0.4 | n |  | TRUE
147 | bus_LV_3443-39_0_6_node_121 | 0.4 | n |  | TRUE
148 | bus_LV_3443-39_0_6_node_155 | 0.4 | n |  | TRUE
149 | bus_LV_3443-39_0_6_node_126 | 0.4 | n |  | TRUE
150 | bus_LV_3443-39_0_6_node_127 | 0.4 | n |  | TRUE
151 | bus_LV_3443-39_0_6_node_161 | 0.4 | n |  | TRUE
152 | bus_LV_3443-39_0_6_node_162 | 0.4 | n |  | TRUE
153 | bus_LV_3443-39_0_6_node_130 | 0.4 | n |  | TRUE
154 | bus_LV_3443-39_0_6_node_148 | 0.4 | n |  | TRUE
155 | bus_LV_3443-39_0_6_node_133 | 0.4 | n |  | TRUE
156 | bus_LV_3443-39_0_6_node_136 | 0.4 | n |  | TRUE
157 | bus_LV_3443-39_0_6_node_137 | 0.4 | n |  | TRUE
158 | bus_LV_3443-39_0_6_node_141 | 0.4 | n |  | TRUE
159 | bus_LV_3443-39_0_6_node_173 | 0.4 | n |  | TRUE
160 | bus_LV_3443-39_0_6_node_151 | 0.4 | n |  | TRUE
161 | bus_LV_3443-39_0_6_node_139 | 0.4 | n |  | TRUE
162 | bus_LV_3443-39_0_6_node_172 | 0.4 | n |  | TRUE
163 | bus_LV_3443-39_0_6_node_140 | 0.4 | n |  | TRUE
164 | bus_LV_3443-39_0_6_node_142 | 0.4 | n |  | TRUE
165 | bus_LV_3443-39_0_6_node_156 | 0.4 | n |  | TRUE
166 | bus_LV_3443-39_0_6_node_157 | 0.4 | n |  | TRUE
167 | bus_LV_3443-39_0_6_node_143 | 0.4 | n |  | TRUE
168 | bus_LV_3443-39_0_6_node_144 | 0.4 | n |  | TRUE
169 | bus_LV_3443-39_0_6_node_145 | 0.4 | n |  | TRUE
170 | bus_LV_3443-39_0_6_node_146 | 0.4 | n |  | TRUE
171 | bus_LV_3443-39_0_6_node_147 | 0.4 | n |  | TRUE
172 | bus_LV_3443-39_0_6_node_195 | 0.4 | n |  | TRUE
173 | bus_LV_3443-39_0_6_node_190 | 0.4 | n |  | TRUE
174 | bus_LV_3443-39_0_6_node_193 | 0.4 | n |  | TRUE
175 | bus_LV_3443-39_0_6_node_166 | 0.4 | n |  | TRUE
176 | bus_LV_3443-39_0_6_node_169 | 0.4 | n |  | TRUE
177 | bus_LV_3443-39_0_6_node_187 | 0.4 | n |  | TRUE
178 | bus_LV_3443-39_0_6_node_163 | 0.4 | n |  | TRUE
179 | bus_LV_3443-39_0_6_node_164 | 0.4 | n |  | TRUE
180 | bus_LV_3443-39_0_6_node_188 | 0.4 | n |  | TRUE
181 | bus_LV_3443-39_0_6_node_189 | 0.4 | n |  | TRUE
182 | bus_LV_3443-39_0_6_node_178 | 0.4 | n |  | TRUE
183 | bus_LV_3443-39_0_6_node_165 | 0.4 | n |  | TRUE
184 | bus_LV_3443-39_0_6_node_167 | 0.4 | n |  | TRUE
185 | bus_LV_3443-39_0_6_node_186 | 0.4 | n |  | TRUE
186 | bus_LV_3443-39_0_6_node_176 | 0.4 | n |  | TRUE
187 | bus_LV_3443-39_0_6_node_177 | 0.4 | n |  | TRUE
188 | bus_LV_3443-39_0_6_node_191 | 0.4 | n |  | TRUE
189 | bus_LV_3443-39_0_6_node_179 | 0.4 | n |  | TRUE
190 | bus_LV_3443-39_0_6_node_180 | 0.4 | n |  | TRUE
191 | bus_LV_3443-39_0_6_node_185 | 0.4 | n |  | TRUE
192 | bus_LV_3443-39_0_6_node_184 | 0.4 | n |  | TRUE
193 | bus_LV_3443-39_0_6_node_181 | 0.4 | n |  | TRUE
194 | bus_LV_3443-39_0_6_node_182 | 0.4 | n |  | TRUE
195 | bus_LV_3443-39_0_6_node_196 | 0.4 | n |  | TRUE
196 | bus_MV_590_0_node_47 | 20 | n |  | TRUE

## load
| name | bus | p_mw | q_mvar | const_z_percent | const_i_percent | sn_mva | scaling | in_service | type
0 | LV_3443-39_0_6_load_0 | 0 | 0.0015211 | 0.00038122 | 0 | 0 |  | 1 | TRUE | wye
1 | LV_3443-39_0_6_load_1 | 1 | 0.0015825 | 0.00039661 | 0 | 0 |  | 1 | TRUE | wye
2 | LV_3443-39_0_6_load_158 | 5 | 0.0013299 | 0.0003333 | 0 | 0 |  | 1 | TRUE | wye
3 | LV_3443-39_0_6_load_159 | 6 | 0.0013108 | 0.00032851 | 0 | 0 |  | 1 | TRUE | wye
4 | LV_3443-39_0_6_load_150 | 7 | 0.0062779 | 0.0015734 | 0 | 0 |  | 1 | TRUE | wye
5 | LV_3443-39_0_6_load_7 | 9 | 0.0021372 | 0.00053562 | 0 | 0 |  | 1 | TRUE | wye
6 | LV_3443-39_0_6_load_8 | 10 | 0.0033009 | 0.00082729 | 0 | 0 |  | 1 | TRUE | wye
7 | LV_3443-39_0_6_load_17 | 11 | 0.0031611 | 0.00079225 | 0 | 0 |  | 1 | TRUE | wye
8 | LV_3443-39_0_6_load_10 | 12 | 0.0020706 | 0.00051895 | 0 | 0 |  | 1 | TRUE | wye
9 | LV_3443-39_0_6_load_19 | 13 | 0.00063443 | 0.000159 | 0 | 0 |  | 1 | TRUE | wye
10 | LV_3443-39_0_6_load_12 | 16 | 0.0014655 | 0.00036728 | 0 | 0 |  | 1 | TRUE | wye
11 | LV_3443-39_0_6_load_4 | 17 | 0.0035093 | 0.00087951 | 0 | 0 |  | 1 | TRUE | wye
12 | LV_3443-39_0_6_load_160 | 18 | 0.0071479 | 0.0017914 | 0 | 0 |  | 1 | TRUE | wye
13 | LV_3443-39_0_6_load_11 | 19 | 0.0028079 | 0.00070372 | 0 | 0 |  | 1 | TRUE | wye
14 | LV_3443-39_0_6_load_149 | 20 | 0.0062756 | 0.0015728 | 0 | 0 |  | 1 | TRUE | wye
15 | LV_3443-39_0_6_load_14 | 22 | 0.0024241 | 0.00060755 | 0 | 0 |  | 1 | TRUE | wye
16 | LV_3443-39_0_6_load_15 | 23 | 0.0091523 | 0.0022938 | 0 | 0 |  | 1 | TRUE | wye
17 | LV_3443-39_0_6_load_138 | 24 | 0.0071085 | 0.0017815 | 0 | 0 |  | 1 | TRUE | wye
18 | LV_3443-39_0_6_load_16 | 25 | 0.0048184 | 0.0012076 | 0 | 0 |  | 1 | TRUE | wye
19 | LV_3443-39_0_6_load_134 | 26 | 0.0083733 | 0.0020985 | 0 | 0 |  | 1 | TRUE | wye
20 | LV_3443-39_0_6_load_20 | 28 | 0.0011119 | 0.00027867 | 0 | 0 |  | 1 | TRUE | wye
21 | LV_3443-39_0_6_load_24 | 32 | 0.00097269 | 0.00024378 | 0 | 0 |  | 1 | TRUE | wye
22 | LV_3443-39_0_6_load_128 | 34 | 0.0039964 | 0.0010016 | 0 | 0 |  | 1 | TRUE | wye
23 | LV_3443-39_0_6_load_125 | 35 | 0.0039969 | 0.0010017 | 0 | 0 |  | 1 | TRUE | wye
24 | LV_3443-39_0_6_load_197 | 36 | 0.0019387 | 0.00048589 | 0 | 0 |  | 1 | TRUE | wye
25 | LV_3443-39_0_6_load_27 | 37 | 0.0033148 | 0.00083076 | 0 | 0 |  | 1 | TRUE | wye
26 | LV_3443-39_0_6_load_129 | 38 | 0.0081727 | 0.0020483 | 0 | 0 |  | 1 | TRUE | wye
27 | LV_3443-39_0_6_load_124 | 39 | 0.0039264 | 0.00098404 | 0 | 0 |  | 1 | TRUE | wye
28 | LV_3443-39_0_6_load_26 | 40 | 0.001215 | 0.00030452 | 0 | 0 |  | 1 | TRUE | wye
29 | LV_3443-39_0_6_load_28 | 41 | 0.0011335 | 0.00028409 | 0 | 0 |  | 1 | TRUE | wye
30 | LV_3443-39_0_6_load_29 | 42 | 0.0010545 | 0.00026429 | 0 | 0 |  | 1 | TRUE | wye
31 | LV_3443-39_0_6_load_31 | 44 | 0.0011571 | 0.00028999 | 0 | 0 |  | 1 | TRUE | wye
32 | LV_3443-39_0_6_load_32 | 45 | 0.0015938 | 0.00039944 | 0 | 0 |  | 1 | TRUE | wye
33 | LV_3443-39_0_6_load_33 | 46 | 0.0010375 | 0.00026002 | 0 | 0 |  | 1 | TRUE | wye
34 | LV_3443-39_0_6_load_34 | 47 | 0.0049251 | 0.0012343 | 0 | 0 |  | 1 | TRUE | wye
35 | LV_3443-39_0_6_load_61 | 48 | 0.0014705 | 0.00036855 | 0 | 0 |  | 1 | TRUE | wye
36 | LV_3443-39_0_6_load_83 | 49 | 0.003899 | 0.00097718 | 0 | 0 |  | 1 | TRUE | wye
37 | LV_3443-39_0_6_load_35 | 50 | 0.00069192 | 0.00017341 | 0 | 0 |  | 1 | TRUE | wye
38 | LV_3443-39_0_6_load_59 | 51 | 0.0020761 | 0.00052032 | 0 | 0 |  | 1 | TRUE | wye
39 | LV_3443-39_0_6_load_36 | 52 | 0.00076242 | 0.00019108 | 0 | 0 |  | 1 | TRUE | wye
40 | LV_3443-39_0_6_load_37 | 53 | 0.0015747 | 0.00039466 | 0 | 0 |  | 1 | TRUE | wye
41 | LV_3443-39_0_6_load_39 | 55 | 0.0035008 | 0.00087739 | 0 | 0 |  | 1 | TRUE | wye
42 | LV_3443-39_0_6_load_40 | 56 | 0.0080122 | 0.002008 | 0 | 0 |  | 1 | TRUE | wye
43 | LV_3443-39_0_6_load_57 | 57 | 0.00067545 | 0.00016928 | 0 | 0 |  | 1 | TRUE | wye
44 | LV_3443-39_0_6_load_56 | 59 | 0.0076607 | 0.0019199 | 0 | 0 |  | 1 | TRUE | wye
45 | LV_3443-39_0_6_load_113 | 61 | 0.0065385 | 0.0016387 | 0 | 0 |  | 1 | TRUE | wye
46 | LV_3443-39_0_6_load_68 | 62 | 0.0030447 | 0.00076307 | 0 | 0 |  | 1 | TRUE | wye
47 | LV_3443-39_0_6_load_41 | 63 | 0.0027533 | 0.00069005 | 0 | 0 |  | 1 | TRUE | wye
48 | LV_3443-39_0_6_load_42 | 64 | 0.0032985 | 0.00082667 | 0 | 0 |  | 1 | TRUE | wye
49 | LV_3443-39_0_6_load_44 | 66 | 0.0025969 | 0.00065084 | 0 | 0 |  | 1 | TRUE | wye
50 | LV_3443-39_0_6_load_45 | 67 | 0.002318 | 0.00058095 | 0 | 0 |  | 1 | TRUE | wye
51 | LV_3443-39_0_6_load_49 | 68 | 0.0017845 | 0.00044723 | 0 | 0 |  | 1 | TRUE | wye
52 | LV_3443-39_0_6_load_194 | 69 | 0.0027964 | 0.00070085 | 0 | 0 |  | 1 | TRUE | wye
53 | LV_3443-39_0_6_load_66 | 70 | 0.002516 | 0.00063058 | 0 | 0 |  | 1 | TRUE | wye
54 | LV_3443-39_0_6_load_192 | 71 | 0.0025359 | 0.00063556 | 0 | 0 |  | 1 | TRUE | wye
55 | LV_3443-39_0_6_load_46 | 72 | 0.002735 | 0.00068545 | 0 | 0 |  | 1 | TRUE | wye
56 | LV_3443-39_0_6_load_47 | 73 | 0.0032968 | 0.00082626 | 0 | 0 |  | 1 | TRUE | wye
57 | LV_3443-39_0_6_load_48 | 74 | 0.0024947 | 0.00062523 | 0 | 0 |  | 1 | TRUE | wye
58 | LV_3443-39_0_6_load_50 | 75 | 0.0037556 | 0.00094125 | 0 | 0 |  | 1 | TRUE | wye
59 | LV_3443-39_0_6_load_51 | 76 | 0.003943 | 0.00098821 | 0 | 0 |  | 1 | TRUE | wye
60 | LV_3443-39_0_6_load_65 | 77 | 0.0015437 | 0.0003869 | 0 | 0 |  | 1 | TRUE | wye
61 | LV_3443-39_0_6_load_52 | 78 | 0.0020093 | 0.00050358 | 0 | 0 |  | 1 | TRUE | wye
62 | LV_3443-39_0_6_load_53 | 79 | 0.0035305 | 0.00088483 | 0 | 0 |  | 1 | TRUE | wye
63 | LV_3443-39_0_6_load_54 | 80 | 0.0017053 | 0.00042739 | 0 | 0 |  | 1 | TRUE | wye
64 | LV_3443-39_0_6_load_55 | 81 | 0.0018247 | 0.00045732 | 0 | 0 |  | 1 | TRUE | wye
65 | LV_3443-39_0_6_load_58 | 82 | 0.0027387 | 0.00068638 | 0 | 0 |  | 1 | TRUE | wye
66 | LV_3443-39_0_6_load_62 | 84 | 0.0017971 | 0.00045041 | 0 | 0 |  | 1 | TRUE | wye
67 | LV_3443-39_0_6_load_63 | 85 | 0.0020149 | 0.00050499 | 0 | 0 |  | 1 | TRUE | wye
68 | LV_3443-39_0_6_load_64 | 86 | 0.0024434 | 0.00061237 | 0 | 0 |  | 1 | TRUE | wye
69 | LV_3443-39_0_6_load_81 | 87 | 0.0028701 | 0.00071933 | 0 | 0 |  | 1 | TRUE | wye
70 | LV_3443-39_0_6_load_79 | 88 | 0.0028109 | 0.00070447 | 0 | 0 |  | 1 | TRUE | wye
71 | LV_3443-39_0_6_load_67 | 89 | 0.0029921 | 0.00074989 | 0 | 0 |  | 1 | TRUE | wye
72 | LV_3443-39_0_6_load_69 | 90 | 0.0062313 | 0.0015617 | 0 | 0 |  | 1 | TRUE | wye
73 | LV_3443-39_0_6_load_71 | 91 | 0.0010816 | 0.00027107 | 0 | 0 |  | 1 | TRUE | wye
74 | LV_3443-39_0_6_load_72 | 92 | 0.0010894 | 0.00027304 | 0 | 0 |  | 1 | TRUE | wye
75 | LV_3443-39_0_6_load_154 | 93 | 0.0020879 | 0.00052327 | 0 | 0 |  | 1 | TRUE | wye
76 | LV_3443-39_0_6_load_153 | 94 | 0.0056764 | 0.0014226 | 0 | 0 |  | 1 | TRUE | wye
77 | LV_3443-39_0_6_load_116 | 95 | 0.0063665 | 0.0015956 | 0 | 0 |  | 1 | TRUE | wye
78 | LV_3443-39_0_6_load_73 | 96 | 0.0010577 | 0.00026507 | 0 | 0 |  | 1 | TRUE | wye
79 | LV_3443-39_0_6_load_74 | 97 | 0.0041505 | 0.0010402 | 0 | 0 |  | 1 | TRUE | wye
80 | LV_3443-39_0_6_load_75 | 98 | 0.0010505 | 0.00026328 | 0 | 0 |  | 1 | TRUE | wye
81 | LV_3443-39_0_6_load_77 | 100 | 0.0022817 | 0.00057184 | 0 | 0 |  | 1 | TRUE | wye
82 | LV_3443-39_0_6_load_78 | 101 | 0.0026047 | 0.00065279 | 0 | 0 |  | 1 | TRUE | wye
83 | LV_3443-39_0_6_load_85 | 103 | 0.0045836 | 0.0011488 | 0 | 0 |  | 1 | TRUE | wye
84 | LV_3443-39_0_6_load_86 | 104 | 0.0031963 | 0.00080106 | 0 | 0 |  | 1 | TRUE | wye
85 | LV_3443-39_0_6_load_80 | 105 | 0.0029086 | 0.00072896 | 0 | 0 |  | 1 | TRUE | wye
86 | LV_3443-39_0_6_load_82 | 106 | 0.0018052 | 0.00045244 | 0 | 0 |  | 1 | TRUE | wye
87 | LV_3443-39_0_6_load_87 | 107 | 0.0021304 | 0.00053393 | 0 | 0 |  | 1 | TRUE | wye
88 | LV_3443-39_0_6_load_105 | 109 | 0.0032695 | 0.00081942 | 0 | 0 |  | 1 | TRUE | wye
89 | LV_3443-39_0_6_load_131 | 110 | 0.0026443 | 0.00066273 | 0 | 0 |  | 1 | TRUE | wye
90 | LV_3443-39_0_6_load_106 | 111 | 0.0044187 | 0.0011074 | 0 | 0 |  | 1 | TRUE | wye
91 | LV_3443-39_0_6_load_132 | 112 | 0.0046986 | 0.0011776 | 0 | 0 |  | 1 | TRUE | wye
92 | LV_3443-39_0_6_load_92 | 113 | 0.0017444 | 0.00043718 | 0 | 0 |  | 1 | TRUE | wye
93 | LV_3443-39_0_6_load_89 | 114 | 0.0023942 | 0.00060004 | 0 | 0 |  | 1 | TRUE | wye
94 | LV_3443-39_0_6_load_175 | 115 | 0.0019162 | 0.00048025 | 0 | 0 |  | 1 | TRUE | wye
95 | LV_3443-39_0_6_load_90 | 116 | 0.0025656 | 0.000643 | 0 | 0 |  | 1 | TRUE | wye
96 | LV_3443-39_0_6_load_91 | 117 | 0.0023469 | 0.0005882 | 0 | 0 |  | 1 | TRUE | wye
97 | LV_3443-39_0_6_load_93 | 118 | 0.0028593 | 0.00071661 | 0 | 0 |  | 1 | TRUE | wye
98 | LV_3443-39_0_6_load_94 | 119 | 0.0052151 | 0.001307 | 0 | 0 |  | 1 | TRUE | wye
99 | LV_3443-39_0_6_load_174 | 120 | 0.0027943 | 0.00070031 | 0 | 0 |  | 1 | TRUE | wye
100 | LV_3443-39_0_6_load_95 | 121 | 0.0028743 | 0.00072036 | 0 | 0 |  | 1 | TRUE | wye
101 | LV_3443-39_0_6_load_96 | 122 | 0.0032173 | 0.00080634 | 0 | 0 |  | 1 | TRUE | wye
102 | LV_3443-39_0_6_load_97 | 123 | 0.0021004 | 0.0005264 | 0 | 0 |  | 1 | TRUE | wye
103 | LV_3443-39_0_6_load_98 | 124 | 0.0028205 | 0.00070689 | 0 | 0 |  | 1 | TRUE | wye
104 | LV_3443-39_0_6_load_99 | 125 | 0.0033189 | 0.00083179 | 0 | 0 |  | 1 | TRUE | wye
105 | LV_3443-39_0_6_load_100 | 126 | 0.0020872 | 0.00052311 | 0 | 0 |  | 1 | TRUE | wye
106 | LV_3443-39_0_6_load_103 | 127 | 0.0023236 | 0.00058234 | 0 | 0 |  | 1 | TRUE | wye
107 | LV_3443-39_0_6_load_101 | 128 | 0.0033181 | 0.00083159 | 0 | 0 |  | 1 | TRUE | wye
108 | LV_3443-39_0_6_load_102 | 129 | 0.0057453 | 0.0014399 | 0 | 0 |  | 1 | TRUE | wye
109 | LV_3443-39_0_6_load_104 | 130 | 0.0047726 | 0.0011961 | 0 | 0 |  | 1 | TRUE | wye
110 | LV_3443-39_0_6_load_107 | 131 | 0.0082655 | 0.0020715 | 0 | 0 |  | 1 | TRUE | wye
111 | LV_3443-39_0_6_load_108 | 132 | 0.0088432 | 0.0022163 | 0 | 0 |  | 1 | TRUE | wye
112 | LV_3443-39_0_6_load_109 | 133 | 0.011613 | 0.0029105 | 0 | 0 |  | 1 | TRUE | wye
113 | LV_3443-39_0_6_load_111 | 134 | 0.0080076 | 0.0020069 | 0 | 0 |  | 1 | TRUE | wye
114 | LV_3443-39_0_6_load_115 | 136 | 0.011074 | 0.0027754 | 0 | 0 |  | 1 | TRUE | wye
115 | LV_3443-39_0_6_load_168 | 137 | 0.0033006 | 0.0008272 | 0 | 0 |  | 1 | TRUE | wye
116 | LV_3443-39_0_6_load_152 | 138 | 0.0071104 | 0.001782 | 0 | 0 |  | 1 | TRUE | wye
117 | LV_3443-39_0_6_load_123 | 139 | 0.010495 | 0.0026303 | 0 | 0 |  | 1 | TRUE | wye
118 | LV_3443-39_0_6_load_122 | 141 | 0.0024496 | 0.00061392 | 0 | 0 |  | 1 | TRUE | wye
119 | LV_3443-39_0_6_load_171 | 142 | 0.0065392 | 0.0016389 | 0 | 0 |  | 1 | TRUE | wye
120 | LV_3443-39_0_6_load_120 | 143 | 0.0025741 | 0.00064514 | 0 | 0 |  | 1 | TRUE | wye
121 | LV_3443-39_0_6_load_170 | 144 | 0.0024736 | 0.00061994 | 0 | 0 |  | 1 | TRUE | wye
122 | LV_3443-39_0_6_load_118 | 145 | 0.011762 | 0.0029478 | 0 | 0 |  | 1 | TRUE | wye
123 | LV_3443-39_0_6_load_119 | 146 | 0.0021725 | 0.00054447 | 0 | 0 |  | 1 | TRUE | wye
124 | LV_3443-39_0_6_load_121 | 147 | 0.0022357 | 0.00056031 | 0 | 0 |  | 1 | TRUE | wye
125 | LV_3443-39_0_6_load_155 | 148 | 0.0045227 | 0.0011335 | 0 | 0 |  | 1 | TRUE | wye
126 | LV_3443-39_0_6_load_126 | 149 | 0.0019873 | 0.00049806 | 0 | 0 |  | 1 | TRUE | wye
127 | LV_3443-39_0_6_load_127 | 150 | 0.0021242 | 0.00053239 | 0 | 0 |  | 1 | TRUE | wye
128 | LV_3443-39_0_6_load_161 | 151 | 0.0013471 | 0.00033762 | 0 | 0 |  | 1 | TRUE | wye
129 | LV_3443-39_0_6_load_162 | 152 | 0.0021826 | 0.00054701 | 0 | 0 |  | 1 | TRUE | wye
130 | LV_3443-39_0_6_load_130 | 153 | 0.016896 | 0.0042345 | 0 | 0 |  | 1 | TRUE | wye
131 | LV_3443-39_0_6_load_148 | 154 | 0.0063547 | 0.0015926 | 0 | 0 |  | 1 | TRUE | wye
132 | LV_3443-39_0_6_load_133 | 155 | 0.01491 | 0.0037369 | 0 | 0 |  | 1 | TRUE | wye
133 | LV_3443-39_0_6_load_137 | 157 | 0.0086055 | 0.0021567 | 0 | 0 |  | 1 | TRUE | wye
134 | LV_3443-39_0_6_load_141 | 158 | 0.0034999 | 0.00087715 | 0 | 0 |  | 1 | TRUE | wye
135 | LV_3443-39_0_6_load_173 | 159 | 0.0026459 | 0.00066313 | 0 | 0 |  | 1 | TRUE | wye
136 | LV_3443-39_0_6_load_151 | 160 | 0.0041619 | 0.0010431 | 0 | 0 |  | 1 | TRUE | wye
137 | LV_3443-39_0_6_load_139 | 161 | 0.010224 | 0.0025623 | 0 | 0 |  | 1 | TRUE | wye
138 | LV_3443-39_0_6_load_172 | 162 | 0.0024082 | 0.00060354 | 0 | 0 |  | 1 | TRUE | wye
139 | LV_3443-39_0_6_load_140 | 163 | 0.0036929 | 0.00092552 | 0 | 0 |  | 1 | TRUE | wye
140 | LV_3443-39_0_6_load_142 | 164 | 0.0024552 | 0.00061532 | 0 | 0 |  | 1 | TRUE | wye
141 | LV_3443-39_0_6_load_156 | 165 | 0.0012593 | 0.00031561 | 0 | 0 |  | 1 | TRUE | wye
142 | LV_3443-39_0_6_load_157 | 166 | 0.0018853 | 0.0004725 | 0 | 0 |  | 1 | TRUE | wye
143 | LV_3443-39_0_6_load_143 | 167 | 0.002085 | 0.00052255 | 0 | 0 |  | 1 | TRUE | wye
144 | LV_3443-39_0_6_load_144 | 168 | 0.0020342 | 0.00050981 | 0 | 0 |  | 1 | TRUE | wye
145 | LV_3443-39_0_6_load_145 | 169 | 0.0021434 | 0.00053719 | 0 | 0 |  | 1 | TRUE | wye
146 | LV_3443-39_0_6_load_146 | 170 | 0.0019547 | 0.00048988 | 0 | 0 |  | 1 | TRUE | wye
147 | LV_3443-39_0_6_load_147 | 171 | 0.0025923 | 0.00064968 | 0 | 0 |  | 1 | TRUE | wye
148 | LV_3443-39_0_6_load_195 | 172 | 0.0022871 | 0.00057319 | 0 | 0 |  | 1 | TRUE | wye
149 | LV_3443-39_0_6_load_190 | 173 | 0.0015044 | 0.00037705 | 0 | 0 |  | 1 | TRUE | wye
150 | LV_3443-39_0_6_load_193 | 174 | 0.0014314 | 0.00035874 | 0 | 0 |  | 1 | TRUE | wye
151 | LV_3443-39_0_6_load_166 | 175 | 0.0042673 | 0.0010695 | 0 | 0 |  | 1 | TRUE | wye
152 | LV_3443-39_0_6_load_169 | 176 | 0.002743 | 0.00068747 | 0 | 0 |  | 1 | TRUE | wye
153 | LV_3443-39_0_6_load_187 | 177 | 0.0017941 | 0.00044964 | 0 | 0 |  | 1 | TRUE | wye
154 | LV_3443-39_0_6_load_163 | 178 | 0.0020084 | 0.00050335 | 0 | 0 |  | 1 | TRUE | wye
155 | LV_3443-39_0_6_load_164 | 179 | 0.0024807 | 0.00062172 | 0 | 0 |  | 1 | TRUE | wye
156 | LV_3443-39_0_6_load_189 | 181 | 0.0023324 | 0.00058455 | 0 | 0 |  | 1 | TRUE | wye
157 | LV_3443-39_0_6_load_178 | 182 | 0.0022996 | 0.00057634 | 0 | 0 |  | 1 | TRUE | wye
158 | LV_3443-39_0_6_load_165 | 183 | 0.0023032 | 0.00057724 | 0 | 0 |  | 1 | TRUE | wye
159 | LV_3443-39_0_6_load_167 | 184 | 0.014286 | 0.0035803 | 0 | 0 |  | 1 | TRUE | wye
160 | LV_3443-39_0_6_load_186 | 185 | 0.003224 | 0.00080802 | 0 | 0 |  | 1 | TRUE | wye
161 | LV_3443-39_0_6_load_177 | 187 | 0.0027135 | 0.00068007 | 0 | 0 |  | 1 | TRUE | wye
162 | LV_3443-39_0_6_load_191 | 188 | 0.0016548 | 0.00041474 | 0 | 0 |  | 1 | TRUE | wye
163 | LV_3443-39_0_6_load_179 | 189 | 0.002878 | 0.00072128 | 0 | 0 |  | 1 | TRUE | wye
164 | LV_3443-39_0_6_load_180 | 190 | 0.0030524 | 0.00076501 | 0 | 0 |  | 1 | TRUE | wye
165 | LV_3443-39_0_6_load_185 | 191 | 0.0020887 | 0.00052347 | 0 | 0 |  | 1 | TRUE | wye
166 | LV_3443-39_0_6_load_184 | 192 | 0.0022404 | 0.00056151 | 0 | 0 |  | 1 | TRUE | wye
167 | LV_3443-39_0_6_load_181 | 193 | 0.0033994 | 0.00085198 | 0 | 0 |  | 1 | TRUE | wye
168 | LV_3443-39_0_6_load_182 | 194 | 0.002844 | 0.00071277 | 0 | 0 |  | 1 | TRUE | wye
169 | LV_3443-39_0_6_load_196 | 195 | 0.0016187 | 0.00040569 | 0 | 0 |  | 1 | TRUE | wye

## ext_grid
| name | bus | vm_pu | va_degree | slack_weight | in_service
0 |  | 137 | 1 | 0 | 1 | TRUE

## line
| name | std_type | from_bus | to_bus | length_km | r_ohm_per_km | x_ohm_per_km | c_nf_per_km | g_us_per_km | max_i_ka | df | parallel | type | in_service
0 | LV_3443-39_0_6_line_0 |  | 0 | 1 | 0.021749 | 0.125 | 0.08 | 261 | 0 | 0.364 | 1 | 1 | cs | TRUE
1 | LV_3443-39_0_6_line_1 |  | 0 | 2 | 0.032452 | 0.125 | 0.08 | 261 | 0 | 0.364 | 1 | 1 | cs | TRUE
2 | LV_3443-39_0_6_line_2 |  | 1 | 3 | 0.00633 | 0.125 | 0.08 | 261 | 0 | 0.364 | 1 | 1 | cs | TRUE
3 | LV_3443-39_0_6_line_3 |  | 2 | 4 | 0.10771 | 0.125 | 0.08 | 261 | 0 | 0.364 | 1 | 1 | cs | TRUE
4 | LV_3443-39_0_6_line_4 |  | 3 | 8 | 0.018236 | 0.125 | 0.08 | 261 | 0 | 0.364 | 1 | 1 | cs | TRUE
5 | LV_3443-39_0_6_line_5 |  | 4 | 12 | 0.032742 | 0.125 | 0.08 | 261 | 0 | 0.364 | 1 | 1 | cs | TRUE
6 | LV_3443-39_0_6_line_6 |  | 5 | 6 | 0.024304 | 0.125 | 0.08 | 261 | 0 | 0.364 | 1 | 1 | cs | TRUE
7 | LV_3443-39_0_6_line_7 |  | 5 | 7 | 0.044811 | 0.125 | 0.08 | 261 | 0 | 0.364 | 1 | 1 | cs | TRUE
8 | LV_3443-39_0_6_line_8 |  | 6 | 18 | 0.044388 | 0.125 | 0.08 | 261 | 0 | 0.364 | 1 | 1 | cs | TRUE
9 | LV_3443-39_0_6_line_9 |  | 7 | 20 | 0.025633 | 0.125 | 0.08 | 261 | 0 | 0.364 | 1 | 1 | cs | TRUE
10 | LV_3443-39_0_6_line_10 |  | 8 | 17 | 0.025486 | 0.125 | 0.08 | 261 | 0 | 0.364 | 1 | 1 | cs | TRUE
11 | LV_3443-39_0_6_line_11 |  | 8 | 15 | 0.004924 | 0.125 | 0.08 | 261 | 0 | 0.364 | 1 | 1 | cs | TRUE
12 | LV_3443-39_0_6_line_12 |  | 9 | 10 | 0.015222 | 0.125 | 0.08 | 261 | 0 | 0.364 | 1 | 1 | cs | TRUE
13 | LV_3443-39_0_6_line_13 |  | 9 | 11 | 0.28486 | 0.125 | 0.08 | 261 | 0 | 0.364 | 1 | 1 | cs | TRUE
14 | LV_3443-39_0_6_line_14 |  | 11 | 14 | 0.045709 | 0.125 | 0.08 | 261 | 0 | 0.364 | 1 | 1 | cs | TRUE
15 | LV_3443-39_0_6_line_15 |  | 12 | 13 | 0.022318 | 0.125 | 0.08 | 261 | 0 | 0.364 | 1 | 1 | cs | TRUE
16 | LV_3443-39_0_6_line_16 |  | 13 | 14 | 0.015502 | 0.125 | 0.08 | 261 | 0 | 0.364 | 1 | 1 | cs | TRUE
17 | LV_3443-39_0_6_line_17 |  | 15 | 16 | 0.014434 | 0.125 | 0.08 | 261 | 0 | 0.364 | 1 | 1 | cs | TRUE
18 | LV_3443-39_0_6_line_18 |  | 16 | 19 | 0.016579 | 0.125 | 0.08 | 261 | 0 | 0.364 | 1 | 1 | cs | TRUE
19 | LV_3443-39_0_6_line_19 |  | 18 | 23 | 0.13065 | 0.125 | 0.08 | 261 | 0 | 0.364 | 1 | 1 | cs | TRUE
20 | LV_3443-39_0_6_line_20 |  | 18 | 24 | 0.0071007 | 0.125 | 0.08 | 261 | 0 | 0.364 | 1 | 1 | cs | TRUE
21 | LV_3443-39_0_6_line_21 |  | 19 | 21 | 0.037519 | 0.125 | 0.08 | 261 | 0 | 0.364 | 1 | 1 | cs | TRUE
22 | LV_3443-39_0_6_line_22 |  | 20 | 154 | 0.021246 | 0.125 | 0.08 | 261 | 0 | 0.364 | 1 | 1 | cs | TRUE
23 | LV_3443-39_0_6_line_23 |  | 21 | 22 | 0.012717 | 0.125 | 0.08 | 261 | 0 | 0.364 | 1 | 1 | cs | TRUE
24 | LV_3443-39_0_6_line_24 |  | 22 | 23 | 0.020163 | 0.125 | 0.08 | 261 | 0 | 0.364 | 1 | 1 | cs | TRUE
25 | LV_3443-39_0_6_line_25 |  | 23 | 25 | 0.033749 | 0.125 | 0.08 | 261 | 0 | 0.364 | 1 | 1 | cs | TRUE
26 | LV_3443-39_0_6_line_26 |  | 24 | 27 | 0.044232 | 0.125 | 0.08 | 261 | 0 | 0.364 | 1 | 1 | cs | TRUE
27 | LV_3443-39_0_6_line_27 |  | 26 | 27 | 0.01716 | 0.125 | 0.08 | 261 | 0 | 0.364 | 1 | 1 | cs | TRUE
28 | LV_3443-39_0_6_line_28 |  | 27 | 156 | 0.029869 | 0.125 | 0.08 | 261 | 0 | 0.364 | 1 | 3 | cs | TRUE
29 | LV_3443-39_0_6_line_29 |  | 27 | 157 | 0.012462 | 0.125 | 0.08 | 261 | 0 | 0.364 | 1 | 3 | cs | TRUE
30 | LV_3443-39_0_6_line_30 |  | 28 | 29 | 0.033056 | 0.125 | 0.08 | 261 | 0 | 0.364 | 1 | 1 | cs | TRUE
31 | LV_3443-39_0_6_line_31 |  | 28 | 30 | 0.0072898 | 0.125 | 0.08 | 261 | 0 | 0.364 | 1 | 1 | cs | TRUE
32 | LV_3443-39_0_6_line_32 |  | 29 | 31 | 0.01366 | 0.125 | 0.08 | 261 | 0 | 0.364 | 1 | 1 | cs | TRUE
33 | LV_3443-39_0_6_line_33 |  | 29 | 32 | 0.0086226 | 0.125 | 0.08 | 261 | 0 | 0.364 | 1 | 1 | cs | TRUE
34 | LV_3443-39_0_6_line_34 |  | 30 | 33 | 0.042601 | 0.125 | 0.08 | 261 | 0 | 0.364 | 1 | 1 | cs | TRUE
35 | LV_3443-39_0_6_line_35 |  | 31 | 34 | 0.042655 | 0.125 | 0.08 | 261 | 0 | 0.364 | 1 | 1 | cs | TRUE
36 | LV_3443-39_0_6_line_36 |  | 31 | 35 | 0.019795 | 0.125 | 0.08 | 261 | 0 | 0.364 | 1 | 1 | cs | TRUE
37 | LV_3443-39_0_6_line_37 |  | 32 | 36 | 0.0075117 | 0.125 | 0.08 | 261 | 0 | 0.364 | 1 | 1 | cs | TRUE
38 | LV_3443-39_0_6_line_38 |  | 33 | 37 | 0.039898 | 0.125 | 0.08 | 261 | 0 | 0.364 | 1 | 1 | cs | TRUE
39 | LV_3443-39_0_6_line_39 |  | 34 | 38 | 0.038944 | 0.125 | 0.08 | 261 | 0 | 0.364 | 1 | 1 | cs | TRUE
40 | LV_3443-39_0_6_line_40 |  | 35 | 39 | 0.011566 | 0.125 | 0.08 | 261 | 0 | 0.364 | 1 | 1 | cs | TRUE
41 | LV_3443-39_0_6_line_41 |  | 37 | 40 | 0.0015933 | 0.125 | 0.08 | 261 | 0 | 0.364 | 1 | 1 | cs | TRUE
42 | LV_3443-39_0_6_line_42 |  | 38 | 153 | 0.047717 | 0.125 | 0.08 | 261 | 0 | 0.364 | 1 | 1 | cs | TRUE
43 | LV_3443-39_0_6_line_43 |  | 39 | 149 | 0.0060188 | 0.125 | 0.08 | 261 | 0 | 0.364 | 1 | 1 | cs | TRUE
44 | LV_3443-39_0_6_line_44 |  | 41 | 42 | 0.0073034 | 0.125 | 0.08 | 261 | 0 | 0.364 | 1 | 5 | cs | TRUE
45 | LV_3443-39_0_6_line_45 |  | 41 | 43 | 0.014302 | 0.125 | 0.08 | 261 | 0 | 0.364 | 1 | 5 | cs | TRUE
46 | LV_3443-39_0_6_line_46 |  | 42 | 44 | 0.0073431 | 0.125 | 0.08 | 261 | 0 | 0.364 | 1 | 5 | cs | TRUE
47 | LV_3443-39_0_6_line_47 |  | 43 | 45 | 0.0048398 | 0.125 | 0.08 | 261 | 0 | 0.364 | 1 | 5 | cs | TRUE
48 | LV_3443-39_0_6_line_48 |  | 43 | 46 | 0.014899 | 0.125 | 0.08 | 261 | 0 | 0.364 | 1 | 1 | cs | TRUE
49 | LV_3443-39_0_6_line_49 |  | 44 | 47 | 0.0053511 | 0.125 | 0.08 | 261 | 0 | 0.364 | 1 | 5 | cs | TRUE
50 | LV_3443-39_0_6_line_50 |  | 45 | 48 | 0.014193 | 0.125 | 0.08 | 261 | 0 | 0.364 | 1 | 5 | cs | TRUE
51 | LV_3443-39_0_6_line_51 |  | 46 | 49 | 0.021513 | 0.125 | 0.08 | 261 | 0 | 0.364 | 1 | 1 | cs | TRUE
52 | LV_3443-39_0_6_line_52 |  | 47 | 50 | 0.0020764 | 0.125 | 0.08 | 261 | 0 | 0.364 | 1 | 5 | cs | TRUE
53 | LV_3443-39_0_6_line_53 |  | 48 | 51 | 0.014891 | 0.125 | 0.08 | 261 | 0 | 0.364 | 1 | 5 | cs | TRUE
54 | LV_3443-39_0_6_line_54 |  | 50 | 52 | 0.0065119 | 0.125 | 0.08 | 261 | 0 | 0.364 | 1 | 5 | cs | TRUE
55 | LV_3443-39_0_6_line_55 |  | 51 | 82 | 0.00047654 | 0.125 | 0.08 | 261 | 0 | 0.364 | 1 | 5 | cs | TRUE
56 | LV_3443-39_0_6_line_56 |  | 52 | 53 | 0.010806 | 0.125 | 0.08 | 261 | 0 | 0.364 | 1 | 5 | cs | TRUE
57 | LV_3443-39_0_6_line_57 |  | 53 | 54 | 0.017769 | 0.125 | 0.08 | 261 | 0 | 0.364 | 1 | 5 | cs | TRUE
58 | LV_3443-39_0_6_line_58 |  | 54 | 55 | 0.023326 | 0.125 | 0.08 | 261 | 0 | 0.364 | 1 | 1 | cs | TRUE
59 | LV_3443-39_0_6_line_59 |  | 54 | 56 | 0.017718 | 0.125 | 0.08 | 261 | 0 | 0.364 | 1 | 5 | cs | TRUE
60 | LV_3443-39_0_6_line_60 |  | 55 | 57 | 0.022405 | 0.125 | 0.08 | 261 | 0 | 0.364 | 1 | 1 | cs | TRUE
61 | LV_3443-39_0_6_line_61 |  | 56 | 58 | 0.01769 | 0.125 | 0.08 | 261 | 0 | 0.364 | 1 | 5 | cs | TRUE
62 | LV_3443-39_0_6_line_62 |  | 57 | 59 | 0.010891 | 0.125 | 0.08 | 261 | 0 | 0.364 | 1 | 1 | cs | TRUE
63 | LV_3443-39_0_6_line_63 |  | 58 | 60 | 0.029884 | 0.125 | 0.08 | 261 | 0 | 0.364 | 1 | 5 | cs | TRUE
64 | LV_3443-39_0_6_line_64 |  | 58 | 61 | 0.022431 | 0.125 | 0.08 | 261 | 0 | 0.364 | 1 | 1 | cs | TRUE
65 | LV_3443-39_0_6_line_65 |  | 58 | 62 | 0.015162 | 0.125 | 0.08 | 261 | 0 | 0.364 | 1 | 1 | cs | TRUE
66 | LV_3443-39_0_6_line_66 |  | 59 | 81 | 0.0030181 | 0.125 | 0.08 | 261 | 0 | 0.364 | 1 | 1 | cs | TRUE
67 | LV_3443-39_0_6_line_67 |  | 60 | 93 | 0.03197 | 0.125 | 0.08 | 261 | 0 | 0.364 | 1 | 5 | cs | TRUE
68 | LV_3443-39_0_6_line_68 |  | 60 | 94 | 0.022582 | 0.125 | 0.08 | 261 | 0 | 0.364 | 1 | 5 | cs | TRUE
69 | LV_3443-39_0_6_line_69 |  | 61 | 95 | 0.019181 | 0.125 | 0.08 | 261 | 0 | 0.364 | 1 | 1 | cs | TRUE
70 | LV_3443-39_0_6_line_70 |  | 62 | 89 | 0.018445 | 0.125 | 0.08 | 261 | 0 | 0.364 | 1 | 1 | cs | TRUE
71 | LV_3443-39_0_6_line_71 |  | 63 | 64 | 0.023881 | 0.125 | 0.08 | 261 | 0 | 0.364 | 1 | 1 | cs | TRUE
72 | LV_3443-39_0_6_line_72 |  | 63 | 65 | 0.013499 | 0.125 | 0.08 | 261 | 0 | 0.364 | 1 | 1 | cs | TRUE
73 | LV_3443-39_0_6_line_73 |  | 64 | 66 | 0.021553 | 0.125 | 0.08 | 261 | 0 | 0.364 | 1 | 1 | cs | TRUE
74 | LV_3443-39_0_6_line_74 |  | 65 | 67 | 0.017355 | 0.125 | 0.08 | 261 | 0 | 0.364 | 1 | 1 | cs | TRUE
75 | LV_3443-39_0_6_line_75 |  | 66 | 68 | 0.0015089 | 0.125 | 0.08 | 261 | 0 | 0.364 | 1 | 1 | cs | TRUE
76 | LV_3443-39_0_6_line_76 |  | 67 | 69 | 0.01638 | 0.125 | 0.08 | 261 | 0 | 0.364 | 1 | 1 | cs | TRUE
77 | LV_3443-39_0_6_line_77 |  | 68 | 70 | 0.0027125 | 0.125 | 0.08 | 261 | 0 | 0.364 | 1 | 1 | cs | TRUE
78 | LV_3443-39_0_6_line_78 |  | 69 | 71 | 0.024539 | 0.125 | 0.08 | 261 | 0 | 0.364 | 1 | 1 | cs | TRUE
79 | LV_3443-39_0_6_line_79 |  | 70 | 77 | 0.018928 | 0.125 | 0.08 | 261 | 0 | 0.364 | 1 | 1 | cs | TRUE
80 | LV_3443-39_0_6_line_80 |  | 71 | 174 | 0.0019778 | 0.125 | 0.08 | 261 | 0 | 0.364 | 1 | 1 | cs | TRUE
81 | LV_3443-39_0_6_line_81 |  | 72 | 73 | 0.017646 | 0.125 | 0.08 | 261 | 0 | 0.364 | 1 | 1 | cs | TRUE
82 | LV_3443-39_0_6_line_82 |  | 73 | 74 | 0.0064496 | 0.125 | 0.08 | 261 | 0 | 0.364 | 1 | 1 | cs | TRUE
83 | LV_3443-39_0_6_line_83 |  | 74 | 75 | 0.01656 | 0.125 | 0.08 | 261 | 0 | 0.364 | 1 | 1 | cs | TRUE
84 | LV_3443-39_0_6_line_84 |  | 75 | 76 | 0.0040959 | 0.125 | 0.08 | 261 | 0 | 0.364 | 1 | 1 | cs | TRUE
85 | LV_3443-39_0_6_line_85 |  | 76 | 78 | 0.015399 | 0.125 | 0.08 | 261 | 0 | 0.364 | 1 | 1 | cs | TRUE
86 | LV_3443-39_0_6_line_86 |  | 77 | 86 | 0.0032993 | 0.125 | 0.08 | 261 | 0 | 0.364 | 1 | 1 | cs | TRUE
87 | LV_3443-39_0_6_line_87 |  | 78 | 79 | 0.01633 | 0.125 | 0.08 | 261 | 0 | 0.364 | 1 | 1 | cs | TRUE
88 | LV_3443-39_0_6_line_88 |  | 79 | 80 | 0.0037842 | 0.125 | 0.08 | 261 | 0 | 0.364 | 1 | 1 | cs | TRUE
89 | LV_3443-39_0_6_line_89 |  | 80 | 81 | 0.016176 | 0.125 | 0.08 | 261 | 0 | 0.364 | 1 | 1 | cs | TRUE
90 | LV_3443-39_0_6_line_90 |  | 82 | 83 | 0.013653 | 0.125 | 0.08 | 261 | 0 | 0.364 | 1 | 5 | cs | TRUE
91 | LV_3443-39_0_6_line_91 |  | 83 | 84 | 0.022696 | 0.125 | 0.08 | 261 | 0 | 0.364 | 1 | 5 | cs | TRUE
92 | LV_3443-39_0_6_line_92 |  | 83 | 85 | 0.013326 | 0.125 | 0.08 | 261 | 0 | 0.364 | 1 | 5 | cs | TRUE
93 | LV_3443-39_0_6_line_93 |  | 84 | 86 | 0.0065447 | 0.125 | 0.08 | 261 | 0 | 0.364 | 1 | 3 | cs | TRUE
94 | LV_3443-39_0_6_line_94 |  | 85 | 87 | 0.021962 | 0.125 | 0.08 | 261 | 0 | 0.364 | 1 | 5 | cs | TRUE
95 | LV_3443-39_0_6_line_95 |  | 87 | 88 | 0.0069432 | 0.125 | 0.08 | 261 | 0 | 0.364 | 1 | 5 | cs | TRUE
96 | LV_3443-39_0_6_line_96 |  | 88 | 105 | 0.014884 | 0.125 | 0.08 | 261 | 0 | 0.364 | 1 | 5 | cs | TRUE
97 | LV_3443-39_0_6_line_97 |  | 89 | 90 | 0.010666 | 0.125 | 0.08 | 261 | 0 | 0.364 | 1 | 1 | cs | TRUE
98 | LV_3443-39_0_6_line_98 |  | 90 | 91 | 0.010296 | 0.125 | 0.08 | 261 | 0 | 0.364 | 1 | 1 | cs | TRUE
99 | LV_3443-39_0_6_line_99 |  | 91 | 92 | 0.0074834 | 0.125 | 0.08 | 261 | 0 | 0.364 | 1 | 1 | cs | TRUE
100 | LV_3443-39_0_6_line_100 |  | 92 | 96 | 0.0074007 | 0.125 | 0.08 | 261 | 0 | 0.364 | 1 | 1 | cs | TRUE
101 | LV_3443-39_0_6_line_101 |  | 93 | 137 | 0.020585 | 0.125 | 0.08 | 261 | 0 | 0.364 | 1 | 5 | cs | TRUE
102 | LV_3443-39_0_6_line_102 |  | 94 | 138 | 0.028043 | 0.125 | 0.08 | 261 | 0 | 0.364 | 1 | 5 | cs | TRUE
103 | LV_3443-39_0_6_line_103 |  | 95 | 135 | 0.026096 | 0.125 | 0.08 | 261 | 0 | 0.364 | 1 | 1 | cs | TRUE
104 | LV_3443-39_0_6_line_104 |  | 96 | 97 | 0.0053954 | 0.125 | 0.08 | 261 | 0 | 0.364 | 1 | 1 | cs | TRUE
105 | LV_3443-39_0_6_line_105 |  | 97 | 98 | 0.001871 | 0.125 | 0.08 | 261 | 0 | 0.364 | 1 | 1 | cs | TRUE
106 | LV_3443-39_0_6_line_106 |  | 98 | 99 | 0.011402 | 0.125 | 0.08 | 261 | 0 | 0.364 | 1 | 1 | cs | TRUE
107 | LV_3443-39_0_6_line_107 |  | 99 | 100 | 0.012525 | 0.125 | 0.08 | 261 | 0 | 0.364 | 1 | 1 | cs | TRUE
108 | LV_3443-39_0_6_line_108 |  | 99 | 101 | 0.032484 | 0.125 | 0.08 | 261 | 0 | 0.364 | 1 | 1 | cs | TRUE
109 | LV_3443-39_0_6_line_109 |  | 101 | 102 | 0.0021359 | 0.125 | 0.08 | 261 | 0 | 0.364 | 1 | 1 | cs | TRUE
110 | LV_3443-39_0_6_line_110 |  | 102 | 103 | 0.024388 | 0.125 | 0.08 | 261 | 0 | 0.364 | 1 | 1 | cs | TRUE
111 | LV_3443-39_0_6_line_111 |  | 102 | 104 | 0.015376 | 0.125 | 0.08 | 261 | 0 | 0.364 | 1 | 1 | cs | TRUE
112 | LV_3443-39_0_6_line_112 |  | 103 | 109 | 0.021894 | 0.125 | 0.08 | 261 | 0 | 0.364 | 1 | 1 | cs | TRUE
113 | LV_3443-39_0_6_line_113 |  | 104 | 110 | 0.0034846 | 0.125 | 0.08 | 261 | 0 | 0.364 | 1 | 1 | cs | TRUE
114 | LV_3443-39_0_6_line_114 |  | 105 | 106 | 0.019238 | 0.125 | 0.08 | 261 | 0 | 0.364 | 1 | 5 | cs | TRUE
115 | LV_3443-39_0_6_line_115 |  | 106 | 107 | 0.0085286 | 0.125 | 0.08 | 261 | 0 | 0.364 | 1 | 5 | cs | TRUE
116 | LV_3443-39_0_6_line_116 |  | 107 | 108 | 0.0037577 | 0.125 | 0.08 | 261 | 0 | 0.364 | 1 | 5 | cs | TRUE
117 | LV_3443-39_0_6_line_117 |  | 108 | 113 | 0.017996 | 0.125 | 0.08 | 261 | 0 | 0.364 | 1 | 5 | cs | TRUE
118 | LV_3443-39_0_6_line_118 |  | 108 | 114 | 0.02049 | 0.125 | 0.08 | 261 | 0 | 0.364 | 1 | 1 | cs | TRUE
119 | LV_3443-39_0_6_line_119 |  | 109 | 111 | 0.020267 | 0.125 | 0.08 | 261 | 0 | 0.364 | 1 | 1 | cs | TRUE
120 | LV_3443-39_0_6_line_120 |  | 110 | 112 | 0.019666 | 0.125 | 0.08 | 261 | 0 | 0.364 | 1 | 1 | cs | TRUE
121 | LV_3443-39_0_6_line_121 |  | 111 | 130 | 0.016333 | 0.125 | 0.08 | 261 | 0 | 0.364 | 1 | 1 | cs | TRUE
122 | LV_3443-39_0_6_line_122 |  | 112 | 155 | 0.010673 | 0.125 | 0.08 | 261 | 0 | 0.364 | 1 | 1 | cs | TRUE
123 | LV_3443-39_0_6_line_123 |  | 113 | 115 | 0.0083028 | 0.125 | 0.08 | 261 | 0 | 0.364 | 1 | 5 | cs | TRUE
124 | LV_3443-39_0_6_line_124 |  | 114 | 116 | 0.012816 | 0.125 | 0.08 | 261 | 0 | 0.364 | 1 | 1 | cs | TRUE
125 | LV_3443-39_0_6_line_125 |  | 115 | 120 | 0.025326 | 0.125 | 0.08 | 261 | 0 | 0.364 | 1 | 5 | cs | TRUE
126 | LV_3443-39_0_6_line_126 |  | 116 | 117 | 0.010693 | 0.125 | 0.08 | 261 | 0 | 0.364 | 1 | 1 | cs | TRUE
127 | LV_3443-39_0_6_line_127 |  | 117 | 118 | 0.016881 | 0.125 | 0.08 | 261 | 0 | 0.364 | 1 | 1 | cs | TRUE
128 | LV_3443-39_0_6_line_128 |  | 118 | 119 | 0.0076923 | 0.125 | 0.08 | 261 | 0 | 0.364 | 1 | 1 | cs | TRUE
129 | LV_3443-39_0_6_line_129 |  | 119 | 121 | 0.0035894 | 0.125 | 0.08 | 261 | 0 | 0.364 | 1 | 1 | cs | TRUE
130 | LV_3443-39_0_6_line_130 |  | 120 | 186 | 0.012799 | 0.125 | 0.08 | 261 | 0 | 0.364 | 1 | 1 | cs | TRUE
131 | LV_3443-39_0_6_line_131 |  | 121 | 122 | 0.0098053 | 0.125 | 0.08 | 261 | 0 | 0.364 | 1 | 1 | cs | TRUE
132 | LV_3443-39_0_6_line_132 |  | 122 | 123 | 0.015048 | 0.125 | 0.08 | 261 | 0 | 0.364 | 1 | 1 | cs | TRUE
133 | LV_3443-39_0_6_line_133 |  | 123 | 124 | 0.0032247 | 0.125 | 0.08 | 261 | 0 | 0.364 | 1 | 1 | cs | TRUE
134 | LV_3443-39_0_6_line_134 |  | 124 | 125 | 0.0041786 | 0.125 | 0.08 | 261 | 0 | 0.364 | 1 | 1 | cs | TRUE
135 | LV_3443-39_0_6_line_135 |  | 125 | 126 | 0.0089472 | 0.125 | 0.08 | 261 | 0 | 0.364 | 1 | 1 | cs | TRUE
136 | LV_3443-39_0_6_line_136 |  | 126 | 127 | 0.0001822 | 0.125 | 0.08 | 261 | 0 | 0.364 | 1 | 1 | cs | TRUE
137 | LV_3443-39_0_6_line_137 |  | 127 | 128 | 0.016794 | 0.125 | 0.08 | 261 | 0 | 0.364 | 1 | 1 | cs | TRUE
138 | LV_3443-39_0_6_line_138 |  | 128 | 129 | 0.00168 | 0.125 | 0.08 | 261 | 0 | 0.364 | 1 | 1 | cs | TRUE
139 | LV_3443-39_0_6_line_139 |  | 131 | 132 | 0.035313 | 0.125 | 0.08 | 261 | 0 | 0.364 | 1 | 1 | cs | TRUE
140 | LV_3443-39_0_6_line_140 |  | 131 | 133 | 0.030797 | 0.125 | 0.08 | 261 | 0 | 0.364 | 1 | 1 | cs | TRUE
141 | LV_3443-39_0_6_line_141 |  | 133 | 134 | 0.019933 | 0.125 | 0.08 | 261 | 0 | 0.364 | 1 | 1 | cs | TRUE
142 | LV_3443-39_0_6_line_142 |  | 134 | 135 | 0.031038 | 0.125 | 0.08 | 261 | 0 | 0.364 | 1 | 1 | cs | TRUE
143 | LV_3443-39_0_6_line_143 |  | 135 | 136 | 0.037971 | 0.125 | 0.08 | 261 | 0 | 0.364 | 1 | 1 | cs | TRUE
144 | LV_3443-39_0_6_line_144 |  | 136 | 139 | 0.034574 | 0.125 | 0.08 | 261 | 0 | 0.364 | 1 | 1 | cs | TRUE
145 | LV_3443-39_0_6_line_145 |  | 137 | 175 | 0.020402 | 0.125 | 0.08 | 261 | 0 | 0.364 | 1 | 1 | cs | TRUE
146 | LV_3443-39_0_6_line_146 |  | 138 | 160 | 0.0049512 | 0.125 | 0.08 | 261 | 0 | 0.364 | 1 | 5 | cs | TRUE
147 | LV_3443-39_0_6_line_147 |  | 140 | 141 | 0.022817 | 0.125 | 0.08 | 261 | 0 | 0.364 | 1 | 1 | cs | TRUE
148 | LV_3443-39_0_6_line_148 |  | 140 | 142 | 0.017828 | 0.125 | 0.08 | 261 | 0 | 0.364 | 1 | 1 | cs | TRUE
149 | LV_3443-39_0_6_line_149 |  | 141 | 143 | 0.012989 | 0.125 | 0.08 | 261 | 0 | 0.364 | 1 | 1 | cs | TRUE
150 | LV_3443-39_0_6_line_150 |  | 142 | 144 | 0.0099241 | 0.125 | 0.08 | 261 | 0 | 0.364 | 1 | 1 | cs | TRUE
151 | LV_3443-39_0_6_line_151 |  | 143 | 145 | 0.0052892 | 0.125 | 0.08 | 261 | 0 | 0.364 | 1 | 1 | cs | TRUE
152 | LV_3443-39_0_6_line_152 |  | 144 | 162 | 0.0024766 | 0.125 | 0.08 | 261 | 0 | 0.364 | 1 | 1 | cs | TRUE
153 | LV_3443-39_0_6_line_153 |  | 145 | 146 | 0.015018 | 0.125 | 0.08 | 261 | 0 | 0.364 | 1 | 1 | cs | TRUE
154 | LV_3443-39_0_6_line_154 |  | 146 | 147 | 0.024693 | 0.125 | 0.08 | 261 | 0 | 0.364 | 1 | 1 | cs | TRUE
155 | LV_3443-39_0_6_line_155 |  | 147 | 148 | 0.023143 | 0.125 | 0.08 | 261 | 0 | 0.364 | 1 | 1 | cs | TRUE
156 | LV_3443-39_0_6_line_156 |  | 149 | 150 | 0.029291 | 0.125 | 0.08 | 261 | 0 | 0.364 | 1 | 1 | cs | TRUE
157 | LV_3443-39_0_6_line_157 |  | 150 | 151 | 0.039587 | 0.125 | 0.08 | 261 | 0 | 0.364 | 1 | 1 | cs | TRUE
158 | LV_3443-39_0_6_line_158 |  | 151 | 152 | 0.024453 | 0.125 | 0.08 | 261 | 0 | 0.364 | 1 | 1 | cs | TRUE
159 | LV_3443-39_0_6_line_159 |  | 152 | 178 | 0.0023983 | 0.125 | 0.08 | 261 | 0 | 0.364 | 1 | 1 | cs | TRUE
160 | LV_3443-39_0_6_line_160 |  | 156 | 158 | 0.0389 | 0.125 | 0.08 | 261 | 0 | 0.364 | 1 | 2 | cs | TRUE
161 | LV_3443-39_0_6_line_161 |  | 156 | 159 | 0.017197 | 0.125 | 0.08 | 261 | 0 | 0.364 | 1 | 1 | cs | TRUE
162 | LV_3443-39_0_6_line_162 |  | 157 | 160 | 0.028067 | 0.125 | 0.08 | 261 | 0 | 0.364 | 1 | 5 | cs | TRUE
163 | LV_3443-39_0_6_line_163 |  | 158 | 161 | 0.01638 | 0.125 | 0.08 | 261 | 0 | 0.364 | 1 | 1 | cs | TRUE
164 | LV_3443-39_0_6_line_164 |  | 159 | 162 | 0.019167 | 0.125 | 0.08 | 261 | 0 | 0.364 | 1 | 1 | cs | TRUE
165 | LV_3443-39_0_6_line_165 |  | 161 | 163 | 0.038524 | 0.125 | 0.08 | 261 | 0 | 0.364 | 1 | 1 | cs | TRUE
166 | LV_3443-39_0_6_line_166 |  | 163 | 164 | 0.0083329 | 0.125 | 0.08 | 261 | 0 | 0.364 | 1 | 1 | cs | TRUE
167 | LV_3443-39_0_6_line_167 |  | 164 | 165 | 0.0036905 | 0.125 | 0.08 | 261 | 0 | 0.364 | 1 | 1 | cs | TRUE
168 | LV_3443-39_0_6_line_168 |  | 165 | 166 | 0.01393 | 0.125 | 0.08 | 261 | 0 | 0.364 | 1 | 1 | cs | TRUE
169 | LV_3443-39_0_6_line_169 |  | 166 | 176 | 0.0037833 | 0.125 | 0.08 | 261 | 0 | 0.364 | 1 | 1 | cs | TRUE
170 | LV_3443-39_0_6_line_170 |  | 167 | 168 | 0.010179 | 0.125 | 0.08 | 261 | 0 | 0.364 | 1 | 1 | cs | TRUE
171 | LV_3443-39_0_6_line_171 |  | 167 | 169 | 0.017098 | 0.125 | 0.08 | 261 | 0 | 0.364 | 1 | 1 | cs | TRUE
172 | LV_3443-39_0_6_line_172 |  | 168 | 170 | 0.018146 | 0.125 | 0.08 | 261 | 0 | 0.364 | 1 | 1 | cs | TRUE
173 | LV_3443-39_0_6_line_173 |  | 169 | 171 | 0.0080135 | 0.125 | 0.08 | 261 | 0 | 0.364 | 1 | 1 | cs | TRUE
174 | LV_3443-39_0_6_line_174 |  | 170 | 172 | 0.0064213 | 0.125 | 0.08 | 261 | 0 | 0.364 | 1 | 1 | cs | TRUE
175 | LV_3443-39_0_6_line_175 |  | 171 | 173 | 0.013663 | 0.125 | 0.08 | 261 | 0 | 0.364 | 1 | 1 | cs | TRUE
176 | LV_3443-39_0_6_line_176 |  | 172 | 174 | 0.020844 | 0.125 | 0.08 | 261 | 0 | 0.364 | 1 | 1 | cs | TRUE
177 | LV_3443-39_0_6_line_177 |  | 175 | 183 | 0.019453 | 0.125 | 0.08 | 261 | 0 | 0.364 | 1 | 1 | cs | TRUE
178 | LV_3443-39_0_6_line_178 |  | 176 | 177 | 0.00038333 | 0.125 | 0.08 | 261 | 0 | 0.364 | 1 | 1 | cs | TRUE
179 | LV_3443-39_0_6_line_179 |  | 177 | 185 | 0.019048 | 0.125 | 0.08 | 261 | 0 | 0.364 | 1 | 1 | cs | TRUE
180 | LV_3443-39_0_6_line_180 |  | 178 | 179 | 0.026587 | 0.125 | 0.08 | 261 | 0 | 0.364 | 1 | 1 | cs | TRUE
181 | LV_3443-39_0_6_line_181 |  | 179 | 180 | 0.016635 | 0.125 | 0.08 | 261 | 0 | 0.364 | 1 | 1 | cs | TRUE
182 | LV_3443-39_0_6_line_182 |  | 180 | 181 | 0.0098326 | 0.125 | 0.08 | 261 | 0 | 0.364 | 1 | 1 | cs | TRUE
183 | LV_3443-39_0_6_line_183 |  | 180 | 182 | 0.011208 | 0.125 | 0.08 | 261 | 0 | 0.364 | 1 | 1 | cs | TRUE
184 | LV_3443-39_0_6_line_184 |  | 181 | 195 | 0.0085328 | 0.125 | 0.08 | 261 | 0 | 0.364 | 1 | 1 | cs | TRUE
185 | LV_3443-39_0_6_line_185 |  | 182 | 186 | 0.017273 | 0.125 | 0.08 | 261 | 0 | 0.364 | 1 | 1 | cs | TRUE
186 | LV_3443-39_0_6_line_186 |  | 183 | 184 | 0.0024445 | 0.125 | 0.08 | 261 | 0 | 0.364 | 1 | 1 | cs | TRUE
187 | LV_3443-39_0_6_line_187 |  | 185 | 190 | 0.060389 | 0.125 | 0.08 | 261 | 0 | 0.364 | 1 | 1 | cs | TRUE
188 | LV_3443-39_0_6_line_188 |  | 185 | 191 | 0.0097506 | 0.125 | 0.08 | 261 | 0 | 0.364 | 1 | 1 | cs | TRUE
189 | LV_3443-39_0_6_line_189 |  | 186 | 187 | 0.017207 | 0.125 | 0.08 | 261 | 0 | 0.364 | 1 | 1 | cs | TRUE
190 | LV_3443-39_0_6_line_190 |  | 187 | 188 | 0.00048744 | 0.125 | 0.08 | 261 | 0 | 0.364 | 1 | 1 | cs | TRUE
191 | LV_3443-39_0_6_line_191 |  | 189 | 190 | 0.0091678 | 0.125 | 0.08 | 261 | 0 | 0.364 | 1 | 1 | cs | TRUE
192 | LV_3443-39_0_6_line_192 |  | 191 | 192 | 0.025641 | 0.125 | 0.08 | 261 | 0 | 0.364 | 1 | 1 | cs | TRUE
193 | LV_3443-39_0_6_line_193 |  | 192 | 194 | 0.01904 | 0.125 | 0.08 | 261 | 0 | 0.364 | 1 | 1 | cs | TRUE
194 | LV_3443-39_0_6_line_194 |  | 193 | 194 | 0.006993 | 0.125 | 0.08 | 261 | 0 | 0.364 | 1 | 1 | cs | TRUE

## trafo
| name | std_type | hv_bus | lv_bus | sn_mva | vn_hv_kv | vn_lv_kv | vk_percent | vkr_percent | pfe_kw | i0_percent | shift_degree | tap_side | tap_neutral | tap_min | tap_max | tap_step_percent | tap_step_degree | tap_pos | tap_phase_shifter | parallel | df | in_service
0 | LV_3443-39_0_6_trafo_168 | 0.63 MVA 20/0.4 kV | 196 | 137 | 0.63 | 20 | 0.4 | 6 | 1.206 | 1.65 | 0.2619 | 150 | hv | 0 | -2 | 2 | 2.5 | 0 | 0 | FALSE | 1 | 1 | TRUE

## line_geodata
| x0 | y0 | x1 | y1 | x2 | y2 | x3 | y3 | x4 | y4 | x5 | y5
0 | 2736301.4037 | 1252146.3768 | 2736303.9421 | 1252150.4728 | 2736313.1274 | 1252158.4803 | 2736317.2662 | 1252160.8007
1 | 2736284.3089 | 1252118.7922 | 2736301.4037 | 1252146.3768
2 | 2736322.7876 | 1252163.8964 | 2736317.2662 | 1252160.8007
3 | 2736284.3089 | 1252118.7922 | 2736207.85 | 1252042.9315
4 | 2736339.8264 | 1252170.5278 | 2736322.7876 | 1252163.8964
5 | 2736207.85 | 1252042.9315 | 2736206.5527 | 1252045.8265 | 2736200.681 | 1252052.9425 | 2736191.3971 | 1252057.7446 | 2736181.6362 | 1252056.1436
6 | 2736389.7181 | 1252342.7643 | 2736374.6534 | 1252346.5792 | 2736366.5839 | 1252349.998
7 | 2736327.0685 | 1252370.7924 | 2736345.849 | 1252358.783 | 2736366.5839 | 1252349.998
8 | 2736433.6692 | 1252338.2524 | 2736419.231 | 1252337.9197 | 2736397.2764 | 1252340.8502 | 2736389.7181 | 1252342.7643
9 | 2736327.0685 | 1252370.7924 | 2736323.3207 | 1252373.1889 | 2736307.7223 | 1252387.5228
10 | 2736339.8264 | 1252170.5278 | 2736353.4052 | 1252148.9608
11 | 2736344.6575 | 1252171.551 | 2736339.8264 | 1252170.5278
12 | 2736119.3958 | 1251758.9767 | 2736119.3893 | 1251758.984 | 2736114.9698 | 1251773.5402
13 | 2736120.4177 | 1252058.3507 | 2736114.9698 | 1251773.5402
14 | 2736162.1534 | 1252076.8566 | 2736150.4648 | 1252072.6286 | 2736130.9982 | 1252063.8622 | 2736120.4177 | 1252058.3507
15 | 2736181.6362 | 1252056.1436 | 2736167.6582 | 1252053.851 | 2736165.7608 | 1252061.7806
16 | 2736162.1534 | 1252076.8566 | 2736165.7608 | 1252061.7806
17 | 2736344.6575 | 1252171.551 | 2736358.5707 | 1252175.3917
18 | 2736358.5707 | 1252175.3917 | 2736358.987 | 1252175.5066 | 2736372.293 | 1252184.6548
19 | 2736433.6692 | 1252338.2524 | 2736436.5905 | 1252207.632
20 | 2736440.7435 | 1252338.6702 | 2736439.0162 | 1252338.3757 | 2736433.6692 | 1252338.2524
21 | 2736404.787 | 1252202.9748 | 2736390.619 | 1252197.2545 | 2736372.293 | 1252184.6548
22 | 2736307.7223 | 1252387.5228 | 2736295.847 | 1252398.4355 | 2736292.4817 | 1252402.2922
23 | 2736404.787 | 1252202.9748 | 2736417.0072 | 1252206.4951
24 | 2736417.0072 | 1252206.4951 | 2736427.1527 | 1252209.4179 | 2736436.5905 | 1252207.632
25 | 2736436.5905 | 1252207.632 | 2736447.9001 | 1252205.492 | 2736468.9696 | 1252198.3773
26 | 2736483.7653 | 1252348.4822 | 2736467.3001 | 1252343.1981 | 2736440.7435 | 1252338.6702
27 | 2736483.7653 | 1252348.4822 | 2736483.3209 | 1252338.2849 | 2736481.4949 | 1252331.5764
28 | 2736483.7653 | 1252348.4822 | 2736511.292 | 1252360.2716
29 | 2736483.7653 | 1252348.4822 | 2736487.1874 | 1252360.4651
30 | 2736200.3385 | 1252566.2705 | 2736200.3065 | 1252534.1959 | 2736200.4301 | 1252533.222
31 | 2736201.3484 | 1252525.9902 | 2736200.4301 | 1252533.222
32 | 2736200.3385 | 1252566.2705 | 2736204.5314 | 1252564.1761 | 2736212.3861 | 1252559.7748
33 | 2736200.3385 | 1252566.2705 | 2736199.2793 | 1252574.8278
34 | 2736169.5154 | 1252498.589 | 2736192.188 | 1252513.3124 | 2736201.3484 | 1252525.9902
35 | 2736212.3861 | 1252559.7748 | 2736210.6057 | 1252551.5152 | 2736214.3846 | 1252536.8998 | 2736221.7556 | 1252519.2687
36 | 2736212.3861 | 1252559.7748 | 2736215.6057 | 1252563.8859 | 2736221.4314 | 1252568.5909 | 2736226.8062 | 1252573.2075 | 2736226.8062 | 1252573.2075
37 | 2736198.3459 | 1252582.2802 | 2736198.3633 | 1252582.2286 | 2736199.2793 | 1252574.8278
38 | 2736169.5154 | 1252498.589 | 2736166.3546 | 1252502.4198 | 2736159.684 | 1252507.5268 | 2736151.1838 | 1252510.7788 | 2736142.8395 | 1252510.2088 | 2736135.231 | 1252505.2805
39 | 2736221.7556 | 1252519.2687 | 2736230.7789 | 1252497.6854 | 2736237.8436 | 1252483.8318
40 | 2736232.1086 | 1252583.4428 | 2736230.8462 | 1252580.0511 | 2736226.8062 | 1252573.2075
41 | 2736133.8937 | 1252504.4143 | 2736135.231 | 1252505.2805
42 | 2736260.6746 | 1252442.0189 | 2736255.2417 | 1252449.7151 | 2736237.8436 | 1252483.8318
43 | 2736234.2081 | 1252589.0836 | 2736232.1086 | 1252583.4428
44 | 2736496.6047 | 1252546.5508 | 2736501.0474 | 1252540.754
45 | 2736490.9836 | 1252559.6418 | 2736495.6351 | 1252547.8159 | 2736496.6047 | 1252546.5508
46 | 2736501.0474 | 1252540.754 | 2736505.5143 | 1252534.9258
47 | 2736490.9836 | 1252559.6418 | 2736489.5841 | 1252564.2749
48 | 2736490.9836 | 1252559.6418 | 2736478.4739 | 1252551.5492
49 | 2736505.5143 | 1252534.9258 | 2736508.7694 | 1252530.6786
50 | 2736485.4802 | 1252577.8612 | 2736489.5841 | 1252564.2749
51 | 2736478.4739 | 1252551.5492 | 2736460.4108 | 1252539.8639
52 | 2736510.0324 | 1252529.0305 | 2736508.7694 | 1252530.6786
53 | 2736485.4802 | 1252577.8612 | 2736481.1744 | 1252592.1159
54 | 2736510.0324 | 1252529.0305 | 2736512.6038 | 1252525.6755 | 2736514.0882 | 1252523.9386
55 | 2736481.1744 | 1252592.1159 | 2736481.0366 | 1252592.572
56 | 2736514.0882 | 1252523.9386 | 2736521.109 | 1252515.7236
57 | 2736532.6531 | 1252502.216 | 2736521.109 | 1252515.7236
58 | 2736532.6531 | 1252502.216 | 2736544.0837 | 1252522.5499
59 | 2736532.6531 | 1252502.216 | 2736526.718 | 1252485.5219
60 | 2736555.0627 | 1252542.0804 | 2736544.0837 | 1252522.5499
61 | 2736521.37 | 1252468.6697 | 2736523.8548 | 1252477.4684 | 2736526.718 | 1252485.5219
62 | 2736555.0627 | 1252542.0804 | 2736560.3995 | 1252551.574
63 | 2736521.37 | 1252468.6697 | 2736513.0099 | 1252439.973
64 | 2736521.37 | 1252468.6697 | 2736541.4358 | 1252458.643
65 | 2736521.37 | 1252468.6697 | 2736507.9835 | 1252475.7893
66 | 2736561.8785 | 1252554.2049 | 2736560.3995 | 1252551.574
67 | 2736513.0099 | 1252439.973 | 2736494.0867 | 1252449.6237 | 2736489.7983 | 1252450.9372 | 2736486.1659 | 1252450.6533 | 2736483.9181 | 1252449.3476
68 | 2736513.0099 | 1252439.973 | 2736505.1333 | 1252418.8094
69 | 2736558.5935 | 1252450.0694 | 2736541.4358 | 1252458.643
70 | 2736507.9835 | 1252475.7893 | 2736491.6988 | 1252484.4503
71 | 2736555.0251 | 1252668.8101 | 2736542.5813 | 1252654.0617 | 2736539.3351 | 1252650.8253
72 | 2736563.7303 | 1252679.1277 | 2736555.0251 | 1252668.8101
73 | 2736539.3351 | 1252650.8253 | 2736526.3089 | 1252637.8385 | 2736523.7314 | 1252636.0124
74 | 2736563.7303 | 1252679.1277 | 2736549.6887 | 1252689.3266
75 | 2736522.5002 | 1252635.1402 | 2736523.7314 | 1252636.0124
76 | 2736549.6887 | 1252689.3266 | 2736545.6254 | 1252692.278 | 2736539.8438 | 1252694.5134 | 2736534.8187 | 1252695.6828
77 | 2736522.5002 | 1252635.1402 | 2736520.2868 | 1252633.5721
78 | 2736510.748 | 1252693.1831 | 2736517.5856 | 1252695.279 | 2736531.1911 | 1252696.527 | 2736534.8187 | 1252695.6828
79 | 2736504.8416 | 1252622.6299 | 2736504.8416 | 1252622.6299 | 2736520.2868 | 1252633.5721
80 | 2736510.748 | 1252693.1831 | 2736508.857 | 1252692.6034
81 | 2736609.9041 | 1252637.8364 | 2736601.0783 | 1252622.5565
82 | 2736597.8525 | 1252616.9717 | 2736601.0783 | 1252622.5565
83 | 2736597.8525 | 1252616.9717 | 2736596.7503 | 1252615.0635 | 2736589.6032 | 1252602.6125
84 | 2736587.5641 | 1252599.0603 | 2736589.6032 | 1252602.6125
85 | 2736587.5641 | 1252599.0603 | 2736579.8979 | 1252585.705
86 | 2736502.0277 | 1252620.9074 | 2736504.8416 | 1252622.6299
87 | 2736571.7683 | 1252571.5424 | 2736579.8979 | 1252585.705
88 | 2736571.7683 | 1252571.5424 | 2736569.8844 | 1252568.2604
89 | 2736561.8785 | 1252554.2049 | 2736564.8231 | 1252559.4432 | 2736569.8844 | 1252568.2604
90 | 2736477.0887 | 1252605.6417 | 2736481.0366 | 1252592.572
91 | 2736477.0887 | 1252605.6417 | 2736496.4457 | 1252617.4906
92 | 2736477.0887 | 1252605.6417 | 2736464.14 | 1252602.4923
93 | 2736502.0277 | 1252620.9074 | 2736496.4457 | 1252617.4906
94 | 2736464.14 | 1252602.4923 | 2736447.6896 | 1252598.4913 | 2736442.6996 | 1252597.8428
95 | 2736442.6996 | 1252597.8428 | 2736435.8144 | 1252596.9479
96 | 2736421.0545 | 1252595.0297 | 2736435.8144 | 1252596.9479
97 | 2736482.2819 | 1252489.4587 | 2736491.6988 | 1252484.4503
98 | 2736482.2819 | 1252489.4587 | 2736473.1912 | 1252494.2936
99 | 2736473.1912 | 1252494.2936 | 2736466.584 | 1252497.8076
100 | 2736466.584 | 1252497.8076 | 2736460.05 | 1252501.2827
101 | 2736466.118 | 1252439.0078 | 2736483.9181 | 1252449.3476
102 | 2736496.9292 | 1252392.0078 | 2736497.9688 | 1252395.2077 | 2736503.2489 | 1252413.7464 | 2736505.1333 | 1252418.8094
103 | 2736581.9375 | 1252438.4046 | 2736558.5935 | 1252450.0694
104 | 2736460.05 | 1252501.2827 | 2736455.2864 | 1252503.8162
105 | 2736453.6345 | 1252504.6948 | 2736455.2864 | 1252503.8162
106 | 2736443.5678 | 1252510.0487 | 2736453.6345 | 1252504.6948
107 | 2736443.5678 | 1252510.0487 | 2736449.7284 | 1252520.9541
108 | 2736443.5678 | 1252510.0487 | 2736439.3647 | 1252512.254 | 2736422.4688 | 1252517.8144 | 2736412.5643 | 1252518.7673
109 | 2736410.4382 | 1252518.9718 | 2736412.5643 | 1252518.7673
110 | 2736410.4382 | 1252518.9718 | 2736405.5957 | 1252519.4385 | 2736386.3458 | 1252516.1854
111 | 2736410.4382 | 1252518.9718 | 2736411.5985 | 1252503.6393
112 | 2736367.8723 | 1252505.1071 | 2736370.5676 | 1252508.1997 | 2736384.2604 | 1252515.833 | 2736386.3458 | 1252516.1854
113 | 2736411.5985 | 1252503.6393 | 2736411.8614 | 1252500.1646
114 | 2736421.0545 | 1252595.0297 | 2736411.387 | 1252593.7733 | 2736402.4319 | 1252590.6349
115 | 2736394.3832 | 1252587.8142 | 2736402.4319 | 1252590.6349
116 | 2736390.837 | 1252586.5713 | 2736394.3832 | 1252587.8142
117 | 2736390.837 | 1252586.5713 | 2736389.7499 | 1252590.828 | 2736388.6662 | 1252594.9401 | 2736386.3202 | 1252603.9912
118 | 2736390.837 | 1252586.5713 | 2736389.3082 | 1252586.0801 | 2736372.4925 | 1252577.4864
119 | 2736367.8723 | 1252505.1071 | 2736358.7478 | 1252494.6375 | 2736355.4962 | 1252489.1492
120 | 2736413.3454 | 1252480.5551 | 2736411.8614 | 1252500.1646
121 | 2736347.1712 | 1252475.0976 | 2736355.4962 | 1252489.1492
122 | 2736414.1507 | 1252469.9124 | 2736413.3454 | 1252480.5551
123 | 2736384.2368 | 1252612.0284 | 2736384.5314 | 1252610.8929 | 2736386.3202 | 1252603.9912
124 | 2736361.5833 | 1252570.8261 | 2736366.9753 | 1252574.6667 | 2736372.4925 | 1252577.4864
125 | 2736384.2368 | 1252612.0284 | 2736381.8386 | 1252621.2738 | 2736377.8806 | 1252636.5441
126 | 2736361.5833 | 1252570.8261 | 2736352.874 | 1252564.6227
127 | 2736352.874 | 1252564.6227 | 2736350.4042 | 1252562.8634 | 2736340.6964 | 1252552.9876
128 | 2736335.304 | 1252547.5019 | 2736335.304 | 1252547.5019 | 2736340.6964 | 1252552.9876
129 | 2736335.304 | 1252547.5019 | 2736333.3948 | 1252544.4624
130 | 2736374.671 | 1252648.9341 | 2736375.6656 | 1252645.0868 | 2736376.5604 | 1252641.6376 | 2736377.8806 | 1252636.5441
131 | 2736328.1794 | 1252536.1592 | 2736333.3948 | 1252544.4624
132 | 2736321.4395 | 1252522.738 | 2736321.4395 | 1252522.738 | 2736325.7493 | 1252532.2903 | 2736328.1794 | 1252536.1592
133 | 2736321.4395 | 1252522.738 | 2736320.8824 | 1252519.5618
134 | 2736320.1605 | 1252515.446 | 2736320.8824 | 1252519.5618
135 | 2736320.1605 | 1252515.446 | 2736318.6148 | 1252506.6334
136 | 2736318.6148 | 1252506.6334 | 2736318.5833 | 1252506.4539
137 | 2736318.5833 | 1252506.4539 | 2736317.4421 | 1252499.9474 | 2736317.9173 | 1252489.7701
138 | 2736317.9957 | 1252488.0919 | 2736317.9173 | 1252489.7701
139 | 2736618.4315 | 1252511.4787 | 2736632.2754 | 1252530.8054 | 2736639.9509 | 1252539.4227
140 | 2736618.4315 | 1252511.4787 | 2736617.5816 | 1252510.2922 | 2736605.9038 | 1252488.6364 | 2736603.9481 | 1252484.326
141 | 2736595.7123 | 1252466.1741 | 2736603.9481 | 1252484.326
142 | 2736581.9375 | 1252438.4046 | 2736586.9803 | 1252446.9286 | 2736595.7123 | 1252466.1741
143 | 2736581.9375 | 1252438.4046 | 2736591.941 | 1252437.0895 | 2736605.8533 | 1252438.1557 | 2736618.2983 | 1252444.4094
144 | 2736618.2983 | 1252444.4094 | 2736649.1913 | 1252459.9334
145 | 2736466.118 | 1252439.0078 | 2736459.3908 | 1252435.1001 | 2736447.1708 | 1252431.9393
146 | 2736496.9292 | 1252392.0078 | 2736495.3993 | 1252387.2988
147 | 2736561.3784 | 1252403.7656 | 2736580.9173 | 1252391.983
148 | 2736561.3784 | 1252403.7656 | 2736549.0983 | 1252390.8415
149 | 2736593.7981 | 1252390.3117 | 2736593.7981 | 1252390.3117 | 2736580.9173 | 1252391.983
150 | 2736549.0983 | 1252390.8415 | 2736542.45 | 1252383.8445 | 2736542.2399 | 1252383.6713
151 | 2736593.7981 | 1252390.3117 | 2736598.9116 | 1252391.6635
152 | 2736540.3285 | 1252382.0966 | 2736542.2399 | 1252383.6713
153 | 2736598.9116 | 1252391.6635 | 2736612.5581 | 1252395.271 | 2736613.3939 | 1252395.612
154 | 2736636.2568 | 1252404.9406 | 2736613.3939 | 1252395.612
155 | 2736636.2568 | 1252404.9406 | 2736657.6846 | 1252413.6837
156 | 2736247.9372 | 1252614.3096 | 2736240.9209 | 1252607.1187 | 2736234.2081 | 1252589.0836
157 | 2736247.9372 | 1252614.3096 | 2736254.1305 | 1252620.6571 | 2736269.9095 | 1252629.4836 | 2736281.8255 | 1252633.697
158 | 2736281.8255 | 1252633.697 | 2736288.0767 | 1252635.9074 | 2736305.1204 | 1252641.1174
159 | 2736307.4139 | 1252641.8185 | 2736305.1204 | 1252641.1174
160 | 2736511.292 | 1252360.2716 | 2736525.8701 | 1252334.4394 | 2736531.4447 | 1252327.0729
161 | 2736511.292 | 1252360.2716 | 2736525.5352 | 1252369.9086 | 2736525.5352 | 1252369.9086
162 | 2736487.1874 | 1252360.4651 | 2736490.8629 | 1252373.3351 | 2736495.3993 | 1252387.2988
163 | 2736531.4447 | 1252327.0729 | 2736533.1822 | 1252324.7768 | 2736543.522 | 1252316.096
164 | 2736540.3285 | 1252382.0966 | 2736525.5352 | 1252369.9086
165 | 2736580.6182 | 1252311.4887 | 2736575.8459 | 1252309.7575 | 2736557.8714 | 1252310.3326 | 2736543.522 | 1252316.096 | 2736543.522 | 1252316.096
166 | 2736580.6182 | 1252311.4887 | 2736588.4517 | 1252314.3304
167 | 2736588.4517 | 1252314.3304 | 2736591.921 | 1252315.5889
168 | 2736603.3706 | 1252323.5229 | 2736591.921 | 1252315.5889 | 2736591.921 | 1252315.5889
169 | 2736606.4803 | 1252325.6777 | 2736603.3706 | 1252323.5229
170 | 2736467.1844 | 1252674.6976 | 2736457.9235 | 1252670.4723
171 | 2736441.9381 | 1252664.5683 | 2736449.3965 | 1252666.5819 | 2736457.9235 | 1252670.4723
172 | 2736483.6931 | 1252682.2297 | 2736467.1844 | 1252674.6976
173 | 2736434.1938 | 1252662.5107 | 2736434.9837 | 1252662.6908 | 2736441.9381 | 1252664.5683
174 | 2736489.5351 | 1252684.8951 | 2736483.6931 | 1252682.2297
175 | 2736420.8728 | 1252659.4723 | 2736434.1938 | 1252662.5107
176 | 2736489.5351 | 1252684.8951 | 2736501.4608 | 1252690.3363 | 2736508.857 | 1252692.6034
177 | 2736447.1708 | 1252431.9393 | 2736428.3376 | 1252427.068
178 | 2736606.4803 | 1252325.6777 | 2736606.7953 | 1252325.8961
179 | 2736622.4745 | 1252336.7131 | 2736608.1579 | 1252326.8402 | 2736606.7953 | 1252325.8961
180 | 2736332.8393 | 1252649.5907 | 2736307.4139 | 1252641.8185
181 | 2736348.7474 | 1252654.4536 | 2736332.8393 | 1252649.5907
182 | 2736348.7474 | 1252654.4536 | 2736358.1601 | 1252657.2963
183 | 2736348.7474 | 1252654.4536 | 2736349.3297 | 1252653.0991 | 2736351.8637 | 1252650.5885 | 2736357.6253 | 1252648.3906
184 | 2736366.3285 | 1252659.7631 | 2736358.1601 | 1252657.2963
185 | 2736374.671 | 1252648.9341 | 2736371.2876 | 1252648.3334 | 2736359.7543 | 1252647.5784 | 2736357.6253 | 1252648.3906
186 | 2736425.971 | 1252426.4559 | 2736428.3376 | 1252427.068
187 | 2736622.4745 | 1252336.7131 | 2736656.2572 | 1252286.6571
188 | 2736630.5015 | 1252342.2486 | 2736622.4745 | 1252336.7131
189 | 2736374.671 | 1252648.9341 | 2736391.4471 | 1252652.7605
190 | 2736391.4471 | 1252652.7605 | 2736391.9223 | 1252652.8689
191 | 2736656.2572 | 1252286.6571 | 2736665.4039 | 1252286.0357
192 | 2736630.5015 | 1252342.2486 | 2736631.5674 | 1252342.9837 | 2736651.0117 | 1252353.6307 | 2736653.119 | 1252354.1793
193 | 2736653.119 | 1252354.1793 | 2736671.5447 | 1252358.9759
194 | 2736678.5038 | 1252359.6636 | 2736671.5447 | 1252358.9759 | 2736671.5447 | 1252358.9759

## bus_geodata
| x | y | coords
0 | 2736301.4037 | 1252146.3768
1 | 2736317.2662 | 1252160.8007
2 | 2736284.3089 | 1252118.7922
3 | 2736322.7876 | 1252163.8964
4 | 2736207.85 | 1252042.9315
5 | 2736366.5839 | 1252349.998
6 | 2736389.7181 | 1252342.7643
7 | 2736327.0685 | 1252370.7924
8 | 2736339.8264 | 1252170.5278
9 | 2736114.9698 | 1251773.5402
10 | 2736119.3958 | 1251758.9767
11 | 2736120.4177 | 1252058.3507
12 | 2736181.6362 | 1252056.1436
13 | 2736165.7608 | 1252061.7806
14 | 2736162.1534 | 1252076.8566
15 | 2736344.6575 | 1252171.551
16 | 2736358.5707 | 1252175.3917
17 | 2736353.4052 | 1252148.9608
18 | 2736433.6692 | 1252338.2524
19 | 2736372.293 | 1252184.6548
20 | 2736307.7223 | 1252387.5228
21 | 2736404.787 | 1252202.9748
22 | 2736417.0072 | 1252206.4951
23 | 2736436.5905 | 1252207.632
24 | 2736440.7435 | 1252338.6702
25 | 2736468.9696 | 1252198.3773
26 | 2736481.4949 | 1252331.5764
27 | 2736483.7653 | 1252348.4822
28 | 2736200.4301 | 1252533.222
29 | 2736200.3385 | 1252566.2705
30 | 2736201.3484 | 1252525.9902
31 | 2736212.3861 | 1252559.7748
32 | 2736199.2793 | 1252574.8278
33 | 2736169.5154 | 1252498.589
34 | 2736221.7556 | 1252519.2687
35 | 2736226.8062 | 1252573.2075
36 | 2736198.3459 | 1252582.2802
37 | 2736135.231 | 1252505.2805
38 | 2736237.8436 | 1252483.8318
39 | 2736232.1086 | 1252583.4428
40 | 2736133.8937 | 1252504.4143
41 | 2736496.6047 | 1252546.5508
42 | 2736501.0474 | 1252540.754
43 | 2736490.9836 | 1252559.6418
44 | 2736505.5143 | 1252534.9258
45 | 2736489.5841 | 1252564.2749
46 | 2736478.4739 | 1252551.5492
47 | 2736508.7694 | 1252530.6786
48 | 2736485.4802 | 1252577.8612
49 | 2736460.4108 | 1252539.8639
50 | 2736510.0324 | 1252529.0305
51 | 2736481.1744 | 1252592.1159
52 | 2736514.0882 | 1252523.9386
53 | 2736521.109 | 1252515.7236
54 | 2736532.6531 | 1252502.216
55 | 2736544.0837 | 1252522.5499
56 | 2736526.718 | 1252485.5219
57 | 2736555.0627 | 1252542.0804
58 | 2736521.37 | 1252468.6697
59 | 2736560.3995 | 1252551.574
60 | 2736513.0099 | 1252439.973
61 | 2736541.4358 | 1252458.643
62 | 2736507.9835 | 1252475.7893
63 | 2736555.0251 | 1252668.8101
64 | 2736539.3351 | 1252650.8253
65 | 2736563.7303 | 1252679.1277
66 | 2736523.7314 | 1252636.0124
67 | 2736549.6887 | 1252689.3266
68 | 2736522.5002 | 1252635.1402
69 | 2736534.8187 | 1252695.6828
70 | 2736520.2868 | 1252633.5721
71 | 2736510.748 | 1252693.1831
72 | 2736609.9041 | 1252637.8364
73 | 2736601.0783 | 1252622.5565
74 | 2736597.8525 | 1252616.9717
75 | 2736589.6032 | 1252602.6125
76 | 2736587.5641 | 1252599.0603
77 | 2736504.8416 | 1252622.6299
78 | 2736579.8979 | 1252585.705
79 | 2736571.7683 | 1252571.5424
80 | 2736569.8844 | 1252568.2604
81 | 2736561.8785 | 1252554.2049
82 | 2736481.0366 | 1252592.572
83 | 2736477.0887 | 1252605.6417
84 | 2736496.4457 | 1252617.4906
85 | 2736464.14 | 1252602.4923
86 | 2736502.0277 | 1252620.9074
87 | 2736442.6996 | 1252597.8428
88 | 2736435.8144 | 1252596.9479
89 | 2736491.6988 | 1252484.4503
90 | 2736482.2819 | 1252489.4587
91 | 2736473.1912 | 1252494.2936
92 | 2736466.584 | 1252497.8076
93 | 2736483.9181 | 1252449.3476
94 | 2736505.1333 | 1252418.8094
95 | 2736558.5935 | 1252450.0694
96 | 2736460.05 | 1252501.2827
97 | 2736455.2864 | 1252503.8162
98 | 2736453.6345 | 1252504.6948
99 | 2736443.5678 | 1252510.0487
100 | 2736449.7284 | 1252520.9541
101 | 2736412.5643 | 1252518.7673
102 | 2736410.4382 | 1252518.9718
103 | 2736386.3458 | 1252516.1854
104 | 2736411.5985 | 1252503.6393
105 | 2736421.0545 | 1252595.0297
106 | 2736402.4319 | 1252590.6349
107 | 2736394.3832 | 1252587.8142
108 | 2736390.837 | 1252586.5713
109 | 2736367.8723 | 1252505.1071
110 | 2736411.8614 | 1252500.1646
111 | 2736355.4962 | 1252489.1492
112 | 2736413.3454 | 1252480.5551
113 | 2736386.3202 | 1252603.9912
114 | 2736372.4925 | 1252577.4864
115 | 2736384.2368 | 1252612.0284
116 | 2736361.5833 | 1252570.8261
117 | 2736352.874 | 1252564.6227
118 | 2736340.6964 | 1252552.9876
119 | 2736335.304 | 1252547.5019
120 | 2736377.8806 | 1252636.5441
121 | 2736333.3948 | 1252544.4624
122 | 2736328.1794 | 1252536.1592
123 | 2736321.4395 | 1252522.738
124 | 2736320.8824 | 1252519.5618
125 | 2736320.1605 | 1252515.446
126 | 2736318.6148 | 1252506.6334
127 | 2736318.5833 | 1252506.4539
128 | 2736317.9173 | 1252489.7701
129 | 2736317.9957 | 1252488.0919
130 | 2736347.1712 | 1252475.0976
131 | 2736618.4315 | 1252511.4787
132 | 2736639.9509 | 1252539.4227
133 | 2736603.9481 | 1252484.326
134 | 2736595.7123 | 1252466.1741
135 | 2736581.9375 | 1252438.4046
136 | 2736618.2983 | 1252444.4094
137 | 2736466.118 | 1252439.0078
138 | 2736496.9292 | 1252392.0077
139 | 2736649.1913 | 1252459.9334
140 | 2736561.3784 | 1252403.7656
141 | 2736580.9173 | 1252391.983
142 | 2736549.0983 | 1252390.8415
143 | 2736593.7981 | 1252390.3117
144 | 2736542.2399 | 1252383.6713
145 | 2736598.9116 | 1252391.6635
146 | 2736613.3939 | 1252395.612
147 | 2736636.2568 | 1252404.9406
148 | 2736657.6846 | 1252413.6837
149 | 2736234.2081 | 1252589.0836
150 | 2736247.9372 | 1252614.3096
151 | 2736281.8255 | 1252633.697
152 | 2736305.1204 | 1252641.1174
153 | 2736260.6746 | 1252442.0189
154 | 2736292.4817 | 1252402.2922
155 | 2736414.1507 | 1252469.9124
156 | 2736511.292 | 1252360.2716
157 | 2736487.1874 | 1252360.4651
158 | 2736531.4447 | 1252327.0729
159 | 2736525.5352 | 1252369.9086
160 | 2736495.3993 | 1252387.2988
161 | 2736543.522 | 1252316.096
162 | 2736540.3285 | 1252382.0966
163 | 2736580.6182 | 1252311.4887
164 | 2736588.4517 | 1252314.3304
165 | 2736591.921 | 1252315.5889
166 | 2736603.3706 | 1252323.5229
167 | 2736457.9235 | 1252670.4723
168 | 2736467.1844 | 1252674.6976
169 | 2736441.9381 | 1252664.5683
170 | 2736483.6931 | 1252682.2297
171 | 2736434.1938 | 1252662.5107
172 | 2736489.5351 | 1252684.8951
173 | 2736420.8728 | 1252659.4723
174 | 2736508.857 | 1252692.6034
175 | 2736447.1708 | 1252431.9393
176 | 2736606.4803 | 1252325.6777
177 | 2736606.7953 | 1252325.8961
178 | 2736307.4139 | 1252641.8185
179 | 2736332.8393 | 1252649.5907
180 | 2736348.7474 | 1252654.4536
181 | 2736358.1601 | 1252657.2963
182 | 2736357.6253 | 1252648.3906
183 | 2736428.3376 | 1252427.068
184 | 2736425.971 | 1252426.4559
185 | 2736622.4745 | 1252336.7131
186 | 2736374.671 | 1252648.9341
187 | 2736391.4471 | 1252652.7605
188 | 2736391.9223 | 1252652.8689
189 | 2736665.4039 | 1252286.0357
190 | 2736656.2572 | 1252286.6571
191 | 2736630.5015 | 1252342.2486
192 | 2736653.119 | 1252354.1793
193 | 2736678.5038 | 1252359.6636
194 | 2736671.5447 | 1252358.9759
195 | 2736366.3285 | 1252659.7631
196 | 2736425.971 | 1252426.4559

## line_std_types
| c_nf_per_km | r_ohm_per_km | x_ohm_per_km | max_i_ka | type | q_mm2 | alpha | voltage_rating
NAYY 4x50 SE | 210 | 0.642 | 0.083 | 0.142 | cs | 50 | 0.00403 | LV
NAYY 4x120 SE | 264 | 0.225 | 0.08 | 0.242 | cs | 120 | 0.00403 | LV
NAYY 4x150 SE | 261 | 0.208 | 0.08 | 0.27 | cs | 150 | 0.00403 | LV
NA2XS2Y 1x95 RM/25 12/20 kV | 216 | 0.313 | 0.132 | 0.252 | cs | 95 | 0.00403 | MV
NA2XS2Y 1x185 RM/25 12/20 kV | 273 | 0.161 | 0.117 | 0.362 | cs | 185 | 0.00403 | MV
NA2XS2Y 1x240 RM/25 12/20 kV | 304 | 0.122 | 0.112 | 0.421 | cs | 240 | 0.00403 | MV
NA2XS2Y 1x95 RM/25 6/10 kV | 315 | 0.313 | 0.123 | 0.249 | cs | 95 | 0.00403 | MV
NA2XS2Y 1x185 RM/25 6/10 kV | 406 | 0.161 | 0.11 | 0.358 | cs | 185 | 0.00403 | MV
NA2XS2Y 1x240 RM/25 6/10 kV | 456 | 0.122 | 0.105 | 0.416 | cs | 240 | 0.00403 | MV
NA2XS2Y 1x150 RM/25 12/20 kV | 250 | 0.206 | 0.116 | 0.319 | cs | 150 | 0.00403 | MV
NA2XS2Y 1x120 RM/25 12/20 kV | 230 | 0.253 | 0.119 | 0.283 | cs | 120 | 0.00403 | MV
NA2XS2Y 1x70 RM/25 12/20 kV | 190 | 0.443 | 0.132 | 0.22 | cs | 70 | 0.00403 | MV
NA2XS2Y 1x150 RM/25 6/10 kV | 360 | 0.206 | 0.11 | 0.315 | cs | 150 | 0.00403 | MV
NA2XS2Y 1x120 RM/25 6/10 kV | 340 | 0.253 | 0.113 | 0.28 | cs | 120 | 0.00403 | MV
NA2XS2Y 1x70 RM/25 6/10 kV | 280 | 0.443 | 0.123 | 0.217 | cs | 70 | 0.00403 | MV
N2XS(FL)2Y 1x120 RM/35 64/110 kV | 112 | 0.153 | 0.166 | 0.366 | cs | 120 | 0.00393 | HV
N2XS(FL)2Y 1x185 RM/35 64/110 kV | 125 | 0.099 | 0.156 | 0.457 | cs | 185 | 0.00393 | HV
N2XS(FL)2Y 1x240 RM/35 64/110 kV | 135 | 0.075 | 0.149 | 0.526 | cs | 240 | 0.00393 | HV
N2XS(FL)2Y 1x300 RM/35 64/110 kV | 144 | 0.06 | 0.144 | 0.588 | cs | 300 | 0.00393 | HV
15-AL1/3-ST1A 0.4 | 11 | 1.8769 | 0.35 | 0.105 | ol | 16 | 0.00403 | LV
24-AL1/4-ST1A 0.4 | 11.25 | 1.2012 | 0.335 | 0.14 | ol | 24 | 0.00403 | LV
48-AL1/8-ST1A 0.4 | 12.2 | 0.5939 | 0.3 | 0.21 | ol | 48 | 0.00403 | LV
94-AL1/15-ST1A 0.4 | 13.2 | 0.306 | 0.29 | 0.35 | ol | 94 | 0.00403 | LV
34-AL1/6-ST1A 10.0 | 9.7 | 0.8342 | 0.36 | 0.17 | ol | 34 | 0.00403 | MV
48-AL1/8-ST1A 10.0 | 10.1 | 0.5939 | 0.35 | 0.21 | ol | 48 | 0.00403 | MV
70-AL1/11-ST1A 10.0 | 10.4 | 0.4132 | 0.339 | 0.29 | ol | 70 | 0.00403 | MV
94-AL1/15-ST1A 10.0 | 10.75 | 0.306 | 0.33 | 0.35 | ol | 94 | 0.00403 | MV
122-AL1/20-ST1A 10.0 | 11.1 | 0.2376 | 0.323 | 0.41 | ol | 122 | 0.00403 | MV
149-AL1/24-ST1A 10.0 | 11.25 | 0.194 | 0.315 | 0.47 | ol | 149 | 0.00403 | MV
34-AL1/6-ST1A 20.0 | 9.15 | 0.8342 | 0.382 | 0.17 | ol | 34 | 0.00403 | MV
48-AL1/8-ST1A 20.0 | 9.5 | 0.5939 | 0.372 | 0.21 | ol | 48 | 0.00403 | MV
70-AL1/11-ST1A 20.0 | 9.7 | 0.4132 | 0.36 | 0.29 | ol | 70 | 0.00403 | MV
94-AL1/15-ST1A 20.0 | 10 | 0.306 | 0.35 | 0.35 | ol | 94 | 0.00403 | MV
122-AL1/20-ST1A 20.0 | 10.3 | 0.2376 | 0.344 | 0.41 | ol | 122 | 0.00403 | MV
149-AL1/24-ST1A 20.0 | 10.5 | 0.194 | 0.337 | 0.47 | ol | 149 | 0.00403 | MV
184-AL1/30-ST1A 20.0 | 10.75 | 0.1571 | 0.33 | 0.535 | ol | 184 | 0.00403 | MV
243-AL1/39-ST1A 20.0 | 11 | 0.1188 | 0.32 | 0.645 | ol | 243 | 0.00403 | MV
48-AL1/8-ST1A 110.0 | 8 | 0.5939 | 0.46 | 0.21 | ol | 48 | 0.00403 | HV
70-AL1/11-ST1A 110.0 | 8.4 | 0.4132 | 0.45 | 0.29 | ol | 70 | 0.00403 | HV
94-AL1/15-ST1A 110.0 | 8.65 | 0.306 | 0.44 | 0.35 | ol | 94 | 0.00403 | HV
122-AL1/20-ST1A 110.0 | 8.5 | 0.2376 | 0.43 | 0.41 | ol | 122 | 0.00403 | HV
149-AL1/24-ST1A 110.0 | 8.75 | 0.194 | 0.41 | 0.47 | ol | 149 | 0.00403 | HV
184-AL1/30-ST1A 110.0 | 8.8 | 0.1571 | 0.4 | 0.535 | ol | 184 | 0.00403 | HV
243-AL1/39-ST1A 110.0 | 9 | 0.1188 | 0.39 | 0.645 | ol | 243 | 0.00403 | HV
305-AL1/39-ST1A 110.0 | 9.2 | 0.0949 | 0.38 | 0.74 | ol | 305 | 0.00403 | HV
490-AL1/64-ST1A 110.0 | 9.75 | 0.059 | 0.37 | 0.96 | ol | 490 | 0.00403 | HV
679-AL1/86-ST1A 110.0 | 9.95 | 0.042 | 0.36 | 1.15 | ol | 679 | 0.00403 | HV
490-AL1/64-ST1A 220.0 | 10 | 0.059 | 0.285 | 0.96 | ol | 490 | 0.00403 | HV
679-AL1/86-ST1A 220.0 | 11.7 | 0.042 | 0.275 | 1.15 | ol | 679 | 0.00403 | HV
490-AL1/64-ST1A 380.0 | 11 | 0.059 | 0.253 | 0.96 | ol | 490 | 0.00403 | HV
679-AL1/86-ST1A 380.0 | 14.6 | 0.042 | 0.25 | 1.15 | ol | 679 | 0.00403 | HV

## trafo_std_types
| i0_percent | pfe_kw | vkr_percent | sn_mva | vn_lv_kv | vn_hv_kv | vk_percent | shift_degree | vector_group | tap_side | tap_neutral | tap_min | tap_max | tap_step_degree | tap_step_percent | tap_phase_shifter
160 MVA 380/110 kV | 0.06 | 60 | 0.25 | 160 | 110 | 380 | 12.2 | 0 | Yy0 | hv | 0 | -9 | 9 | 0 | 1.5 | FALSE
100 MVA 220/110 kV | 0.06 | 55 | 0.26 | 100 | 110 | 220 | 12 | 0 | Yy0 | hv | 0 | -9 | 9 | 0 | 1.5 | FALSE
63 MVA 110/20 kV | 0.04 | 22 | 0.32 | 63 | 20 | 110 | 18 | 150 | YNd5 | hv | 0 | -9 | 9 | 0 | 1.5 | FALSE
40 MVA 110/20 kV | 0.05 | 18 | 0.34 | 40 | 20 | 110 | 16.2 | 150 | YNd5 | hv | 0 | -9 | 9 | 0 | 1.5 | FALSE
25 MVA 110/20 kV | 0.07 | 14 | 0.41 | 25 | 20 | 110 | 12 | 150 | YNd5 | hv | 0 | -9 | 9 | 0 | 1.5 | FALSE
63 MVA 110/10 kV | 0.04 | 22 | 0.32 | 63 | 10 | 110 | 18 | 150 | YNd5 | hv | 0 | -9 | 9 | 0 | 1.5 | FALSE
40 MVA 110/10 kV | 0.05 | 18 | 0.34 | 40 | 10 | 110 | 16.2 | 150 | YNd5 | hv | 0 | -9 | 9 | 0 | 1.5 | FALSE
25 MVA 110/10 kV | 0.07 | 14 | 0.41 | 25 | 10 | 110 | 12 | 150 | YNd5 | hv | 0 | -9 | 9 | 0 | 1.5 | FALSE
0.25 MVA 20/0.4 kV | 0.32 | 0.8 | 1.44 | 0.25 | 0.4 | 20 | 6 | 150 | Yzn5 | hv | 0 | -2 | 2 | 0 | 2.5 | FALSE
0.4 MVA 20/0.4 kV | 0.3375 | 1.35 | 1.425 | 0.4 | 0.4 | 20 | 6 | 150 | Dyn5 | hv | 0 | -2 | 2 | 0 | 2.5 | FALSE
0.63 MVA 20/0.4 kV | 0.2619 | 1.65 | 1.206 | 0.63 | 0.4 | 20 | 6 | 150 | Dyn5 | hv | 0 | -2 | 2 | 0 | 2.5 | FALSE
0.25 MVA 10/0.4 kV | 0.24 | 0.6 | 1.2 | 0.25 | 0.4 | 10 | 4 | 150 | Dyn5 | hv | 0 | -2 | 2 | 0 | 2.5 | FALSE
0.4 MVA 10/0.4 kV | 0.2375 | 0.95 | 1.325 | 0.4 | 0.4 | 10 | 4 | 150 | Dyn5 | hv | 0 | -2 | 2 | 0 | 2.5 | FALSE
0.63 MVA 10/0.4 kV | 0.1873 | 1.18 | 1.0794 | 0.63 | 0.4 | 10 | 4 | 150 | Dyn5 | hv | 0 | -2 | 2 | 0 | 2.5 | FALSE

## trafo3w_std_types
| sn_hv_mva | sn_mv_mva | sn_lv_mva | vn_hv_kv | vn_mv_kv | vn_lv_kv | vk_hv_percent | vk_mv_percent | vk_lv_percent | vkr_hv_percent | vkr_mv_percent | vkr_lv_percent | pfe_kw | i0_percent | shift_mv_degree | shift_lv_degree | vector_group | tap_side | tap_neutral | tap_min | tap_max | tap_step_percent
63/25/38 MVA 110/20/10 kV | 63 | 25 | 38 | 110 | 20 | 10 | 10.4 | 10.4 | 10.4 | 0.28 | 0.32 | 0.35 | 35 | 0.89 | 0 | 0 | YN0yn0yn0 | hv | 0 | -10 | 10 | 1.2
63/25/38 MVA 110/10/10 kV | 63 | 25 | 38 | 110 | 10 | 10 | 10.4 | 10.4 | 10.4 | 0.28 | 0.32 | 0.35 | 35 | 0.89 | 0 | 0 | YN0yn0yn0 | hv | 0 | -10 | 10 | 1.2

## fuse_std_types
| fuse_type | i_rated_a | t_avg | t_min | t_total | x_avg | x_min | x_total
HV 100A | HV 100A | 100 | 0 | [10.0, 3.64, 0.854, 0.281, 0.1, 0.0531, 0.022, 0.01] | [10.0, 4.267, 1.21, 0.403, 0.1, 0.058, 0.022, 0.01] | 0 | [300.0, 350.0, 450.0, 550.0, 700.0, 850.0, 1200.0, 1752.0] | [600.0, 700.0, 900.0, 1150.0, 1665.0, 2000.0, 3000.0, 4313.0]
HV 10A | HV 10A | 10 | 0 | [10.0, 1675.0, 0.344, 0.156, 0.1, 0.0417, 0.0171, 0.01] | [10.0, 1.3, 0.3, 0.155, 0.1, 0.0555, 0.023, 0.01] | 0 | [30.0, 32.0, 35.0, 37.0, 39.0, 50.0, 70.0, 88.0] | [60.0, 70.0, 80.0, 87.0, 94.0, 110.0, 150.0, 216.0]
HV 125A | HV 125A | 125 | 0 | [10.0, 1.82, 0.344, 0.1, 0.0467, 0.0269, 0.01] | [10.0, 2.478, 0.426, 0.1, 0.0427, 0.0211, 0.01] | 0 | [375.0, 500.0, 700.0, 925.0, 1200.0, 1500.0, 2341.0] | [750.0, 1000.0, 1500.0, 2200.0, 3000.0, 4000.0, 5765.0]
HV 160A | HV 160A | 160 | 0 | [10.0, 4.15, 1.03, 0.198, 0.1, 0.051, 0.0172, 0.01] | [10.0, 2.3, 0.734, 0.274, 0.1, 0.046, 0.0177, 0.01] | 0 | [480.0, 550.0, 700.0, 1000.0, 1260.0, 1600.0, 2500.0, 3227.0] | [960.0, 1300.0, 1700.0, 2200.0, 2996.0, 4000.0, 6000.0, 7946.0]
HV 16A | HV 16A | 16 | 0 | [10.0, 0.352, 0.164, 0.1, 0.0649, 0.0342, 0.01] | [10.0, 2.34, 0.722, 0.181, 0.1, 0.055, 0.0296, 0.01] | 0 | [48.0, 60.0, 65.0, 71.0, 80.0, 100.0, 162.0] | [96.0, 110.0, 125.0, 150.0, 168.0, 200.0, 250.0, 398.0]
HV 200A | HV 200A | 200 | 0 | [10.0, 4.267, 1.21, 0.403, 0.1, 0.058, 0.022, 0.01] | [10.0, 3.73, 1.654, 0.328, 0.1, 0.0531, 0.019, 0.01] | 0 | [600.0, 700.0, 900.0, 1150.0, 1665.0, 2000.0, 3000.0, 4313.0] | [1200.0, 1500.0, 1800.0, 2700.0, 3960.0, 5000.0, 7500.0, 10620.0]
HV 20A | HV 20A | 20 | 0 | [10.0, 1.3, 0.3, 0.155, 0.1, 0.0555, 0.023, 0.01] | [10.0, 1.3, 0.161, 0.1, 0.0611, 0.0399, 0.0141, 0.01] | 0 | [60.0, 70.0, 80.0, 87.0, 94.0, 110.0, 150.0, 216.0] | [120.0, 150.0, 200.0, 223.0, 260.0, 300.0, 450.0, 532.0]
HV 25A | HV 25A | 25 | 0 | [10.0, 2.512, 0.833, 0.299, 0.1, 0.0372, 0.0223, 0.01] | [10.0, 3.125, 0.597, 0.198, 0.1, 0.0378, 0.022, 0.01] | 0 | [75.0, 82.0, 90.0, 100.0, 124.0, 170.0, 200.0, 289.0] | [150.0, 170.0, 210.0, 250.0, 294.0, 400.0, 500.0, 711.0]
HV 31.5A | HV 31.5A | 31.5 | 0 | [10.0, 2.34, 0.722, 0.181, 0.1, 0.055, 0.0296, 0.01] | [10.0, 2.84, 0.368, 0.164, 0.1, 0.0621, 0.0378, 0.0195, 0.01] | 0 | [95.0, 110.0, 125.0, 150.0, 165.0, 200.0, 250.0, 390.0] | [189.0, 220.0, 300.0, 350.0, 393.0, 450.0, 530.0, 700.0, 960.0]
HV 40A | HV 40A | 40 | 0 | [10.0, 1.3, 0.161, 0.1, 0.0611, 0.0399, 0.0141, 0.01] | [10.0, 2.05, 0.369, 0.198, 0.1, 0.051, 0.0298, 0.01] | 0 | [120.0, 150.0, 200.0, 223.0, 260.0, 300.0, 450.0, 532.0] | [240.0, 300.0, 400.0, 450.0, 530.0, 650.0, 800.0, 1311.0]
HV 50A | HV 50A | 50 | 0 | [10.0, 3.215, 0.597, 0.198, 0.1, 0.0378, 0.022, 0.01] | [10.0, 3.64, 0.854, 0.281, 0.1, 0.0531, 0.022, 0.01] | 0 | [150.0, 170.0, 210.0, 250.0, 294.0, 400.0, 500.0, 711.0] | [300.0, 350.0, 450.0, 550.0, 700.0, 850.0, 1200.0, 1752.0]
HV 6.3A | HV 6.3A | 6.3 | 0 | [10.0, 1.39, 0.344, 0.168, 0.1, 0.056, 0.0263, 0.01] | [10.0, 1.711, 0.516, 0.198, 0.1, 0.0634, 0.0303, 0.01] | 0 | [19.0, 19.5, 20.4, 20.8, 22.0, 25.0, 32.0, 48.0] | [38.0, 40.0, 43.0, 48.0, 53.0, 60.0, 75.0, 118.0]
HV 63A | HV 63A | 63 | 0 | [10.0, 2.84, 0.368, 0.164, 0.1, 0.0621, 0.0378, 0.0195, 0.01] | [10.0, 1.82, 0.344, 0.1, 0.0467, 0.0269, 0.01] | 0 | [189.0, 220.0, 300.0, 350.0, 393.0, 450.0, 530.0, 700.0, 961.0] | [378.0, 500.0, 700.0, 934.0, 1200.0, 1500.0, 2366.0]
HV 80A | HV 80A | 80 | 0 | [10.0, 2.05, 0.369, 0.198, 0.1, 0.051, 0.0298, 0.01] | [10.0, 4.15, 1.03, 0.198, 0.1, 0.051, 0.0172, 0.01] | 0 | [240.0, 300.0, 400.0, 450.0, 530.0, 650.0, 800.0, 1311.0] | [480.0, 550.0, 700.0, 1000.0, 1260.0, 1600.0, 2500.0, 3227.0]
Siemens NH-1-100 | Siemens NH-1-100 | 100 | [5400.0, 2000.0, 400.0, 20.0, 1.0, 0.2, 0.012, 0.004] | 0 | 0 | [150.0, 190.0, 250.0, 430.0, 900.0, 1250.0, 2700.0, 3600.0] | 0 | 0
Siemens NH-1-125 | Siemens NH-1-125 | 125 | [4800.0, 120.0, 7.0, 0.1, 0.004] | 0 | 0 | [180.0, 400.0, 740.0, 2000.0, 4250.0] | 0 | 0
Siemens NH-1-16 | Siemens NH-1-16 | 16 | [4000.0, 400.0, 2.0, 0.1, 0.04, 0.01] | 0 | 0 | [26.0, 35.0, 75.0, 150.0, 200.0, 300.0] | 0 | 0
Siemens NH-1-160 | Siemens NH-1-160 | 160 | [4800.0, 120.0, 7.0, 0.1, 0.004] | 0 | 0 | [210.0, 500.0, 900.0, 2300.0, 5000.0] | 0 | 0
Siemens NH-1-25 | Siemens NH-1-25 | 25 | [4000.0, 1000.0, 10.0, 0.2, 0.02, 0.01] | 0 | 0 | [40.0, 50.0, 100.0, 210.0, 400.0, 500.0] | 0 | 0
Siemens NH-1-50 | Siemens NH-1-50 | 50 | [4000.0, 40.0, 4.0, 1.0, 0.02, 0.01] | 0 | 0 | [86.0, 200.0, 300.0, 400.0, 1000.0, 1280.0] | 0 | 0
Siemens NH-1-63 | Siemens NH-1-63 | 63 | [4000.0, 100.0, 10.0, 2.0, 0.04, 0.01] | 0 | 0 | [100.0, 200.0, 300.0, 400.0, 1000.0, 1500.0] | 0 | 0
Siemens NH-1-80 | Siemens NH-1-80 | 80 | [4800.0, 120.0, 7.0, 0.1, 0.01] | 0 | 0 | [150.58, 250.0, 450.0, 1150.0, 2470.0] | 0 | 0
Siemens NH-2-1000 | Siemens NH-2-1000 | 1000 | [4800.0, 120.0, 7.0, 0.1, 0.004] | 0 | 0 | [1900.0, 3500.0, 8400.0, 24000.0, 52000.0] | 0 | 0
Siemens NH-2-200 | Siemens NH-2-200 | 200 | [4800.0, 120.0, 7.0, 0.1, 0.004] | 0 | 0 | [280.0, 650.0, 1200.0, 3000.0, 7000.0] | 0 | 0
Siemens NH-2-224 | Siemens NH-2-224 | 224 | [4800.0, 120.0, 7.0, 0.2, 0.04, 0.004] | 0 | 0 | [400.0, 750.0, 1453.0, 3025.0, 4315.0, 7600.0] | 0 | 0
Siemens NH-2-250 | Siemens NH-2-250 | 250 | [4800.0, 120.0, 7.0, 0.1, 0.004] | 0 | 0 | [450.0, 800.0, 1650.0, 4000.0, 8500.0] | 0 | 0
Siemens NH-2-315 | Siemens NH-2-315 | 315 | [4800.0, 120.0, 7.0, 0.1, 0.004] | 0 | 0 | [550.0, 920.0, 1900.0, 5000.0, 11000.0] | 0 | 0
Siemens NH-2-355 | Siemens NH-2-355 | 355 | [4800.0, 120.0, 6.0, 0.1, 0.004] | 0 | 0 | [650.0, 1116.27, 2350.0, 5840.0, 12790.0] | 0 | 0
Siemens NH-2-400 | Siemens NH-2-400 | 400 | [4800.0, 120.0, 7.0, 0.1, 0.004] | 0 | 0 | [720.0, 1350.0, 2800.0, 6500.0, 15000.0] | 0 | 0
Siemens NH-2-425 | Siemens NH-2-425 | 425 | [4800.0, 120.0, 7.0, 0.1, 0.004] | 0 | 0 | [850.0, 1500.0, 3050.0, 7500.0, 16500.0] | 0 | 0
Siemens NH-2-630 | Siemens NH-2-630 | 630 | [4800.0, 120.0, 7.0, 0.1, 0.004] | 0 | 0 | [1200.0, 2000.0, 4800.0, 12000.0, 26000.0] | 0 | 0

## dtypes
| element | column | dtype
0 | bus | name | object
1 | bus | vn_kv | float64
2 | bus | type | object
3 | bus | zone | object
4 | bus | in_service | bool
5 | load | name | object
6 | load | bus | uint32
7 | load | p_mw | float64
8 | load | q_mvar | float64
9 | load | const_z_percent | float64
10 | load | const_i_percent | float64
11 | load | sn_mva | float64
12 | load | scaling | float64
13 | load | in_service | bool
14 | load | type | object
15 | ext_grid | name | object
16 | ext_grid | bus | uint32
17 | ext_grid | vm_pu | float64
18 | ext_grid | va_degree | float64
19 | ext_grid | slack_weight | float64
20 | ext_grid | in_service | bool
21 | line | name | object
22 | line | std_type | object
23 | line | from_bus | uint32
24 | line | to_bus | uint32
25 | line | length_km | float64
26 | line | r_ohm_per_km | float64
27 | line | x_ohm_per_km | float64
28 | line | c_nf_per_km | float64
29 | line | g_us_per_km | float64
30 | line | max_i_ka | float64
31 | line | df | float64
32 | line | parallel | uint32
33 | line | type | object
34 | line | in_service | bool
35 | trafo | name | object
36 | trafo | std_type | object
37 | trafo | hv_bus | uint32
38 | trafo | lv_bus | uint32
39 | trafo | sn_mva | float64
40 | trafo | vn_hv_kv | float64
41 | trafo | vn_lv_kv | float64
42 | trafo | vk_percent | float64
43 | trafo | vkr_percent | float64
44 | trafo | pfe_kw | float64
45 | trafo | i0_percent | float64
46 | trafo | shift_degree | float64
47 | trafo | tap_side | object
48 | trafo | tap_neutral | int32
49 | trafo | tap_min | int32
50 | trafo | tap_max | int32
51 | trafo | tap_step_percent | float64
52 | trafo | tap_step_degree | float64
53 | trafo | tap_pos | int32
54 | trafo | tap_phase_shifter | bool
55 | trafo | parallel | uint32
56 | trafo | df | float64
57 | trafo | in_service | bool
58 | line_geodata | coords | object
59 | bus_geodata | x | float64
60 | bus_geodata | y | float64
61 | bus_geodata | coords | object

## parameters
| version | format_version | converged | OPF_converged | name | f_hz | sn_mva
0 | 2.14.6 | 2.14.0 | FALSE | FALSE |  | 50 | 1