## bus
| name | vn_kv | type | zone | in_service
0 | bus_LV_352-16_0_5_node_0 | 0.4 | n |  | TRUE
1 | bus_LV_352-16_0_5_node_1 | 0.4 | n |  | TRUE
2 | bus_LV_352-16_0_5_node_2 | 0.4 | n |  | TRUE
3 | bus_LV_352-16_0_5_node_3 | 0.4 | n |  | TRUE
4 | bus_LV_352-16_0_5_node_4 | 0.4 | n |  | TRUE
5 | bus_LV_352-16_0_5_node_5 | 0.4 | n |  | TRUE
6 | bus_LV_352-16_0_5_node_6 | 0.4 | n |  | TRUE
7 | bus_LV_352-16_0_5_node_7 | 0.4 | n |  | TRUE
8 | bus_LV_352-16_0_5_node_69 | 0.4 | n |  | TRUE
9 | bus_LV_352-16_0_5_node_76 | 0.4 | n |  | TRUE
10 | bus_LV_352-16_0_5_node_70 | 0.4 | n |  | TRUE
11 | bus_LV_352-16_0_5_node_75 | 0.4 | n |  | TRUE
12 | bus_LV_352-16_0_5_node_8 | 0.4 | n |  | TRUE
13 | bus_LV_352-16_0_5_node_9 | 0.4 | n |  | TRUE
14 | bus_LV_352-16_0_5_node_10 | 0.4 | n |  | TRUE
15 | bus_LV_352-16_0_5_node_11 | 0.4 | n |  | TRUE
16 | bus_LV_352-16_0_5_node_12 | 0.4 | n |  | TRUE
17 | bus_LV_352-16_0_5_node_13 | 0.4 | n |  | TRUE
18 | bus_LV_352-16_0_5_node_14 | 0.4 | n |  | TRUE
19 | bus_LV_352-16_0_5_node_79 | 0.4 | n |  | TRUE
20 | bus_LV_352-16_0_5_node_60 | 0.4 | n |  | TRUE
21 | bus_LV_352-16_0_5_node_108 | 0.4 | n |  | TRUE
22 | bus_LV_352-16_0_5_node_114 | 0.4 | n |  | TRUE
23 | bus_LV_352-16_0_5_node_67 | 0.4 | n |  | TRUE
24 | bus_LV_352-16_0_5_node_15 | 0.4 | n |  | TRUE
25 | bus_LV_352-16_0_5_node_16 | 0.4 | n |  | TRUE
26 | bus_LV_352-16_0_5_node_17 | 0.4 | n |  | TRUE
27 | bus_LV_352-16_0_5_node_18 | 0.4 | n |  | TRUE
28 | bus_LV_352-16_0_5_node_19 | 0.4 | n |  | TRUE
29 | bus_LV_352-16_0_5_node_20 | 0.4 | n |  | TRUE
30 | bus_LV_352-16_0_5_node_21 | 0.4 | n |  | TRUE
31 | bus_LV_352-16_0_5_node_22 | 0.4 | n |  | TRUE
32 | bus_LV_352-16_0_5_node_56 | 0.4 | n |  | TRUE
33 | bus_LV_352-16_0_5_node_71 | 0.4 | n |  | TRUE
34 | bus_LV_352-16_0_5_node_62 | 0.4 | n |  | TRUE
35 | bus_LV_352-16_0_5_node_58 | 0.4 | n |  | TRUE
36 | bus_LV_352-16_0_5_node_59 | 0.4 | n |  | TRUE
37 | bus_LV_352-16_0_5_node_54 | 0.4 | n |  | TRUE
38 | bus_LV_352-16_0_5_node_61 | 0.4 | n |  | TRUE
39 | bus_LV_352-16_0_5_node_23 | 0.4 | n |  | TRUE
40 | bus_LV_352-16_0_5_node_24 | 0.4 | n |  | TRUE
41 | bus_LV_352-16_0_5_node_25 | 0.4 | n |  | TRUE
42 | bus_LV_352-16_0_5_node_26 | 0.4 | n |  | TRUE
43 | bus_LV_352-16_0_5_node_27 | 0.4 | n |  | TRUE
44 | bus_LV_352-16_0_5_node_28 | 0.4 | n |  | TRUE
45 | bus_LV_352-16_0_5_node_29 | 0.4 | n |  | TRUE
46 | bus_LV_352-16_0_5_node_50 | 0.4 | n |  | TRUE
47 | bus_LV_352-16_0_5_node_81 | 0.4 | n |  | TRUE
48 | bus_LV_352-16_0_5_node_51 | 0.4 | n |  | TRUE
49 | bus_LV_352-16_0_5_node_49 | 0.4 | n |  | TRUE
50 | bus_LV_352-16_0_5_node_30 | 0.4 | n |  | TRUE
51 | bus_LV_352-16_0_5_node_31 | 0.4 | n |  | TRUE
52 | bus_LV_352-16_0_5_node_33 | 0.4 | n |  | TRUE
53 | bus_LV_352-16_0_5_node_32 | 0.4 | n |  | TRUE
54 | bus_LV_352-16_0_5_node_34 | 0.4 | n |  | TRUE
55 | bus_LV_352-16_0_5_node_36 | 0.4 | n |  | TRUE
56 | bus_LV_352-16_0_5_node_37 | 0.4 | n |  | TRUE
57 | bus_LV_352-16_0_5_node_38 | 0.4 | n |  | TRUE
58 | bus_LV_352-16_0_5_node_35 | 0.4 | n |  | TRUE
59 | bus_LV_352-16_0_5_node_39 | 0.4 | n |  | TRUE
60 | bus_LV_352-16_0_5_node_40 | 0.4 | n |  | TRUE
61 | bus_LV_352-16_0_5_node_41 | 0.4 | n |  | TRUE
62 | bus_LV_352-16_0_5_node_92 | 0.4 | n |  | TRUE
63 | bus_LV_352-16_0_5_node_97 | 0.4 | n |  | TRUE
64 | bus_LV_352-16_0_5_node_94 | 0.4 | n |  | TRUE
65 | bus_LV_352-16_0_5_node_101 | 0.4 | n |  | TRUE
66 | bus_LV_352-16_0_5_node_109 | 0.4 | n |  | TRUE
67 | bus_LV_352-16_0_5_node_93 | 0.4 | n |  | TRUE
68 | bus_LV_352-16_0_5_node_99 | 0.4 | n |  | TRUE
69 | bus_LV_352-16_0_5_node_95 | 0.4 | n |  | TRUE
70 | bus_LV_352-16_0_5_node_102 | 0.4 | n |  | TRUE
71 | bus_LV_352-16_0_5_node_110 | 0.4 | n |  | TRUE
72 | bus_LV_352-16_0_5_node_42 | 0.4 | n |  | TRUE
73 | bus_LV_352-16_0_5_node_43 | 0.4 | n |  | TRUE
74 | bus_LV_352-16_0_5_node_44 | 0.4 | n |  | TRUE
75 | bus_LV_352-16_0_5_node_45 | 0.4 | n |  | TRUE
76 | bus_LV_352-16_0_5_node_46 | 0.4 | n |  | TRUE
77 | bus_LV_352-16_0_5_node_47 | 0.4 | n |  | TRUE
78 | bus_LV_352-16_0_5_node_48 | 0.4 | n |  | TRUE
79 | bus_LV_352-16_0_5_node_66 | 0.4 | n |  | TRUE
80 | bus_LV_352-16_0_5_node_65 | 0.4 | n |  | TRUE
81 | bus_LV_352-16_0_5_node_77 | 0.4 | n |  | TRUE
82 | bus_LV_352-16_0_5_node_64 | 0.4 | n |  | TRUE
83 | bus_LV_352-16_0_5_node_72 | 0.4 | n |  | TRUE
84 | bus_LV_352-16_0_5_node_73 | 0.4 | n |  | TRUE
85 | bus_LV_352-16_0_5_node_52 | 0.4 | n |  | TRUE
86 | bus_LV_352-16_0_5_node_53 | 0.4 | n |  | TRUE
87 | bus_LV_352-16_0_5_node_55 | 0.4 | n |  | TRUE
88 | bus_LV_352-16_0_5_node_57 | 0.4 | n |  | TRUE
89 | bus_LV_352-16_0_5_node_88 | 0.4 | n |  | TRUE
90 | bus_LV_352-16_0_5_node_115 | 0.4 | n |  | TRUE
91 | bus_LV_352-16_0_5_node_80 | 0.4 | n |  | TRUE
92 | bus_LV_352-16_0_5_node_68 | 0.4 | n |  | TRUE
93 | bus_LV_352-16_0_5_node_63 | 0.4 | n |  | TRUE
94 | bus_LV_352-16_0_5_node_74 | 0.4 | n |  | TRUE
95 | bus_LV_352-16_0_5_node_78 | 0.4 | n |  | TRUE
96 | bus_LV_352-16_0_5_node_89 | 0.4 | n |  | TRUE
97 | bus_LV_352-16_0_5_node_82 | 0.4 | n |  | TRUE
98 | bus_LV_352-16_0_5_node_83 | 0.4 | n |  | TRUE
99 | bus_LV_352-16_0_5_node_90 | 0.4 | n |  | TRUE
100 | bus_LV_352-16_0_5_node_107 | 0.4 | n |  | TRUE
101 | bus_LV_352-16_0_5_node_84 | 0.4 | n |  | TRUE
102 | bus_LV_352-16_0_5_node_85 | 0.4 | n |  | TRUE
103 | bus_LV_352-16_0_5_node_151 | 0.4 | n |  | TRUE
104 | bus_LV_352-16_0_5_node_87 | 0.4 | n |  | TRUE
105 | bus_LV_352-16_0_5_node_112 | 0.4 | n |  | TRUE
106 | bus_LV_352-16_0_5_node_113 | 0.4 | n |  | TRUE
107 | bus_LV_352-16_0_5_node_121 | 0.4 | n |  | TRUE
108 | bus_LV_352-16_0_5_node_132 | 0.4 | n |  | TRUE
109 | bus_LV_352-16_0_5_node_91 | 0.4 | n |  | TRUE
110 | bus_LV_352-16_0_5_node_145 | 0.4 | n |  | TRUE
111 | bus_LV_352-16_0_5_node_144 | 0.4 | n |  | TRUE
112 | bus_LV_352-16_0_5_node_150 | 0.4 | n |  | TRUE
113 | bus_LV_352-16_0_5_node_143 | 0.4 | n |  | TRUE
114 | bus_LV_352-16_0_5_node_146 | 0.4 | n |  | TRUE
115 | bus_LV_352-16_0_5_node_96 | 0.4 | n |  | TRUE
116 | bus_LV_352-16_0_5_node_98 | 0.4 | n |  | TRUE
117 | bus_LV_352-16_0_5_node_100 | 0.4 | n |  | TRUE
118 | bus_LV_352-16_0_5_node_111 | 0.4 | n |  | TRUE
119 | bus_LV_352-16_0_5_node_148 | 0.4 | n |  | TRUE
120 | bus_LV_352-16_0_5_node_167 | 0.4 | n |  | TRUE
121 | bus_LV_352-16_0_5_node_103 | 0.4 | n |  | TRUE
122 | bus_LV_352-16_0_5_node_104 | 0.4 | n |  | TRUE
123 | bus_LV_352-16_0_5_node_105 | 0.4 | n |  | TRUE
124 | bus_LV_352-16_0_5_node_138 | 0.4 | n |  | TRUE
125 | bus_LV_352-16_0_5_node_136 | 0.4 | n |  | TRUE
126 | bus_LV_352-16_0_5_node_139 | 0.4 | n |  | TRUE
127 | bus_LV_352-16_0_5_node_140 | 0.4 | n |  | TRUE
128 | bus_LV_352-16_0_5_node_137 | 0.4 | n |  | TRUE
129 | bus_LV_352-16_0_5_node_106 | 0.4 | n |  | TRUE
130 | bus_LV_352-16_0_5_node_168 | 0.4 | n |  | TRUE
131 | bus_LV_352-16_0_5_node_165 | 0.4 | n |  | TRUE
132 | bus_LV_352-16_0_5_node_122 | 0.4 | n |  | TRUE
133 | bus_LV_352-16_0_5_node_116 | 0.4 | n |  | TRUE
134 | bus_LV_352-16_0_5_node_117 | 0.4 | n |  | TRUE
135 | bus_LV_352-16_0_5_node_118 | 0.4 | n |  | TRUE
136 | bus_LV_352-16_0_5_node_119 | 0.4 | n |  | TRUE
137 | bus_LV_352-16_0_5_node_120 | 0.4 | n |  | TRUE
138 | bus_LV_352-16_0_5_node_130 | 0.4 | n |  | TRUE
139 | bus_LV_352-16_0_5_node_123 | 0.4 | n |  | TRUE
140 | bus_LV_352-16_0_5_node_169 | 0.4 | n |  | TRUE
141 | bus_LV_352-16_0_5_node_125 | 0.4 | n |  | TRUE
142 | bus_LV_352-16_0_5_node_124 | 0.4 | n |  | TRUE
143 | bus_LV_352-16_0_5_node_127 | 0.4 | n |  | TRUE
144 | bus_LV_352-16_0_5_node_126 | 0.4 | n |  | TRUE
145 | bus_LV_352-16_0_5_node_128 | 0.4 | n |  | TRUE
146 | bus_LV_352-16_0_5_node_129 | 0.4 | n |  | TRUE
147 | bus_LV_352-16_0_5_node_131 | 0.4 | n |  | TRUE
148 | bus_LV_352-16_0_5_node_134 | 0.4 | n |  | TRUE
149 | bus_LV_352-16_0_5_node_133 | 0.4 | n |  | TRUE
150 | bus_LV_352-16_0_5_node_160 | 0.4 | n |  | TRUE
151 | bus_LV_352-16_0_5_node_152 | 0.4 | n |  | TRUE
152 | bus_LV_352-16_0_5_node_153 | 0.4 | n |  | TRUE
153 | bus_LV_352-16_0_5_node_149 | 0.4 | n |  | TRUE
154 | bus_LV_352-16_0_5_node_155 | 0.4 | n |  | TRUE
155 | bus_LV_352-16_0_5_node_156 | 0.4 | n |  | TRUE
156 | bus_LV_352-16_0_5_node_158 | 0.4 | n |  | TRUE
157 | bus_LV_352-16_0_5_node_159 | 0.4 | n |  | TRUE
158 | bus_LV_352-16_0_5_node_135 | 0.4 | n |  | TRUE
159 | bus_LV_352-16_0_5_node_141 | 0.4 | n |  | TRUE
160 | bus_LV_352-16_0_5_node_163 | 0.4 | n |  | TRUE
161 | bus_LV_352-16_0_5_node_161 | 0.4 | n |  | TRUE
162 | bus_LV_352-16_0_5_node_162 | 0.4 | n |  | TRUE
163 | bus_LV_352-16_0_5_node_164 | 0.4 | n |  | TRUE
164 | bus_LV_352-16_0_5_node_142 | 0.4 | n |  | TRUE
165 | bus_LV_352-16_0_5_node_157 | 0.4 | n |  | TRUE
166 | bus_LV_352-16_0_5_node_166 | 0.4 | n |  | TRUE
167 | bus_LV_352-16_0_5_node_147 | 0.4 | n |  | TRUE
168 | bus_MV_602_0_node_23 | 20 | n |  | TRUE

## load
| name | bus | p_mw | q_mvar | const_z_percent | const_i_percent | sn_mva | scaling | in_service | type
0 | LV_352-16_0_5_load_0 | 0 | 0.0017583 | 0.00044067 | 0 | 0 |  | 1 | TRUE | wye
1 | LV_352-16_0_5_load_1 | 1 | 0.0009564 | 0.0002397 | 0 | 0 |  | 1 | TRUE | wye
2 | LV_352-16_0_5_load_2 | 2 | 0.001524 | 0.00038195 | 0 | 0 |  | 1 | TRUE | wye
3 | LV_352-16_0_5_load_3 | 3 | 0.0039097 | 0.00097987 | 0 | 0 |  | 1 | TRUE | wye
4 | LV_352-16_0_5_load_5 | 5 | 0.0016627 | 0.00041672 | 0 | 0 |  | 1 | TRUE | wye
5 | LV_352-16_0_5_load_6 | 6 | 0.0083649 | 0.0020964 | 0 | 0 |  | 1 | TRUE | wye
6 | LV_352-16_0_5_load_7 | 7 | 0.0056514 | 0.0014164 | 0 | 0 |  | 1 | TRUE | wye
7 | LV_352-16_0_5_load_69 | 8 | 0.0016559 | 0.000415 | 0 | 0 |  | 1 | TRUE | wye
8 | LV_352-16_0_5_load_70 | 10 | 0.0014722 | 0.00036896 | 0 | 0 |  | 1 | TRUE | wye
9 | LV_352-16_0_5_load_8 | 12 | 0.0026705 | 0.00066929 | 0 | 0 |  | 1 | TRUE | wye
10 | LV_352-16_0_5_load_9 | 13 | 0.0021863 | 0.00054794 | 0 | 0 |  | 1 | TRUE | wye
11 | LV_352-16_0_5_load_10 | 14 | 0.0044229 | 0.0011085 | 0 | 0 |  | 1 | TRUE | wye
12 | LV_352-16_0_5_load_11 | 15 | 0.0015678 | 0.00039292 | 0 | 0 |  | 1 | TRUE | wye
13 | LV_352-16_0_5_load_12 | 16 | 0.0017111 | 0.00042883 | 0 | 0 |  | 1 | TRUE | wye
14 | LV_352-16_0_5_load_13 | 17 | 0.0021936 | 0.00054976 | 0 | 0 |  | 1 | TRUE | wye
15 | LV_352-16_0_5_load_14 | 18 | 0.0031801 | 0.00079702 | 0 | 0 |  | 1 | TRUE | wye
16 | LV_352-16_0_5_load_60 | 20 | 0.0064203 | 0.0016091 | 0 | 0 |  | 1 | TRUE | wye
17 | LV_352-16_0_5_load_108 | 21 | 0.002825 | 0.00070802 | 0 | 0 |  | 1 | TRUE | wye
18 | LV_352-16_0_5_load_114 | 22 | 0.0056858 | 0.001425 | 0 | 0 |  | 1 | TRUE | wye
19 | LV_352-16_0_5_load_67 | 23 | 0.0021265 | 0.00053296 | 0 | 0 |  | 1 | TRUE | wye
20 | LV_352-16_0_5_load_15 | 24 | 0.0011908 | 0.00029845 | 0 | 0 |  | 1 | TRUE | wye
21 | LV_352-16_0_5_load_16 | 25 | 0.0016849 | 0.00042228 | 0 | 0 |  | 1 | TRUE | wye
22 | LV_352-16_0_5_load_17 | 26 | 0.002332 | 0.00058445 | 0 | 0 |  | 1 | TRUE | wye
23 | LV_352-16_0_5_load_18 | 27 | 0.0026639 | 0.00066763 | 0 | 0 |  | 1 | TRUE | wye
24 | LV_352-16_0_5_load_20 | 29 | 0.0010806 | 0.00027082 | 0 | 0 |  | 1 | TRUE | wye
25 | LV_352-16_0_5_load_21 | 30 | 0.0026956 | 0.00067559 | 0 | 0 |  | 1 | TRUE | wye
26 | LV_352-16_0_5_load_22 | 31 | 0.0027724 | 0.00069483 | 0 | 0 |  | 1 | TRUE | wye
27 | LV_352-16_0_5_load_71 | 33 | 0.0018736 | 0.00046958 | 0 | 0 |  | 1 | TRUE | wye
28 | LV_352-16_0_5_load_62 | 34 | 0.0031415 | 0.00078734 | 0 | 0 |  | 1 | TRUE | wye
29 | LV_352-16_0_5_load_58 | 35 | 0.0066735 | 0.0016725 | 0 | 0 |  | 1 | TRUE | wye
30 | LV_352-16_0_5_load_54 | 37 | 0.0034868 | 0.00087388 | 0 | 0 |  | 1 | TRUE | wye
31 | LV_352-16_0_5_load_61 | 38 | 0.004204 | 0.0010536 | 0 | 0 |  | 1 | TRUE | wye
32 | LV_352-16_0_5_load_23 | 39 | 0.001066 | 0.00026716 | 0 | 0 |  | 1 | TRUE | wye
33 | LV_352-16_0_5_load_24 | 40 | 0.0010251 | 0.00025691 | 0 | 0 |  | 1 | TRUE | wye
34 | LV_352-16_0_5_load_25 | 41 | 0.0017568 | 0.0004403 | 0 | 0 |  | 1 | TRUE | wye
35 | LV_352-16_0_5_load_26 | 42 | 0.0010807 | 0.00027086 | 0 | 0 |  | 1 | TRUE | wye
36 | LV_352-16_0_5_load_27 | 43 | 0.005728 | 0.0014356 | 0 | 0 |  | 1 | TRUE | wye
37 | LV_352-16_0_5_load_28 | 44 | 0.012987 | 0.0032548 | 0 | 0 |  | 1 | TRUE | wye
38 | LV_352-16_0_5_load_29 | 45 | 0.0033334 | 0.00083543 | 0 | 0 |  | 1 | TRUE | wye
39 | LV_352-16_0_5_load_81 | 47 | 0.0013144 | 0.00032942 | 0 | 0 |  | 1 | TRUE | wye
40 | LV_352-16_0_5_load_51 | 48 | 0.0039273 | 0.00098428 | 0 | 0 |  | 1 | TRUE | wye
41 | LV_352-16_0_5_load_49 | 49 | 0.002391 | 0.00059925 | 0 | 0 |  | 1 | TRUE | wye
42 | LV_352-16_0_5_load_30 | 50 | 0.0044777 | 0.0011222 | 0 | 0 |  | 1 | TRUE | wye
43 | LV_352-16_0_5_load_31 | 51 | 0.0034177 | 0.00085655 | 0 | 0 |  | 1 | TRUE | wye
44 | LV_352-16_0_5_load_33 | 52 | 0.0052036 | 0.0013041 | 0 | 0 |  | 1 | TRUE | wye
45 | LV_352-16_0_5_load_34 | 54 | 0.0025319 | 0.00063455 | 0 | 0 |  | 1 | TRUE | wye
46 | LV_352-16_0_5_load_36 | 55 | 0.0028647 | 0.00071797 | 0 | 0 |  | 1 | TRUE | wye
47 | LV_352-16_0_5_load_37 | 56 | 0.0023115 | 0.00057932 | 0 | 0 |  | 1 | TRUE | wye
48 | LV_352-16_0_5_load_38 | 57 | 0.0017126 | 0.00042921 | 0 | 0 |  | 1 | TRUE | wye
49 | LV_352-16_0_5_load_40 | 60 | 0.0008794 | 0.0002204 | 0 | 0 |  | 1 | TRUE | wye
50 | LV_352-16_0_5_load_41 | 61 | 0.0043165 | 0.0010818 | 0 | 0 |  | 1 | TRUE | wye
51 | LV_352-16_0_5_load_92 | 62 | 0.0088244 | 0.0022116 | 0 | 0 |  | 1 | TRUE | wye
52 | LV_352-16_0_5_load_97 | 63 | 0.0047634 | 0.0011938 | 0 | 0 |  | 1 | TRUE | wye
53 | LV_352-16_0_5_load_94 | 64 | 0.0034078 | 0.00085407 | 0 | 0 |  | 1 | TRUE | wye
54 | LV_352-16_0_5_load_101 | 65 | 0.00059613 | 0.0001494 | 0 | 0 |  | 1 | TRUE | wye
55 | LV_352-16_0_5_load_109 | 66 | 0.0025605 | 0.00064172 | 0 | 0 |  | 1 | TRUE | wye
56 | LV_352-16_0_5_load_93 | 67 | 0.0012599 | 0.00031576 | 0 | 0 |  | 1 | TRUE | wye
57 | LV_352-16_0_5_load_95 | 69 | 0.0018165 | 0.00045526 | 0 | 0 |  | 1 | TRUE | wye
58 | LV_352-16_0_5_load_102 | 70 | 0.00193 | 0.00048369 | 0 | 0 |  | 1 | TRUE | wye
59 | LV_352-16_0_5_load_110 | 71 | 0.0042691 | 0.0010699 | 0 | 0 |  | 1 | TRUE | wye
60 | LV_352-16_0_5_load_42 | 72 | 0.0016363 | 0.0004101 | 0 | 0 |  | 1 | TRUE | wye
61 | LV_352-16_0_5_load_43 | 73 | 0.0016201 | 0.00040604 | 0 | 0 |  | 1 | TRUE | wye
62 | LV_352-16_0_5_load_44 | 74 | 0.0016462 | 0.00041258 | 0 | 0 |  | 1 | TRUE | wye
63 | LV_352-16_0_5_load_45 | 75 | 0.0016177 | 0.00040543 | 0 | 0 |  | 1 | TRUE | wye
64 | LV_352-16_0_5_load_46 | 76 | 0.0016409 | 0.00041124 | 0 | 0 |  | 1 | TRUE | wye
65 | LV_352-16_0_5_load_47 | 77 | 0.001558 | 0.00039047 | 0 | 0 |  | 1 | TRUE | wye
66 | LV_352-16_0_5_load_66 | 79 | 0.0027378 | 0.00068615 | 0 | 0 |  | 1 | TRUE | wye
67 | LV_352-16_0_5_load_65 | 80 | 0.016974 | 0.0042542 | 0 | 0 |  | 1 | TRUE | wye
68 | LV_352-16_0_5_load_64 | 82 | 0.0024141 | 0.00060504 | 0 | 0 |  | 1 | TRUE | wye
69 | LV_352-16_0_5_load_72 | 83 | 0.00078311 | 0.00019627 | 0 | 0 |  | 1 | TRUE | wye
70 | LV_352-16_0_5_load_73 | 84 | 0.00051875 | 0.00013001 | 0 | 0 |  | 1 | TRUE | wye
71 | LV_352-16_0_5_load_52 | 85 | 0.0040382 | 0.0010121 | 0 | 0 |  | 1 | TRUE | wye
72 | LV_352-16_0_5_load_53 | 86 | 0.002269 | 0.00056867 | 0 | 0 |  | 1 | TRUE | wye
73 | LV_352-16_0_5_load_57 | 88 | 0.0044452 | 0.0011141 | 0 | 0 |  | 1 | TRUE | wye
74 | LV_352-16_0_5_load_88 | 89 | 0.0023437 | 0.00058739 | 0 | 0 |  | 1 | TRUE | wye
75 | LV_352-16_0_5_load_115 | 90 | 0.0023638 | 0.00059242 | 0 | 0 |  | 1 | TRUE | wye
76 | LV_352-16_0_5_load_68 | 92 | 0.0018542 | 0.00046471 | 0 | 0 |  | 1 | TRUE | wye
77 | LV_352-16_0_5_load_63 | 93 | 0.0038456 | 0.00096379 | 0 | 0 |  | 1 | TRUE | wye
78 | LV_352-16_0_5_load_74 | 94 | 0.00064931 | 0.00016273 | 0 | 0 |  | 1 | TRUE | wye
79 | LV_352-16_0_5_load_78 | 95 | 0.00041086 | 0.00010297 | 0 | 0 |  | 1 | TRUE | wye
80 | LV_352-16_0_5_load_89 | 96 | 0.0025666 | 0.00064326 | 0 | 0 |  | 1 | TRUE | wye
81 | LV_352-16_0_5_load_82 | 97 | 0.004896 | 0.0012271 | 0 | 0 |  | 1 | TRUE | wye
82 | LV_352-16_0_5_load_83 | 98 | 0.0017138 | 0.00042953 | 0 | 0 |  | 1 | TRUE | wye
83 | LV_352-16_0_5_load_90 | 99 | 0.00038905 | 9.7506e-05 | 0 | 0 |  | 1 | TRUE | wye
84 | LV_352-16_0_5_load_107 | 100 | 0.0024444 | 0.00061264 | 0 | 0 |  | 1 | TRUE | wye
85 | LV_352-16_0_5_load_84 | 101 | 0.0013094 | 0.00032817 | 0 | 0 |  | 1 | TRUE | wye
86 | LV_352-16_0_5_load_85 | 102 | 0.0013535 | 0.00033921 | 0 | 0 |  | 1 | TRUE | wye
87 | LV_352-16_0_5_load_151 | 103 | 0.00097408 | 0.00024413 | 0 | 0 |  | 1 | TRUE | wye
88 | LV_352-16_0_5_load_112 | 105 | 0.0011197 | 0.00028062 | 0 | 0 |  | 1 | TRUE | wye
89 | LV_352-16_0_5_load_113 | 106 | 0.001208 | 0.00030274 | 0 | 0 |  | 1 | TRUE | wye
90 | LV_352-16_0_5_load_132 | 108 | 0.0018564 | 0.00046525 | 0 | 0 |  | 1 | TRUE | wye
91 | LV_352-16_0_5_load_91 | 109 | 0.00049263 | 0.00012346 | 0 | 0 |  | 1 | TRUE | wye
92 | LV_352-16_0_5_load_144 | 111 | 0.0016697 | 0.00041847 | 0 | 0 |  | 1 | TRUE | wye
93 | LV_352-16_0_5_load_150 | 112 | 0.0031925 | 0.00080012 | 0 | 0 |  | 1 | TRUE | wye
94 | LV_352-16_0_5_load_143 | 113 | 0.003088 | 0.00077392 | 0 | 0 |  | 1 | TRUE | wye
95 | LV_352-16_0_5_load_96 | 115 | 0.0017886 | 0.00044825 | 0 | 0 |  | 1 | TRUE | wye
96 | LV_352-16_0_5_load_98 | 116 | 0.0014526 | 0.00036405 | 0 | 0 |  | 1 | TRUE | wye
97 | LV_352-16_0_5_load_100 | 117 | 0.0013796 | 0.00034577 | 0 | 0 |  | 1 | TRUE | wye
98 | LV_352-16_0_5_load_111 | 118 | 0.00031149 | 7.8068e-05 | 0 | 0 |  | 1 | TRUE | wye
99 | LV_352-16_0_5_load_148 | 119 | 0.0018143 | 0.0004547 | 0 | 0 |  | 1 | TRUE | wye
100 | LV_352-16_0_5_load_167 | 120 | 0.0024137 | 0.00060494 | 0 | 0 |  | 1 | TRUE | wye
101 | LV_352-16_0_5_load_103 | 121 | 0.0069132 | 0.0017326 | 0 | 0 |  | 1 | TRUE | wye
102 | LV_352-16_0_5_load_104 | 122 | 0.00037628 | 9.4305e-05 | 0 | 0 |  | 1 | TRUE | wye
103 | LV_352-16_0_5_load_136 | 125 | 0.0034733 | 0.00087049 | 0 | 0 |  | 1 | TRUE | wye
104 | LV_352-16_0_5_load_140 | 127 | 0.0023577 | 0.00059089 | 0 | 0 |  | 1 | TRUE | wye
105 | LV_352-16_0_5_load_137 | 128 | 0.0024295 | 0.00060889 | 0 | 0 |  | 1 | TRUE | wye
106 | LV_352-16_0_5_load_106 | 129 | 0.0077754 | 0.0019487 | 0 | 0 |  | 1 | TRUE | wye
107 | LV_352-16_0_5_load_168 | 130 | 0.00027009 | 6.7691e-05 | 0 | 0 |  | 1 | TRUE | wye
108 | LV_352-16_0_5_load_165 | 131 | 0.00064463 | 0.00016156 | 0 | 0 |  | 1 | TRUE | wye
109 | LV_352-16_0_5_load_122 | 132 | 0.0019374 | 0.00048556 | 0 | 0 |  | 1 | TRUE | wye
110 | LV_352-16_0_5_load_116 | 133 | 0.0012155 | 0.00030465 | 0 | 0 |  | 1 | TRUE | wye
111 | LV_352-16_0_5_load_117 | 134 | 0.005736 | 0.0014376 | 0 | 0 |  | 1 | TRUE | wye
112 | LV_352-16_0_5_load_119 | 136 | 0.0011501 | 0.00028825 | 0 | 0 |  | 1 | TRUE | wye
113 | LV_352-16_0_5_load_130 | 138 | 0.0020224 | 0.00050685 | 0 | 0 |  | 1 | TRUE | wye
114 | LV_352-16_0_5_load_123 | 139 | 0.0025277 | 0.00063349 | 0 | 0 |  | 1 | TRUE | wye
115 | LV_352-16_0_5_load_169 | 140 | 0.0017714 | 0.00044396 | 0 | 0 |  | 1 | TRUE | wye
116 | LV_352-16_0_5_load_124 | 142 | 0.0031536 | 0.00079037 | 0 | 0 |  | 1 | TRUE | wye
117 | LV_352-16_0_5_load_127 | 143 | 0.0012704 | 0.0003184 | 0 | 0 |  | 1 | TRUE | wye
118 | LV_352-16_0_5_load_126 | 144 | 0.0030964 | 0.00077604 | 0 | 0 |  | 1 | TRUE | wye
119 | LV_352-16_0_5_load_128 | 145 | 0.0025876 | 0.00064851 | 0 | 0 |  | 1 | TRUE | wye
120 | LV_352-16_0_5_load_129 | 146 | 0.0029142 | 0.00073038 | 0 | 0 |  | 1 | TRUE | wye
121 | LV_352-16_0_5_load_131 | 147 | 0.0023016 | 0.00057682 | 0 | 0 |  | 1 | TRUE | wye
122 | LV_352-16_0_5_load_134 | 148 | 0.0020415 | 0.00051165 | 0 | 0 |  | 1 | TRUE | wye
123 | LV_352-16_0_5_load_133 | 149 | 0.0021769 | 0.00054559 | 0 | 0 |  | 1 | TRUE | wye
124 | LV_352-16_0_5_load_160 | 150 | 0.0011678 | 0.00029267 | 0 | 0 |  | 1 | TRUE | wye
125 | LV_352-16_0_5_load_152 | 151 | 0.01086 | 0.0027219 | 0 | 0 |  | 1 | TRUE | wye
126 | LV_352-16_0_5_load_155 | 154 | 0.0016828 | 0.00042175 | 0 | 0 |  | 1 | TRUE | wye
127 | LV_352-16_0_5_load_156 | 155 | 0.0040112 | 0.0010053 | 0 | 0 |  | 1 | TRUE | wye
128 | LV_352-16_0_5_load_158 | 156 | 0.0049595 | 0.001243 | 0 | 0 |  | 1 | TRUE | wye
129 | LV_352-16_0_5_load_159 | 157 | 0.001325 | 0.00033207 | 0 | 0 |  | 1 | TRUE | wye
130 | LV_352-16_0_5_load_135 | 158 | 0.00084577 | 0.00021197 | 0 | 0 |  | 1 | TRUE | wye
131 | LV_352-16_0_5_load_141 | 159 | 0.00051089 | 0.00012804 | 0 | 0 |  | 1 | TRUE | wye
132 | LV_352-16_0_5_load_163 | 160 | 0.0006766 | 0.00016957 | 0 | 0 |  | 1 | TRUE | wye
133 | LV_352-16_0_5_load_161 | 161 | 0.0021595 | 0.00054122 | 0 | 0 |  | 1 | TRUE | wye
134 | LV_352-16_0_5_load_162 | 162 | 0.00018921 | 4.7419e-05 | 0 | 0 |  | 1 | TRUE | wye
135 | LV_352-16_0_5_load_164 | 163 | 0.00028237 | 7.0768e-05 | 0 | 0 |  | 1 | TRUE | wye
136 | LV_352-16_0_5_load_142 | 164 | 0.00082567 | 0.00020693 | 0 | 0 |  | 1 | TRUE | wye
137 | LV_352-16_0_5_load_166 | 166 | 0.0016435 | 0.0004119 | 0 | 0 |  | 1 | TRUE | wye
138 | LV_352-16_0_5_load_147 | 167 | 0.010691 | 0.0026795 | 0 | 0 |  | 1 | TRUE | wye

## ext_grid
| name | bus | vm_pu | va_degree | slack_weight | in_service
0 |  | 16 | 1 | 0 | 1 | TRUE

## line
| name | std_type | from_bus | to_bus | length_km | r_ohm_per_km | x_ohm_per_km | c_nf_per_km | g_us_per_km | max_i_ka | df | parallel | type | in_service
0 | LV_352-16_0_5_line_0 |  | 0 | 1 | 0.0023648 | 0.125 | 0.08 | 261 | 0 | 0.364 | 1 | 1 | cs | TRUE
1 | LV_352-16_0_5_line_1 |  | 0 | 2 | 0.007396 | 0.125 | 0.08 | 261 | 0 | 0.364 | 1 | 1 | cs | TRUE
2 | LV_352-16_0_5_line_2 |  | 1 | 3 | 0.012219 | 0.125 | 0.08 | 261 | 0 | 0.364 | 1 | 1 | cs | TRUE
3 | LV_352-16_0_5_line_3 |  | 2 | 4 | 0.0182 | 0.125 | 0.08 | 261 | 0 | 0.364 | 1 | 1 | cs | TRUE
4 | LV_352-16_0_5_line_4 |  | 3 | 5 | 0.0052448 | 0.125 | 0.08 | 261 | 0 | 0.364 | 1 | 1 | cs | TRUE
5 | LV_352-16_0_5_line_5 |  | 4 | 6 | 0.014863 | 0.125 | 0.08 | 261 | 0 | 0.364 | 1 | 1 | cs | TRUE
6 | LV_352-16_0_5_line_6 |  | 4 | 7 | 0.025639 | 0.125 | 0.08 | 261 | 0 | 0.364 | 1 | 1 | cs | TRUE
7 | LV_352-16_0_5_line_7 |  | 5 | 8 | 0.0003565 | 0.125 | 0.08 | 261 | 0 | 0.364 | 1 | 1 | cs | TRUE
8 | LV_352-16_0_5_line_8 |  | 7 | 9 | 0.047027 | 0.125 | 0.08 | 261 | 0 | 0.364 | 1 | 1 | cs | TRUE
9 | LV_352-16_0_5_line_9 |  | 8 | 10 | 0.0068672 | 0.125 | 0.08 | 261 | 0 | 0.364 | 1 | 1 | cs | TRUE
10 | LV_352-16_0_5_line_10 |  | 9 | 11 | 0.023408 | 0.125 | 0.08 | 261 | 0 | 0.364 | 1 | 1 | cs | TRUE
11 | LV_352-16_0_5_line_11 |  | 10 | 33 | 0.00088495 | 0.125 | 0.08 | 261 | 0 | 0.364 | 1 | 1 | cs | TRUE
12 | LV_352-16_0_5_line_12 |  | 11 | 81 | 0.054385 | 0.125 | 0.08 | 261 | 0 | 0.364 | 1 | 1 | cs | TRUE
13 | LV_352-16_0_5_line_13 |  | 11 | 77 | 0.012743 | 0.125 | 0.08 | 261 | 0 | 0.364 | 1 | 1 | cs | TRUE
14 | LV_352-16_0_5_line_14 |  | 12 | 13 | 0.0004054 | 0.125 | 0.08 | 261 | 0 | 0.364 | 1 | 1 | cs | TRUE
15 | LV_352-16_0_5_line_15 |  | 12 | 14 | 2.0424e-05 | 0.125 | 0.08 | 261 | 0 | 0.364 | 1 | 1 | cs | TRUE
16 | LV_352-16_0_5_line_16 |  | 13 | 15 | 9.7917e-06 | 0.125 | 0.08 | 261 | 0 | 0.364 | 1 | 1 | cs | TRUE
17 | LV_352-16_0_5_line_17 |  | 14 | 16 | 0.020655 | 0.125 | 0.08 | 261 | 0 | 0.364 | 1 | 1 | cs | TRUE
18 | LV_352-16_0_5_line_18 |  | 15 | 17 | 1.2262e-05 | 0.125 | 0.08 | 261 | 0 | 0.364 | 1 | 1 | cs | TRUE
19 | LV_352-16_0_5_line_19 |  | 16 | 18 | 0.0046738 | 0.125 | 0.08 | 261 | 0 | 0.364 | 1 | 4 | cs | TRUE
20 | LV_352-16_0_5_line_20 |  | 17 | 19 | 0.014139 | 0.125 | 0.08 | 261 | 0 | 0.364 | 1 | 1 | cs | TRUE
21 | LV_352-16_0_5_line_21 |  | 18 | 20 | 0.004473 | 0.125 | 0.08 | 261 | 0 | 0.364 | 1 | 4 | cs | TRUE
22 | LV_352-16_0_5_line_22 |  | 19 | 21 | 0.01015 | 0.125 | 0.08 | 261 | 0 | 0.364 | 1 | 1 | cs | TRUE
23 | LV_352-16_0_5_line_23 |  | 19 | 22 | 0.017007 | 0.125 | 0.08 | 261 | 0 | 0.364 | 1 | 1 | cs | TRUE
24 | LV_352-16_0_5_line_24 |  | 20 | 23 | 0.012948 | 0.125 | 0.08 | 261 | 0 | 0.364 | 1 | 4 | cs | TRUE
25 | LV_352-16_0_5_line_25 |  | 21 | 100 | 0.0019162 | 0.125 | 0.08 | 261 | 0 | 0.364 | 1 | 1 | cs | TRUE
26 | LV_352-16_0_5_line_26 |  | 23 | 92 | 0.0013133 | 0.125 | 0.08 | 261 | 0 | 0.364 | 1 | 4 | cs | TRUE
27 | LV_352-16_0_5_line_27 |  | 24 | 25 | 0.017257 | 0.125 | 0.08 | 261 | 0 | 0.364 | 1 | 1 | cs | TRUE
28 | LV_352-16_0_5_line_28 |  | 24 | 26 | 0.01978 | 0.125 | 0.08 | 261 | 0 | 0.364 | 1 | 1 | cs | TRUE
29 | LV_352-16_0_5_line_29 |  | 25 | 27 | 0.010079 | 0.125 | 0.08 | 261 | 0 | 0.364 | 1 | 1 | cs | TRUE
30 | LV_352-16_0_5_line_30 |  | 26 | 28 | 0.0060764 | 0.125 | 0.08 | 261 | 0 | 0.364 | 1 | 1 | cs | TRUE
31 | LV_352-16_0_5_line_31 |  | 27 | 29 | 0.013916 | 0.125 | 0.08 | 261 | 0 | 0.364 | 1 | 1 | cs | TRUE
32 | LV_352-16_0_5_line_32 |  | 28 | 30 | 0.020755 | 0.125 | 0.08 | 261 | 0 | 0.364 | 1 | 1 | cs | TRUE
33 | LV_352-16_0_5_line_33 |  | 28 | 31 | 0.011745 | 0.125 | 0.08 | 261 | 0 | 0.364 | 1 | 1 | cs | TRUE
34 | LV_352-16_0_5_line_34 |  | 29 | 32 | 0.024709 | 0.125 | 0.08 | 261 | 0 | 0.364 | 1 | 1 | cs | TRUE
35 | LV_352-16_0_5_line_35 |  | 30 | 33 | 0.016689 | 0.125 | 0.08 | 261 | 0 | 0.364 | 1 | 1 | cs | TRUE
36 | LV_352-16_0_5_line_36 |  | 31 | 34 | 0.0099567 | 0.125 | 0.08 | 261 | 0 | 0.364 | 1 | 1 | cs | TRUE
37 | LV_352-16_0_5_line_37 |  | 32 | 35 | 0.020637 | 0.125 | 0.08 | 261 | 0 | 0.364 | 1 | 1 | cs | TRUE
38 | LV_352-16_0_5_line_38 |  | 32 | 36 | 0.014434 | 0.125 | 0.08 | 261 | 0 | 0.364 | 1 | 2 | cs | TRUE
39 | LV_352-16_0_5_line_39 |  | 32 | 37 | 0.018924 | 0.125 | 0.08 | 261 | 0 | 0.364 | 1 | 1 | cs | TRUE
40 | LV_352-16_0_5_line_40 |  | 34 | 38 | 0.014258 | 0.125 | 0.08 | 261 | 0 | 0.364 | 1 | 1 | cs | TRUE
41 | LV_352-16_0_5_line_41 |  | 35 | 71 | 0.026719 | 0.125 | 0.08 | 261 | 0 | 0.364 | 1 | 1 | cs | TRUE
42 | LV_352-16_0_5_line_42 |  | 36 | 47 | 0.0090171 | 0.125 | 0.08 | 261 | 0 | 0.364 | 1 | 4 | cs | TRUE
43 | LV_352-16_0_5_line_43 |  | 36 | 44 | 0.03666 | 0.125 | 0.08 | 261 | 0 | 0.364 | 1 | 4 | cs | TRUE
44 | LV_352-16_0_5_line_44 |  | 37 | 85 | 0.0027542 | 0.125 | 0.08 | 261 | 0 | 0.364 | 1 | 1 | cs | TRUE
45 | LV_352-16_0_5_line_45 |  | 38 | 93 | 0.0153 | 0.125 | 0.08 | 261 | 0 | 0.364 | 1 | 1 | cs | TRUE
46 | LV_352-16_0_5_line_46 |  | 39 | 40 | 0.0015365 | 0.125 | 0.08 | 261 | 0 | 0.364 | 1 | 4 | cs | TRUE
47 | LV_352-16_0_5_line_47 |  | 39 | 41 | 0.0064269 | 0.125 | 0.08 | 261 | 0 | 0.364 | 1 | 4 | cs | TRUE
48 | LV_352-16_0_5_line_48 |  | 40 | 42 | 0.0015431 | 0.125 | 0.08 | 261 | 0 | 0.364 | 1 | 4 | cs | TRUE
49 | LV_352-16_0_5_line_49 |  | 41 | 43 | 0.024378 | 0.125 | 0.08 | 261 | 0 | 0.364 | 1 | 4 | cs | TRUE
50 | LV_352-16_0_5_line_50 |  | 42 | 44 | 0.00018176 | 0.125 | 0.08 | 261 | 0 | 0.364 | 1 | 4 | cs | TRUE
51 | LV_352-16_0_5_line_51 |  | 43 | 45 | 0.00033578 | 0.125 | 0.08 | 261 | 0 | 0.364 | 1 | 4 | cs | TRUE
52 | LV_352-16_0_5_line_52 |  | 45 | 46 | 0.021747 | 0.125 | 0.08 | 261 | 0 | 0.364 | 1 | 4 | cs | TRUE
53 | LV_352-16_0_5_line_53 |  | 46 | 48 | 0.010359 | 0.125 | 0.08 | 261 | 0 | 0.364 | 1 | 4 | cs | TRUE
54 | LV_352-16_0_5_line_54 |  | 46 | 49 | 0.007233 | 0.125 | 0.08 | 261 | 0 | 0.364 | 1 | 1 | cs | TRUE
55 | LV_352-16_0_5_line_55 |  | 47 | 91 | 0.0078235 | 0.125 | 0.08 | 261 | 0 | 0.364 | 1 | 4 | cs | TRUE
56 | LV_352-16_0_5_line_56 |  | 48 | 83 | 0.0039396 | 0.125 | 0.08 | 261 | 0 | 0.364 | 1 | 4 | cs | TRUE
57 | LV_352-16_0_5_line_57 |  | 49 | 56 | 0.0003827 | 0.125 | 0.08 | 261 | 0 | 0.364 | 1 | 1 | cs | TRUE
58 | LV_352-16_0_5_line_58 |  | 50 | 51 | 0.031676 | 0.125 | 0.08 | 261 | 0 | 0.364 | 1 | 1 | cs | TRUE
59 | LV_352-16_0_5_line_59 |  | 51 | 52 | 0.033903 | 0.125 | 0.08 | 261 | 0 | 0.364 | 1 | 1 | cs | TRUE
60 | LV_352-16_0_5_line_60 |  | 52 | 56 | 0.035708 | 0.125 | 0.08 | 261 | 0 | 0.364 | 1 | 1 | cs | TRUE
61 | LV_352-16_0_5_line_61 |  | 53 | 54 | 0.0086627 | 0.125 | 0.08 | 261 | 0 | 0.364 | 1 | 1 | cs | TRUE
62 | LV_352-16_0_5_line_62 |  | 53 | 55 | 0.042272 | 0.125 | 0.08 | 261 | 0 | 0.364 | 1 | 1 | cs | TRUE
63 | LV_352-16_0_5_line_63 |  | 54 | 57 | 0.022539 | 0.125 | 0.08 | 261 | 0 | 0.364 | 1 | 1 | cs | TRUE
64 | LV_352-16_0_5_line_64 |  | 55 | 61 | 0.0077159 | 0.125 | 0.08 | 261 | 0 | 0.364 | 1 | 1 | cs | TRUE
65 | LV_352-16_0_5_line_65 |  | 57 | 62 | 0.010462 | 0.125 | 0.08 | 261 | 0 | 0.364 | 1 | 1 | cs | TRUE
66 | LV_352-16_0_5_line_66 |  | 58 | 59 | 0.030275 | 0.125 | 0.08 | 261 | 0 | 0.364 | 1 | 1 | cs | TRUE
67 | LV_352-16_0_5_line_67 |  | 58 | 60 | 0.045843 | 0.125 | 0.08 | 261 | 0 | 0.364 | 1 | 1 | cs | TRUE
68 | LV_352-16_0_5_line_68 |  | 59 | 63 | 0.022907 | 0.125 | 0.08 | 261 | 0 | 0.364 | 1 | 1 | cs | TRUE
69 | LV_352-16_0_5_line_69 |  | 59 | 64 | 0.012611 | 0.125 | 0.08 | 261 | 0 | 0.364 | 1 | 1 | cs | TRUE
70 | LV_352-16_0_5_line_70 |  | 60 | 65 | 0.010868 | 0.125 | 0.08 | 261 | 0 | 0.364 | 1 | 1 | cs | TRUE
71 | LV_352-16_0_5_line_71 |  | 61 | 66 | 0.0045205 | 0.125 | 0.08 | 261 | 0 | 0.364 | 1 | 1 | cs | TRUE
72 | LV_352-16_0_5_line_72 |  | 62 | 67 | 0.006038 | 0.125 | 0.08 | 261 | 0 | 0.364 | 1 | 1 | cs | TRUE
73 | LV_352-16_0_5_line_73 |  | 63 | 68 | 0.035729 | 0.125 | 0.08 | 261 | 0 | 0.364 | 1 | 1 | cs | TRUE
74 | LV_352-16_0_5_line_74 |  | 64 | 69 | 0.048267 | 0.125 | 0.08 | 261 | 0 | 0.364 | 1 | 1 | cs | TRUE
75 | LV_352-16_0_5_line_75 |  | 65 | 70 | 0.025615 | 0.125 | 0.08 | 261 | 0 | 0.364 | 1 | 1 | cs | TRUE
76 | LV_352-16_0_5_line_76 |  | 66 | 71 | 0.0051987 | 0.125 | 0.08 | 261 | 0 | 0.364 | 1 | 1 | cs | TRUE
77 | LV_352-16_0_5_line_77 |  | 67 | 68 | 0.017794 | 0.125 | 0.08 | 261 | 0 | 0.364 | 1 | 1 | cs | TRUE
78 | LV_352-16_0_5_line_78 |  | 68 | 114 | 0.076786 | 0.125 | 0.08 | 261 | 0 | 0.364 | 1 | 1 | cs | TRUE
79 | LV_352-16_0_5_line_79 |  | 69 | 115 | 0.013014 | 0.125 | 0.08 | 261 | 0 | 0.364 | 1 | 1 | cs | TRUE
80 | LV_352-16_0_5_line_80 |  | 70 | 121 | 0.046836 | 0.125 | 0.08 | 261 | 0 | 0.364 | 1 | 1 | cs | TRUE
81 | LV_352-16_0_5_line_81 |  | 72 | 73 | 0.0020923 | 0.125 | 0.08 | 261 | 0 | 0.364 | 1 | 1 | cs | TRUE
82 | LV_352-16_0_5_line_82 |  | 72 | 74 | 0.0028301 | 0.125 | 0.08 | 261 | 0 | 0.364 | 1 | 1 | cs | TRUE
83 | LV_352-16_0_5_line_83 |  | 73 | 75 | 0.010773 | 0.125 | 0.08 | 261 | 0 | 0.364 | 1 | 1 | cs | TRUE
84 | LV_352-16_0_5_line_84 |  | 74 | 76 | 0.0020937 | 0.125 | 0.08 | 261 | 0 | 0.364 | 1 | 1 | cs | TRUE
85 | LV_352-16_0_5_line_85 |  | 75 | 77 | 0.0040094 | 0.125 | 0.08 | 261 | 0 | 0.364 | 1 | 1 | cs | TRUE
86 | LV_352-16_0_5_line_86 |  | 76 | 78 | 0.030996 | 0.125 | 0.08 | 261 | 0 | 0.364 | 1 | 1 | cs | TRUE
87 | LV_352-16_0_5_line_87 |  | 78 | 79 | 0.0060701 | 0.125 | 0.08 | 261 | 0 | 0.364 | 1 | 1 | cs | TRUE
88 | LV_352-16_0_5_line_88 |  | 78 | 80 | 0.074075 | 0.125 | 0.08 | 261 | 0 | 0.364 | 1 | 1 | cs | TRUE
89 | LV_352-16_0_5_line_89 |  | 80 | 82 | 0.0053133 | 0.125 | 0.08 | 261 | 0 | 0.364 | 1 | 1 | cs | TRUE
90 | LV_352-16_0_5_line_90 |  | 81 | 97 | 0.011924 | 0.125 | 0.08 | 261 | 0 | 0.364 | 1 | 1 | cs | TRUE
91 | LV_352-16_0_5_line_91 |  | 83 | 84 | 0.00068787 | 0.125 | 0.08 | 261 | 0 | 0.364 | 1 | 4 | cs | TRUE
92 | LV_352-16_0_5_line_92 |  | 84 | 94 | 0.015862 | 0.125 | 0.08 | 261 | 0 | 0.364 | 1 | 4 | cs | TRUE
93 | LV_352-16_0_5_line_93 |  | 85 | 86 | 0.041231 | 0.125 | 0.08 | 261 | 0 | 0.364 | 1 | 1 | cs | TRUE
94 | LV_352-16_0_5_line_94 |  | 86 | 87 | 0.0021868 | 0.125 | 0.08 | 261 | 0 | 0.364 | 1 | 1 | cs | TRUE
95 | LV_352-16_0_5_line_95 |  | 87 | 88 | 0.021919 | 0.125 | 0.08 | 261 | 0 | 0.364 | 1 | 1 | cs | TRUE
96 | LV_352-16_0_5_line_96 |  | 88 | 89 | 0.020638 | 0.125 | 0.08 | 261 | 0 | 0.364 | 1 | 1 | cs | TRUE
97 | LV_352-16_0_5_line_97 |  | 89 | 90 | 0.0032619 | 0.125 | 0.08 | 261 | 0 | 0.364 | 1 | 1 | cs | TRUE
98 | LV_352-16_0_5_line_98 |  | 91 | 92 | 0.015775 | 0.125 | 0.08 | 261 | 0 | 0.364 | 1 | 4 | cs | TRUE
99 | LV_352-16_0_5_line_99 |  | 94 | 95 | 0.0064399 | 0.125 | 0.08 | 261 | 0 | 0.364 | 1 | 4 | cs | TRUE
100 | LV_352-16_0_5_line_100 |  | 95 | 96 | 0.005511 | 0.125 | 0.08 | 261 | 0 | 0.364 | 1 | 4 | cs | TRUE
101 | LV_352-16_0_5_line_101 |  | 96 | 99 | 0.0020907 | 0.125 | 0.08 | 261 | 0 | 0.364 | 1 | 4 | cs | TRUE
102 | LV_352-16_0_5_line_102 |  | 97 | 98 | 0.0079021 | 0.125 | 0.08 | 261 | 0 | 0.364 | 1 | 1 | cs | TRUE
103 | LV_352-16_0_5_line_103 |  | 98 | 101 | 0.0061477 | 0.125 | 0.08 | 261 | 0 | 0.364 | 1 | 1 | cs | TRUE
104 | LV_352-16_0_5_line_104 |  | 99 | 109 | 0.0020352 | 0.125 | 0.08 | 261 | 0 | 0.364 | 1 | 4 | cs | TRUE
105 | LV_352-16_0_5_line_105 |  | 100 | 129 | 0.035252 | 0.125 | 0.08 | 261 | 0 | 0.364 | 1 | 1 | cs | TRUE
106 | LV_352-16_0_5_line_106 |  | 101 | 102 | 0.022124 | 0.125 | 0.08 | 261 | 0 | 0.364 | 1 | 1 | cs | TRUE
107 | LV_352-16_0_5_line_107 |  | 102 | 103 | 0.0028233 | 0.125 | 0.08 | 261 | 0 | 0.364 | 1 | 1 | cs | TRUE
108 | LV_352-16_0_5_line_108 |  | 104 | 105 | 0.013108 | 0.125 | 0.08 | 261 | 0 | 0.364 | 1 | 1 | cs | TRUE
109 | LV_352-16_0_5_line_109 |  | 104 | 106 | 0.019744 | 0.125 | 0.08 | 261 | 0 | 0.364 | 1 | 1 | cs | TRUE
110 | LV_352-16_0_5_line_110 |  | 105 | 107 | 0.023826 | 0.125 | 0.08 | 261 | 0 | 0.364 | 1 | 1 | cs | TRUE
111 | LV_352-16_0_5_line_111 |  | 106 | 108 | 0.0074364 | 0.125 | 0.08 | 261 | 0 | 0.364 | 1 | 1 | cs | TRUE
112 | LV_352-16_0_5_line_112 |  | 107 | 132 | 0.046808 | 0.125 | 0.08 | 261 | 0 | 0.364 | 1 | 1 | cs | TRUE
113 | LV_352-16_0_5_line_113 |  | 109 | 110 | 0.11507 | 0.125 | 0.08 | 261 | 0 | 0.364 | 1 | 4 | cs | TRUE
114 | LV_352-16_0_5_line_114 |  | 110 | 111 | 0.058742 | 0.125 | 0.08 | 261 | 0 | 0.364 | 1 | 4 | cs | TRUE
115 | LV_352-16_0_5_line_115 |  | 111 | 112 | 0.30122 | 0.125 | 0.08 | 261 | 0 | 0.364 | 1 | 4 | cs | TRUE
116 | LV_352-16_0_5_line_116 |  | 111 | 113 | 0.031289 | 0.125 | 0.08 | 261 | 0 | 0.364 | 1 | 1 | cs | TRUE
117 | LV_352-16_0_5_line_117 |  | 112 | 153 | 0.017672 | 0.125 | 0.08 | 261 | 0 | 0.364 | 1 | 4 | cs | TRUE
118 | LV_352-16_0_5_line_118 |  | 112 | 165 | 0.054259 | 0.125 | 0.08 | 261 | 0 | 0.364 | 1 | 1 | cs | TRUE
119 | LV_352-16_0_5_line_119 |  | 113 | 164 | 0.037624 | 0.125 | 0.08 | 261 | 0 | 0.364 | 1 | 1 | cs | TRUE
120 | LV_352-16_0_5_line_120 |  | 114 | 119 | 0.069719 | 0.125 | 0.08 | 261 | 0 | 0.364 | 1 | 1 | cs | TRUE
121 | LV_352-16_0_5_line_121 |  | 115 | 116 | 0.023811 | 0.125 | 0.08 | 261 | 0 | 0.364 | 1 | 1 | cs | TRUE
122 | LV_352-16_0_5_line_122 |  | 116 | 117 | 0.028145 | 0.125 | 0.08 | 261 | 0 | 0.364 | 1 | 1 | cs | TRUE
123 | LV_352-16_0_5_line_123 |  | 117 | 118 | 0.14509 | 0.125 | 0.08 | 261 | 0 | 0.364 | 1 | 1 | cs | TRUE
124 | LV_352-16_0_5_line_124 |  | 118 | 120 | 0.14521 | 0.125 | 0.08 | 261 | 0 | 0.364 | 1 | 1 | cs | TRUE
125 | LV_352-16_0_5_line_125 |  | 119 | 167 | 0.026543 | 0.125 | 0.08 | 261 | 0 | 0.364 | 1 | 1 | cs | TRUE
126 | LV_352-16_0_5_line_126 |  | 120 | 130 | 0.002893 | 0.125 | 0.08 | 261 | 0 | 0.364 | 1 | 1 | cs | TRUE
127 | LV_352-16_0_5_line_127 |  | 120 | 131 | 0.056152 | 0.125 | 0.08 | 261 | 0 | 0.364 | 1 | 1 | cs | TRUE
128 | LV_352-16_0_5_line_128 |  | 121 | 122 | 0.027785 | 0.125 | 0.08 | 261 | 0 | 0.364 | 1 | 1 | cs | TRUE
129 | LV_352-16_0_5_line_129 |  | 122 | 123 | 0.015801 | 0.125 | 0.08 | 261 | 0 | 0.364 | 1 | 1 | cs | TRUE
130 | LV_352-16_0_5_line_130 |  | 123 | 124 | 0.055066 | 0.125 | 0.08 | 261 | 0 | 0.364 | 1 | 1 | cs | TRUE
131 | LV_352-16_0_5_line_131 |  | 124 | 125 | 0.044098 | 0.125 | 0.08 | 261 | 0 | 0.364 | 1 | 1 | cs | TRUE
132 | LV_352-16_0_5_line_132 |  | 125 | 158 | 0.0090387 | 0.125 | 0.08 | 261 | 0 | 0.364 | 1 | 1 | cs | TRUE
133 | LV_352-16_0_5_line_133 |  | 126 | 127 | 0.025074 | 0.125 | 0.08 | 261 | 0 | 0.364 | 1 | 1 | cs | TRUE
134 | LV_352-16_0_5_line_134 |  | 126 | 128 | 0.027038 | 0.125 | 0.08 | 261 | 0 | 0.364 | 1 | 1 | cs | TRUE
135 | LV_352-16_0_5_line_135 |  | 128 | 158 | 0.013778 | 0.125 | 0.08 | 261 | 0 | 0.364 | 1 | 1 | cs | TRUE
136 | LV_352-16_0_5_line_136 |  | 131 | 163 | 0.014196 | 0.125 | 0.08 | 261 | 0 | 0.364 | 1 | 1 | cs | TRUE
137 | LV_352-16_0_5_line_137 |  | 132 | 139 | 0.02134 | 0.125 | 0.08 | 261 | 0 | 0.364 | 1 | 1 | cs | TRUE
138 | LV_352-16_0_5_line_138 |  | 133 | 134 | 0.04755 | 0.125 | 0.08 | 261 | 0 | 0.364 | 1 | 1 | cs | TRUE
139 | LV_352-16_0_5_line_139 |  | 133 | 135 | 0.035645 | 0.125 | 0.08 | 261 | 0 | 0.364 | 1 | 1 | cs | TRUE
140 | LV_352-16_0_5_line_140 |  | 134 | 136 | 0.020726 | 0.125 | 0.08 | 261 | 0 | 0.364 | 1 | 1 | cs | TRUE
141 | LV_352-16_0_5_line_141 |  | 135 | 137 | 0.039285 | 0.125 | 0.08 | 261 | 0 | 0.364 | 1 | 1 | cs | TRUE
142 | LV_352-16_0_5_line_142 |  | 136 | 138 | 0.085887 | 0.125 | 0.08 | 261 | 0 | 0.364 | 1 | 1 | cs | TRUE
143 | LV_352-16_0_5_line_143 |  | 137 | 140 | 0.35901 | 0.125 | 0.08 | 261 | 0 | 0.364 | 1 | 1 | cs | TRUE
144 | LV_352-16_0_5_line_144 |  | 138 | 141 | 0.020124 | 0.125 | 0.08 | 261 | 0 | 0.364 | 1 | 1 | cs | TRUE
145 | LV_352-16_0_5_line_145 |  | 139 | 142 | 0.025114 | 0.125 | 0.08 | 261 | 0 | 0.364 | 1 | 1 | cs | TRUE
146 | LV_352-16_0_5_line_146 |  | 141 | 143 | 0.0091652 | 0.125 | 0.08 | 261 | 0 | 0.364 | 1 | 1 | cs | TRUE
147 | LV_352-16_0_5_line_147 |  | 141 | 142 | 0.010227 | 0.125 | 0.08 | 261 | 0 | 0.364 | 1 | 1 | cs | TRUE
148 | LV_352-16_0_5_line_148 |  | 143 | 144 | 0.0025961 | 0.125 | 0.08 | 261 | 0 | 0.364 | 1 | 1 | cs | TRUE
149 | LV_352-16_0_5_line_149 |  | 144 | 145 | 0.024007 | 0.125 | 0.08 | 261 | 0 | 0.364 | 1 | 1 | cs | TRUE
150 | LV_352-16_0_5_line_150 |  | 145 | 146 | 0.023023 | 0.125 | 0.08 | 261 | 0 | 0.364 | 1 | 1 | cs | TRUE
151 | LV_352-16_0_5_line_151 |  | 146 | 147 | 0.022671 | 0.125 | 0.08 | 261 | 0 | 0.364 | 1 | 1 | cs | TRUE
152 | LV_352-16_0_5_line_152 |  | 147 | 148 | 0.020043 | 0.125 | 0.08 | 261 | 0 | 0.364 | 1 | 1 | cs | TRUE
153 | LV_352-16_0_5_line_153 |  | 148 | 149 | 0.020937 | 0.125 | 0.08 | 261 | 0 | 0.364 | 1 | 2 | cs | TRUE
154 | LV_352-16_0_5_line_154 |  | 149 | 150 | 0.317 | 0.125 | 0.08 | 261 | 0 | 0.364 | 1 | 3 | cs | TRUE
155 | LV_352-16_0_5_line_155 |  | 150 | 157 | 0.021968 | 0.125 | 0.08 | 261 | 0 | 0.364 | 1 | 4 | cs | TRUE
156 | LV_352-16_0_5_line_156 |  | 151 | 152 | 0.052547 | 0.125 | 0.08 | 261 | 0 | 0.364 | 1 | 4 | cs | TRUE
157 | LV_352-16_0_5_line_157 |  | 151 | 153 | 0.086051 | 0.125 | 0.08 | 261 | 0 | 0.364 | 1 | 4 | cs | TRUE
158 | LV_352-16_0_5_line_158 |  | 152 | 154 | 0.085522 | 0.125 | 0.08 | 261 | 0 | 0.364 | 1 | 4 | cs | TRUE
159 | LV_352-16_0_5_line_159 |  | 154 | 155 | 0.0032153 | 0.125 | 0.08 | 261 | 0 | 0.364 | 1 | 4 | cs | TRUE
160 | LV_352-16_0_5_line_160 |  | 155 | 156 | 0.019557 | 0.125 | 0.08 | 261 | 0 | 0.364 | 1 | 4 | cs | TRUE
161 | LV_352-16_0_5_line_161 |  | 156 | 157 | 0.012253 | 0.125 | 0.08 | 261 | 0 | 0.364 | 1 | 4 | cs | TRUE
162 | LV_352-16_0_5_line_162 |  | 159 | 160 | 0.21485 | 0.125 | 0.08 | 261 | 0 | 0.364 | 1 | 1 | cs | TRUE
163 | LV_352-16_0_5_line_163 |  | 160 | 161 | 0.017307 | 0.125 | 0.08 | 261 | 0 | 0.364 | 1 | 1 | cs | TRUE
164 | LV_352-16_0_5_line_164 |  | 161 | 162 | 0.011901 | 0.125 | 0.08 | 261 | 0 | 0.364 | 1 | 1 | cs | TRUE
165 | LV_352-16_0_5_line_165 |  | 162 | 163 | 0.0080122 | 0.125 | 0.08 | 261 | 0 | 0.364 | 1 | 1 | cs | TRUE
166 | LV_352-16_0_5_line_166 |  | 165 | 166 | 0.029791 | 0.125 | 0.08 | 261 | 0 | 0.364 | 1 | 1 | cs | TRUE

## trafo
| name | std_type | hv_bus | lv_bus | sn_mva | vn_hv_kv | vn_lv_kv | vk_percent | vkr_percent | pfe_kw | i0_percent | shift_degree | tap_side | tap_neutral | tap_min | tap_max | tap_step_percent | tap_step_degree | tap_pos | tap_phase_shifter | parallel | df | in_service
0 | LV_352-16_0_5_trafo_12 | 0.63 MVA 20/0.4 kV | 168 | 16 | 0.63 | 20 | 0.4 | 6 | 1.206 | 1.65 | 0.2619 | 150 | hv | 0 | -2 | 2 | 2.5 | 0 | 0 | FALSE | 1 | 1 | TRUE

## line_geodata
| x0 | y0 | x1 | y1 | x2 | y2 | x3 | y3 | x4 | y4 | x5 | y5 | x6 | y6 | x7 | y7 | x8 | y8 | x9 | y9 | x10 | y10 | x11 | y11 | x12 | y12 | x13 | y13
0 | 2604716.6913 | 1203688.222 | 2604714.4152 | 1203688.8634
1 | 2604716.6913 | 1203688.222 | 2604723.8101 | 1203686.2161
2 | 2604714.4152 | 1203688.8634 | 2604702.6539 | 1203692.1776
3 | 2604741.9543 | 1203687.1085 | 2604737.139 | 1203686.3821 | 2604723.8101 | 1203686.2161 | 2604723.8101 | 1203686.2161
4 | 2604697.5815 | 1203693.5085 | 2604700.4792 | 1203692.7904 | 2604702.6539 | 1203692.1776
5 | 2604741.9543 | 1203687.1085 | 2604739.2116 | 1203701.7143
6 | 2604741.9543 | 1203687.1085 | 2604749.6525 | 1203688.2818 | 2604763.8693 | 1203691.3169 | 2604767.1021 | 1203692.0496
7 | 2604697.2354 | 1203693.5942 | 2604697.5815 | 1203693.5085
8 | 2604812.5192 | 1203704.2067 | 2604793.4505 | 1203698.7665 | 2604777.8958 | 1203694.4963 | 2604767.1021 | 1203692.0496
9 | 2604697.2354 | 1203693.5942 | 2604690.5699 | 1203695.246
10 | 2604823.1307 | 1203725.0821 | 2604812.5192 | 1203704.2067
11 | 2604689.7109 | 1203695.4589 | 2604690.5699 | 1203695.246
12 | 2604823.1307 | 1203725.0821 | 2604835.3683 | 1203710.3283 | 2604869.4597 | 1203719.1604
13 | 2604823.1307 | 1203725.0821 | 2604816.7575 | 1203736.1165
14 | 2604558.7625 | 1203832.4197 | 2604558.835 | 1203832.0208
15 | 2604558.835 | 1203832.0208 | 2604558.8386 | 1203832.0007
16 | 2604558.7608 | 1203832.4293 | 2604558.7625 | 1203832.4197
17 | 2604561.8706 | 1203811.6019 | 2604561.618 | 1203816.696 | 2604558.8386 | 1203832.0007
18 | 2604558.7586 | 1203832.4414 | 2604558.7608 | 1203832.4293
19 | 2604562.102 | 1203806.9339 | 2604561.8706 | 1203811.6019
20 | 2604556.2322 | 1203846.3525 | 2604558.7586 | 1203832.4414
21 | 2604562.102 | 1203806.9339 | 2604562.3236 | 1203802.4664
22 | 2604556.2322 | 1203846.3525 | 2604554.5279 | 1203856.3587
23 | 2604556.2322 | 1203846.3525 | 2604573.1542 | 1203848.0527
24 | 2604562.3236 | 1203802.4664 | 2604562.9648 | 1203789.5345
25 | 2604554.2062 | 1203858.2477 | 2604554.5279 | 1203856.3587
26 | 2604563.0298 | 1203788.2228 | 2604562.9648 | 1203789.5345
27 | 2604632.8983 | 1203722.3259 | 2604619.792 | 1203730.0152 | 2604618.0258 | 1203731.0776
28 | 2604632.8983 | 1203722.3259 | 2604649.9586 | 1203712.317
29 | 2604618.0258 | 1203731.0776 | 2604609.3891 | 1203736.2729
30 | 2604655.1996 | 1203709.2422 | 2604649.9586 | 1203712.317
31 | 2604597.4643 | 1203743.446 | 2604609.3891 | 1203736.2729
32 | 2604655.1996 | 1203709.2422 | 2604673.5117 | 1203699.4732
33 | 2604655.1996 | 1203709.2422 | 2604658.2055 | 1203720.5957
34 | 2604574.6072 | 1203752.4709 | 2604581.8742 | 1203750.442 | 2604591.828 | 1203746.8365 | 2604597.4643 | 1203743.446
35 | 2604689.7109 | 1203695.4589 | 2604673.5117 | 1203699.4732
36 | 2604660.7537 | 1203730.2208 | 2604658.2055 | 1203720.5957
37 | 2604574.6072 | 1203752.4709 | 2604567.2809 | 1203742.3599 | 2604564.9629 | 1203739.1676 | 2604562.8845 | 1203735.5114
38 | 2604560.5075 | 1203755.7399 | 2604574.6072 | 1203752.4709
39 | 2604574.6072 | 1203752.4709 | 2604587.7732 | 1203766.0642
40 | 2604664.403 | 1203744.0044 | 2604660.7537 | 1203730.2208
41 | 2604551.7874 | 1203711.274 | 2604557.8818 | 1203726.711 | 2604562.8845 | 1203735.5114
42 | 2604560.5075 | 1203755.7399 | 2604561.3562 | 1203764.7169
43 | 2604560.5075 | 1203755.7399 | 2604529.0621 | 1203768.9568 | 2604526.6673 | 1203769.8325
44 | 2604587.7732 | 1203766.0642 | 2604589.6894 | 1203768.0426
45 | 2604664.403 | 1203744.0044 | 2604668.3187 | 1203758.7946
46 | 2604525.0473 | 1203770.4248 | 2604523.6043 | 1203770.9525
47 | 2604517.5682 | 1203773.1595 | 2604523.6043 | 1203770.9525
48 | 2604526.4966 | 1203769.8949 | 2604525.0473 | 1203770.4248
49 | 2604517.5682 | 1203773.1595 | 2604495.7157 | 1203781.1497 | 2604494.7037 | 1203781.6063
50 | 2604526.6673 | 1203769.8325 | 2604526.4966 | 1203769.8949
51 | 2604494.7037 | 1203781.6063 | 2604494.3976 | 1203781.7444
52 | 2604475.2809 | 1203791.9183 | 2604481.2257 | 1203787.687 | 2604494.3976 | 1203781.7444
53 | 2604475.2809 | 1203791.9183 | 2604472.1926 | 1203801.8065
54 | 2604475.2809 | 1203791.9183 | 2604474.7695 | 1203784.7034
55 | 2604562.0925 | 1203772.5057 | 2604561.3562 | 1203764.7169
56 | 2604472.1926 | 1203801.8065 | 2604471.0181 | 1203805.567
57 | 2604474.7695 | 1203784.7034 | 2604474.7425 | 1203784.3216
58 | 2604475.5264 | 1203715.0564 | 2604477.3717 | 1203701.0482 | 2604478.7011 | 1203693.4118 | 2604486.6303 | 1203687.6595
59 | 2604475.5264 | 1203715.0564 | 2604471.8249 | 1203743.1559 | 2604472.2181 | 1203748.7032
60 | 2604472.2181 | 1203748.7032 | 2604474.7425 | 1203784.3216
61 | 2604520.5614 | 1203660.5361 | 2604518.2743 | 1203652.1808
62 | 2604520.5614 | 1203660.5361 | 2604543.1774 | 1203694.2046 | 2604544.0001 | 1203695.7066
63 | 2604512.3233 | 1203630.4411 | 2604518.2743 | 1203652.1808
64 | 2604547.7067 | 1203702.4738 | 2604544.0001 | 1203695.7066
65 | 2604512.3233 | 1203630.4411 | 2604509.5611 | 1203620.3504
66 | 2604454.4816 | 1203625.7683 | 2604461.3416 | 1203639.314 | 2604466.4133 | 1203653.5366
67 | 2604466.4133 | 1203653.5366 | 2604422.0568 | 1203665.1168
68 | 2604454.4816 | 1203625.7683 | 2604464.0423 | 1203618.905 | 2604473.629 | 1203613.2348
69 | 2604454.4816 | 1203625.7683 | 2604447.6057 | 1203615.1968
70 | 2604411.3755 | 1203666.9874 | 2604417.8349 | 1203666.219 | 2604422.0568 | 1203665.1168
71 | 2604547.7067 | 1203702.4738 | 2604549.8783 | 1203706.4385 | 2604549.8783 | 1203706.4385
72 | 2604507.967 | 1203614.5266 | 2604509.5611 | 1203620.3504
73 | 2604505.4764 | 1203597.046 | 2604483.7627 | 1203607.9135 | 2604474.6677 | 1203612.6205 | 2604473.629 | 1203613.2348
74 | 2604447.6057 | 1203615.1968 | 2604436.2658 | 1203597.762 | 2604430.6723 | 1203589.4756 | 2604426.2784 | 1203584.6476 | 2604422.6437 | 1203582.0546 | 2604418.339 | 1203580.006 | 2604416.7039 | 1203579.5027
75 | 2604411.3755 | 1203666.9874 | 2604399.1635 | 1203668.44 | 2604385.9218 | 1203669.8509
76 | 2604549.8783 | 1203706.4385 | 2604551.7874 | 1203711.274
77 | 2604505.4764 | 1203597.046 | 2604505.2755 | 1203601.2703 | 2604505.5847 | 1203604.9392 | 2604506.4717 | 1203609.0643 | 2604507.967 | 1203614.5266
78 | 2604505.4764 | 1203597.046 | 2604505.5611 | 1203595.6341 | 2604505.884 | 1203591.1653 | 2604506.3352 | 1203588.0639 | 2604506.8771 | 1203585.6853 | 2604508.3028 | 1203581.6175 | 2604510.36 | 1203577.6502 | 2604521.7095 | 1203559.4154 | 2604523.866 | 1203554.859 | 2604527.151 | 1203546.9571 | 2604537.0634 | 1203548.2097 | 2604540.9586 | 1203548.3682 | 2604544.74 | 1203548.0598 | 2604548.3547 | 1203546.9619
79 | 2604403.891 | 1203577.8777 | 2604409.036 | 1203577.8091 | 2604413.8132 | 1203578.613 | 2604416.7039 | 1203579.5027
80 | 2604385.9218 | 1203669.8509 | 2604378.9553 | 1203670.5932 | 2604376.1554 | 1203670.8914 | 2604364.8262 | 1203672.2061 | 2604345.6442 | 1203675.6498 | 2604339.7571 | 1203677.3242
81 | 2604809.364 | 1203748.9173 | 2604808.3176 | 1203750.7291
82 | 2604806.9021 | 1203753.1798 | 2604808.3176 | 1203750.7291
83 | 2604809.364 | 1203748.9173 | 2604814.7521 | 1203739.5885
84 | 2604806.9021 | 1203753.1798 | 2604805.8549 | 1203754.9928
85 | 2604816.7575 | 1203736.1165 | 2604814.7521 | 1203739.5885
86 | 2604792.0376 | 1203782.5664 | 2604794.4098 | 1203774.8085 | 2604805.8549 | 1203754.9928
87 | 2604792.0376 | 1203782.5664 | 2604793.1246 | 1203788.5384
88 | 2604792.0376 | 1203782.5664 | 2604784.1115 | 1203781.126 | 2604767.3681 | 1203789.0393 | 2604754.4749 | 1203796.1886 | 2604747.736 | 1203803.9209 | 2604748.9513 | 1203816.1173 | 2604752.894 | 1203825.5713
89 | 2604754.9392 | 1203830.4752 | 2604752.894 | 1203825.5713
90 | 2604869.4597 | 1203719.1604 | 2604867.4266 | 1203730.9095 | 2604867.4266 | 1203730.9095
91 | 2604470.8456 | 1203806.2329 | 2604471.0181 | 1203805.567 | 2604471.0181 | 1203805.567
92 | 2604466.8691 | 1203821.5883 | 2604470.8456 | 1203806.2329
93 | 2604624.6118 | 1203789.5978 | 2604614.022 | 1203784.2292 | 2604593.0874 | 1203771.5508 | 2604589.6894 | 1203768.0426
94 | 2604626.5623 | 1203790.5866 | 2604624.6118 | 1203789.5978
95 | 2604626.5623 | 1203790.5866 | 2604621.8656 | 1203804.1904 | 2604616.8141 | 1203809.7711
96 | 2604616.8141 | 1203809.7711 | 2604610.7337 | 1203816.4886 | 2604602.4476 | 1203824.5747
97 | 2604600.113 | 1203826.8528 | 2604602.4476 | 1203824.5747
98 | 2604562.0925 | 1203772.5057 | 2604563.2171 | 1203784.4464 | 2604563.0298 | 1203788.2228
99 | 2604466.8691 | 1203821.5883 | 2604465.2547 | 1203827.8226
100 | 2604463.8731 | 1203833.1575 | 2604465.2547 | 1203827.8226
101 | 2604463.349 | 1203835.1815 | 2604463.8731 | 1203833.1575
102 | 2604871.91 | 1203737.4167 | 2604871.91 | 1203737.4167 | 2604867.4266 | 1203730.9095
103 | 2604876.3075 | 1203741.7127 | 2604871.91 | 1203737.4167
104 | 2604463.349 | 1203835.1815 | 2604462.8388 | 1203837.1517
105 | 2604554.2062 | 1203858.2477 | 2604548.2869 | 1203892.9997
106 | 2604876.3075 | 1203741.7127 | 2604892.133 | 1203757.1731
107 | 2604894.1525 | 1203759.1461 | 2604892.133 | 1203757.1731
108 | 2604794.652 | 1203920.5211 | 2604804.7863 | 1203928.8344
109 | 2604794.652 | 1203920.5211 | 2604781.621 | 1203929.1377 | 2604779.374 | 1203932.5934
110 | 2604823.2075 | 1203943.9454 | 2604804.7863 | 1203928.8344
111 | 2604773.353 | 1203936.9577 | 2604779.374 | 1203932.5934
112 | 2604823.2075 | 1203943.9454 | 2604780.9203 | 1203964.0151
113 | 2604462.8388 | 1203837.1517 | 2604419.3217 | 1203943.6707
114 | 2604419.3217 | 1203943.6707 | 2604402.9347 | 1203944.0479 | 2604360.6184 | 1203942.3453
115 | 2604360.6184 | 1203942.3453 | 2604372.727 | 1204243.3256
116 | 2604360.6184 | 1203942.3453 | 2604329.3548 | 1203941.0874
117 | 2604388.7257 | 1204246.2129 | 2604386.8564 | 1204243.3434 | 2604383.4262 | 1204242.5516 | 2604372.727 | 1204243.3256
118 | 2604318.6096 | 1204247.241 | 2604372.727 | 1204243.3256
119 | 2604292.2538 | 1203935.0841 | 2604324.442 | 1203940.8898 | 2604329.3548 | 1203941.0874
120 | 2604548.3547 | 1203546.9619 | 2604592.2275 | 1203601.1466
121 | 2604403.891 | 1203577.8777 | 2604401.9224 | 1203577.904 | 2604380.3533 | 1203581.3486
122 | 2604352.618 | 1203578.9678 | 2604365.0054 | 1203581.7683 | 2604371.1523 | 1203582.3842 | 2604376.1434 | 1203582.0209 | 2604380.3533 | 1203581.3486
123 | 2604352.618 | 1203578.9678 | 2604222.0929 | 1203515.6034
124 | 2604222.0929 | 1203515.6034 | 2604119.5074 | 1203618.3722
125 | 2604592.2275 | 1203601.1466 | 2604607.1315 | 1203591.1858 | 2604612.2602 | 1203584.2616
126 | 2604119.5074 | 1203618.3722 | 2604120.9969 | 1203620.8523
127 | 2604119.5074 | 1203618.3722 | 2604119.5074 | 1203618.3722 | 2604116.3511 | 1203616.8804 | 2604113.1937 | 1203617.045 | 2604108.0423 | 1203618.1977 | 2604099.7325 | 1203621.0047 | 2604088.4309 | 1203626.4667 | 2604072.3105 | 1203636.5614 | 2604068.6622 | 1203637.8719
128 | 2604313.2167 | 1203685.5201 | 2604325.4867 | 1203681.383 | 2604339.7571 | 1203677.3242
129 | 2604298.2439 | 1203690.5686 | 2604313.2167 | 1203685.5201
130 | 2604243.8415 | 1203699.1906 | 2604248.6805 | 1203698.6158 | 2604258.9976 | 1203697.4447 | 2604282.6447 | 1203694.8488 | 2604298.2439 | 1203690.5686
131 | 2604243.8415 | 1203699.1906 | 2604255.2618 | 1203730.3821 | 2604256.6637 | 1203741.1726
132 | 2604257.8282 | 1203750.136 | 2604256.6637 | 1203741.1726
133 | 2604288.8894 | 1203782.8899 | 2604290.5808 | 1203757.8775
134 | 2604290.5808 | 1203757.8775 | 2604263.6335 | 1203760.0879
135 | 2604257.8282 | 1203750.136 | 2604258.9091 | 1203758.4555 | 2604261.1521 | 1203760.2914 | 2604263.6335 | 1203760.0879
136 | 2604054.8194 | 1203640.5185 | 2604057.3506 | 1203640.5202 | 2604064.4952 | 1203639.3688 | 2604068.6622 | 1203637.8719
137 | 2604780.9203 | 1203964.0151 | 2604761.6414 | 1203973.1651
138 | 2604862.5899 | 1204027.3271 | 2604858.8798 | 1204028.7644 | 2604856.7333 | 1204030.2858 | 2604855.5071 | 1204032.0191 | 2604854.7979 | 1204034.0529 | 2604854.3839 | 1204038.1215 | 2604853.6666 | 1204040.8668 | 2604851.139 | 1204043.2661 | 2604844.5787 | 1204046.6516 | 2604829.7855 | 1204052.0316 | 2604826.7566 | 1204052.8126
139 | 2604896.0306 | 1204014.9869 | 2604865.409 | 1204026.235 | 2604862.5899 | 1204027.3271
140 | 2604806.5406 | 1204057.3605 | 2604820.1145 | 1204054.5253 | 2604826.7566 | 1204052.8126
141 | 2604896.0306 | 1204014.9869 | 2604916.7869 | 1204039.2169 | 2604921.3695 | 1204045.0571
142 | 2604737.1852 | 1204006.7005 | 2604806.5406 | 1204057.3605
143 | 2604921.3695 | 1204045.0571 | 2605034.338 | 1204385.8352
144 | 2604737.1852 | 1204006.7005 | 2604737.3849 | 1204004.3661 | 2604729.7138 | 1203988.318
145 | 2604738.9532 | 1203983.933 | 2604761.6414 | 1203973.1651
146 | 2604729.7138 | 1203988.318 | 2604721.492 | 1203992.3682
147 | 2604729.7138 | 1203988.318 | 2604738.9532 | 1203983.933
148 | 2604719.1631 | 1203993.5155 | 2604721.492 | 1203992.3682
149 | 2604719.1631 | 1203993.5155 | 2604697.6275 | 1204004.1243
150 | 2604676.9743 | 1204014.2985 | 2604697.6275 | 1204004.1243
151 | 2604656.6373 | 1204024.3169 | 2604676.9743 | 1204014.2985
152 | 2604656.6373 | 1204024.3169 | 2604638.6579 | 1204033.1738
153 | 2604619.8763 | 1204042.426 | 2604638.6579 | 1204033.1738
154 | 2604619.8763 | 1204042.426 | 2604553.5897 | 1204352.4173
155 | 2604553.5897 | 1204352.4173 | 2604536.1411 | 1204353.5909 | 2604531.7077 | 1204354.2354
156 | 2604414.5292 | 1204382.2167 | 2604413.6941 | 1204369.4759 | 2604407.6239 | 1204330.1629
157 | 2604388.7257 | 1204246.2129 | 2604407.6239 | 1204330.1629
158 | 2604497.5287 | 1204361.5981 | 2604414.5292 | 1204382.2167
159 | 2604497.5287 | 1204361.5981 | 2604500.632 | 1204360.7572
160 | 2604500.632 | 1204360.7572 | 2604516.5888 | 1204356.4334 | 2604519.5824 | 1204355.9982
161 | 2604519.5824 | 1204355.9982 | 2604531.7077 | 1204354.2354
162 | 2604017.6825 | 1203642.1814 | 2603859.7335 | 1203787.8239
163 | 2604017.6825 | 1203642.1814 | 2604022.1251 | 1203641.4973 | 2604034.913 | 1203640.7203
164 | 2604046.8072 | 1203640.5131 | 2604038.4144 | 1203640.5075 | 2604034.913 | 1203640.7203
165 | 2604046.8072 | 1203640.5131 | 2604054.8194 | 1203640.5185
166 | 2604318.6096 | 1204247.241 | 2604333.7947 | 1204272.8716

## bus_geodata
| x | y | coords
0 | 2604716.6913 | 1203688.222
1 | 2604714.4152 | 1203688.8634
2 | 2604723.8101 | 1203686.2161
3 | 2604702.6539 | 1203692.1776
4 | 2604741.9543 | 1203687.1085
5 | 2604697.5815 | 1203693.5085
6 | 2604739.2116 | 1203701.7143
7 | 2604767.1021 | 1203692.0496
8 | 2604697.2354 | 1203693.5942
9 | 2604812.5192 | 1203704.2067
10 | 2604690.5699 | 1203695.246
11 | 2604823.1307 | 1203725.0821
12 | 2604558.835 | 1203832.0208
13 | 2604558.7625 | 1203832.4197
14 | 2604558.8386 | 1203832.0007
15 | 2604558.7608 | 1203832.4293
16 | 2604561.8706 | 1203811.6019
17 | 2604558.7586 | 1203832.4414
18 | 2604562.102 | 1203806.9339
19 | 2604556.2322 | 1203846.3525
20 | 2604562.3236 | 1203802.4664
21 | 2604554.5279 | 1203856.3587
22 | 2604573.1542 | 1203848.0527
23 | 2604562.9648 | 1203789.5345
24 | 2604632.8983 | 1203722.3259
25 | 2604618.0258 | 1203731.0776
26 | 2604649.9586 | 1203712.317
27 | 2604609.3891 | 1203736.2729
28 | 2604655.1996 | 1203709.2422
29 | 2604597.4643 | 1203743.446
30 | 2604673.5117 | 1203699.4732
31 | 2604658.2055 | 1203720.5957
32 | 2604574.6072 | 1203752.4709
33 | 2604689.7109 | 1203695.4589
34 | 2604660.7537 | 1203730.2208
35 | 2604562.8845 | 1203735.5114
36 | 2604560.5075 | 1203755.7399
37 | 2604587.7732 | 1203766.0642
38 | 2604664.403 | 1203744.0044
39 | 2604523.6043 | 1203770.9525
40 | 2604525.0473 | 1203770.4248
41 | 2604517.5682 | 1203773.1595
42 | 2604526.4966 | 1203769.8949
43 | 2604494.7037 | 1203781.6063
44 | 2604526.6673 | 1203769.8325
45 | 2604494.3976 | 1203781.7444
46 | 2604475.2809 | 1203791.9183
47 | 2604561.3562 | 1203764.7169
48 | 2604472.1926 | 1203801.8065
49 | 2604474.7695 | 1203784.7034
50 | 2604486.6303 | 1203687.6595
51 | 2604475.5264 | 1203715.0564
52 | 2604472.2181 | 1203748.7032
53 | 2604520.5614 | 1203660.5361
54 | 2604518.2743 | 1203652.1808
55 | 2604544.0001 | 1203695.7065
56 | 2604474.7425 | 1203784.3216
57 | 2604512.3233 | 1203630.4411
58 | 2604466.4133 | 1203653.5366
59 | 2604454.4816 | 1203625.7683
60 | 2604422.0568 | 1203665.1168
61 | 2604547.7067 | 1203702.4738
62 | 2604509.5611 | 1203620.3504
63 | 2604473.629 | 1203613.2348
64 | 2604447.6057 | 1203615.1968
65 | 2604411.3755 | 1203666.9874
66 | 2604549.8783 | 1203706.4385
67 | 2604507.967 | 1203614.5267
68 | 2604505.4764 | 1203597.046
69 | 2604416.7039 | 1203579.5027
70 | 2604385.9218 | 1203669.8509
71 | 2604551.7874 | 1203711.274
72 | 2604808.3176 | 1203750.7291
73 | 2604809.364 | 1203748.9173
74 | 2604806.9021 | 1203753.1798
75 | 2604814.7521 | 1203739.5885
76 | 2604805.8549 | 1203754.9928
77 | 2604816.7575 | 1203736.1165
78 | 2604792.0376 | 1203782.5664
79 | 2604793.1246 | 1203788.5384
80 | 2604752.894 | 1203825.5713
81 | 2604869.4597 | 1203719.1604
82 | 2604754.9392 | 1203830.4752
83 | 2604471.0181 | 1203805.567
84 | 2604470.8456 | 1203806.2329
85 | 2604589.6894 | 1203768.0426
86 | 2604624.6118 | 1203789.5978
87 | 2604626.5623 | 1203790.5866
88 | 2604616.8141 | 1203809.7711
89 | 2604602.4476 | 1203824.5747
90 | 2604600.113 | 1203826.8528
91 | 2604562.0925 | 1203772.5057
92 | 2604563.0298 | 1203788.2228
93 | 2604668.3187 | 1203758.7946
94 | 2604466.8691 | 1203821.5883
95 | 2604465.2547 | 1203827.8226
96 | 2604463.8731 | 1203833.1575
97 | 2604867.4266 | 1203730.9095
98 | 2604871.91 | 1203737.4167
99 | 2604463.349 | 1203835.1815
100 | 2604554.2062 | 1203858.2477
101 | 2604876.3075 | 1203741.7127
102 | 2604892.133 | 1203757.1731
103 | 2604894.1525 | 1203759.146
104 | 2604794.652 | 1203920.5211
105 | 2604804.7863 | 1203928.8344
106 | 2604779.374 | 1203932.5934
107 | 2604823.2075 | 1203943.9454
108 | 2604773.353 | 1203936.9577
109 | 2604462.8388 | 1203837.1517
110 | 2604419.3217 | 1203943.6707
111 | 2604360.6184 | 1203942.3453
112 | 2604372.727 | 1204243.3256
113 | 2604329.3548 | 1203941.0874
114 | 2604548.3547 | 1203546.9619
115 | 2604403.891 | 1203577.8777
116 | 2604380.3533 | 1203581.3486
117 | 2604352.618 | 1203578.9678
118 | 2604222.0929 | 1203515.6034
119 | 2604592.2275 | 1203601.1466
120 | 2604119.5074 | 1203618.3722
121 | 2604339.7571 | 1203677.3242
122 | 2604313.2167 | 1203685.5201
123 | 2604298.2439 | 1203690.5686
124 | 2604243.8415 | 1203699.1906
125 | 2604256.6637 | 1203741.1726
126 | 2604290.5808 | 1203757.8775
127 | 2604288.8894 | 1203782.8899
128 | 2604263.6335 | 1203760.0879
129 | 2604548.2869 | 1203892.9997
130 | 2604120.9969 | 1203620.8523
131 | 2604068.6622 | 1203637.8719
132 | 2604780.9203 | 1203964.0151
133 | 2604862.5899 | 1204027.3271
134 | 2604826.7566 | 1204052.8126
135 | 2604896.0306 | 1204014.9869
136 | 2604806.5406 | 1204057.3605
137 | 2604921.3695 | 1204045.0571
138 | 2604737.1852 | 1204006.7005
139 | 2604761.6414 | 1203973.1651
140 | 2605034.338 | 1204385.8352
141 | 2604729.7138 | 1203988.318
142 | 2604738.9532 | 1203983.933
143 | 2604721.492 | 1203992.3682
144 | 2604719.1631 | 1203993.5155
145 | 2604697.6275 | 1204004.1243
146 | 2604676.9743 | 1204014.2985
147 | 2604656.6373 | 1204024.3169
148 | 2604638.6579 | 1204033.1738
149 | 2604619.8763 | 1204042.426
150 | 2604553.5897 | 1204352.4173
151 | 2604407.6239 | 1204330.1629
152 | 2604414.5292 | 1204382.2167
153 | 2604388.7257 | 1204246.2129
154 | 2604497.5287 | 1204361.5981
155 | 2604500.632 | 1204360.7572
156 | 2604519.5824 | 1204355.9982
157 | 2604531.7077 | 1204354.2354
158 | 2604257.8282 | 1203750.136
159 | 2603859.7335 | 1203787.8239
160 | 2604017.6825 | 1203642.1814
161 | 2604034.913 | 1203640.7203
162 | 2604046.8072 | 1203640.5131
163 | 2604054.8194 | 1203640.5185
164 | 2604292.2538 | 1203935.0841
165 | 2604318.6096 | 1204247.241
166 | 2604333.7947 | 1204272.8716
167 | 2604612.2602 | 1203584.2616
168 | 2604556.2322 | 1203846.3525

## line_std_types
| c_nf_per_km | r_ohm_per_km | x_ohm_per_km | max_i_ka | type | q_mm2 | alpha | voltage_rating
NAYY 4x50 SE | 210 | 0.642 | 0.083 | 0.142 | cs | 50 | 0.00403 | LV
NAYY 4x120 SE | 264 | 0.225 | 0.08 | 0.242 | cs | 120 | 0.00403 | LV
NAYY 4x150 SE | 261 | 0.208 | 0.08 | 0.27 | cs | 150 | 0.00403 | LV
NA2XS2Y 1x95 RM/25 12/20 kV | 216 | 0.313 | 0.132 | 0.252 | cs | 95 | 0.00403 | MV
NA2XS2Y 1x185 RM/25 12/20 kV | 273 | 0.161 | 0.117 | 0.362 | cs | 185 | 0.00403 | MV
NA2XS2Y 1x240 RM/25 12/20 kV | 304 | 0.122 | 0.112 | 0.421 | cs | 240 | 0.00403 | MV
NA2XS2Y 1x95 RM/25 6/10 kV | 315 | 0.313 | 0.123 | 0.249 | cs | 95 | 0.00403 | MV
NA2XS2Y 1x185 RM/25 6/10 kV | 406 | 0.161 | 0.11 | 0.358 | cs | 185 | 0.00403 | MV
NA2XS2Y 1x240 RM/25 6/10 kV | 456 | 0.122 | 0.105 | 0.416 | cs | 240 | 0.00403 | MV
NA2XS2Y 1x150 RM/25 12/20 kV | 250 | 0.206 | 0.116 | 0.319 | cs | 150 | 0.00403 | MV
NA2XS2Y 1x120 RM/25 12/20 kV | 230 | 0.253 | 0.119 | 0.283 | cs | 120 | 0.00403 | MV
NA2XS2Y 1x70 RM/25 12/20 kV | 190 | 0.443 | 0.132 | 0.22 | cs | 70 | 0.00403 | MV
NA2XS2Y 1x150 RM/25 6/10 kV | 360 | 0.206 | 0.11 | 0.315 | cs | 150 | 0.00403 | MV
NA2XS2Y 1x120 RM/25 6/10 kV | 340 | 0.253 | 0.113 | 0.28 | cs | 120 | 0.00403 | MV
NA2XS2Y 1x70 RM/25 6/10 kV | 280 | 0.443 | 0.123 | 0.217 | cs | 70 | 0.00403 | MV
N2XS(FL)2Y 1x120 RM/35 64/110 kV | 112 | 0.153 | 0.166 | 0.366 | cs | 120 | 0.00393 | HV
N2XS(FL)2Y 1x185 RM/35 64/110 kV | 125 | 0.099 | 0.156 | 0.457 | cs | 185 | 0.00393 | HV
N2XS(FL)2Y 1x240 RM/35 64/110 kV | 135 | 0.075 | 0.149 | 0.526 | cs | 240 | 0.00393 | HV
N2XS(FL)2Y 1x300 RM/35 64/110 kV | 144 | 0.06 | 0.144 | 0.588 | cs | 300 | 0.00393 | HV
15-AL1/3-ST1A 0.4 | 11 | 1.8769 | 0.35 | 0.105 | ol | 16 | 0.00403 | LV
24-AL1/4-ST1A 0.4 | 11.25 | 1.2012 | 0.335 | 0.14 | ol | 24 | 0.00403 | LV
48-AL1/8-ST1A 0.4 | 12.2 | 0.5939 | 0.3 | 0.21 | ol | 48 | 0.00403 | LV
94-AL1/15-ST1A 0.4 | 13.2 | 0.306 | 0.29 | 0.35 | ol | 94 | 0.00403 | LV
34-AL1/6-ST1A 10.0 | 9.7 | 0.8342 | 0.36 | 0.17 | ol | 34 | 0.00403 | MV
48-AL1/8-ST1A 10.0 | 10.1 | 0.5939 | 0.35 | 0.21 | ol | 48 | 0.00403 | MV
70-AL1/11-ST1A 10.0 | 10.4 | 0.4132 | 0.339 | 0.29 | ol | 70 | 0.00403 | MV
94-AL1/15-ST1A 10.0 | 10.75 | 0.306 | 0.33 | 0.35 | ol | 94 | 0.00403 | MV
122-AL1/20-ST1A 10.0 | 11.1 | 0.2376 | 0.323 | 0.41 | ol | 122 | 0.00403 | MV
149-AL1/24-ST1A 10.0 | 11.25 | 0.194 | 0.315 | 0.47 | ol | 149 | 0.00403 | MV
34-AL1/6-ST1A 20.0 | 9.15 | 0.8342 | 0.382 | 0.17 | ol | 34 | 0.00403 | MV
48-AL1/8-ST1A 20.0 | 9.5 | 0.5939 | 0.372 | 0.21 | ol | 48 | 0.00403 | MV
70-AL1/11-ST1A 20.0 | 9.7 | 0.4132 | 0.36 | 0.29 | ol | 70 | 0.00403 | MV
94-AL1/15-ST1A 20.0 | 10 | 0.306 | 0.35 | 0.35 | ol | 94 | 0.00403 | MV
122-AL1/20-ST1A 20.0 | 10.3 | 0.2376 | 0.344 | 0.41 | ol | 122 | 0.00403 | MV
149-AL1/24-ST1A 20.0 | 10.5 | 0.194 | 0.337 | 0.47 | ol | 149 | 0.00403 | MV
184-AL1/30-ST1A 20.0 | 10.75 | 0.1571 | 0.33 | 0.535 | ol | 184 | 0.00403 | MV
243-AL1/39-ST1A 20.0 | 11 | 0.1188 | 0.32 | 0.645 | ol | 243 | 0.00403 | MV
48-AL1/8-ST1A 110.0 | 8 | 0.5939 | 0.46 | 0.21 | ol | 48 | 0.00403 | HV
70-AL1/11-ST1A 110.0 | 8.4 | 0.4132 | 0.45 | 0.29 | ol | 70 | 0.00403 | HV
94-AL1/15-ST1A 110.0 | 8.65 | 0.306 | 0.44 | 0.35 | ol | 94 | 0.00403 | HV
122-AL1/20-ST1A 110.0 | 8.5 | 0.2376 | 0.43 | 0.41 | ol | 122 | 0.00403 | HV
149-AL1/24-ST1A 110.0 | 8.75 | 0.194 | 0.41 | 0.47 | ol | 149 | 0.00403 | HV
184-AL1/30-ST1A 110.0 | 8.8 | 0.1571 | 0.4 | 0.535 | ol | 184 | 0.00403 | HV
243-AL1/39-ST1A 110.0 | 9 | 0.1188 | 0.39 | 0.645 | ol | 243 | 0.00403 | HV
305-AL1/39-ST1A 110.0 | 9.2 | 0.0949 | 0.38 | 0.74 | ol | 305 | 0.00403 | HV
490-AL1/64-ST1A 110.0 | 9.75 | 0.059 | 0.37 | 0.96 | ol | 490 | 0.00403 | HV
679-AL1/86-ST1A 110.0 | 9.95 | 0.042 | 0.36 | 1.15 | ol | 679 | 0.00403 | HV
490-AL1/64-ST1A 220.0 | 10 | 0.059 | 0.285 | 0.96 | ol | 490 | 0.00403 | HV
679-AL1/86-ST1A 220.0 | 11.7 | 0.042 | 0.275 | 1.15 | ol | 679 | 0.00403 | HV
490-AL1/64-ST1A 380.0 | 11 | 0.059 | 0.253 | 0.96 | ol | 490 | 0.00403 | HV
679-AL1/86-ST1A 380.0 | 14.6 | 0.042 | 0.25 | 1.15 | ol | 679 | 0.00403 | HV

## trafo_std_types
| i0_percent | pfe_kw | vkr_percent | sn_mva | vn_lv_kv | vn_hv_kv | vk_percent | shift_degree | vector_group | tap_side | tap_neutral | tap_min | tap_max | tap_step_degree | tap_step_percent | tap_phase_shifter
160 MVA 380/110 kV | 0.06 | 60 | 0.25 | 160 | 110 | 380 | 12.2 | 0 | Yy0 | hv | 0 | -9 | 9 | 0 | 1.5 | FALSE
100 MVA 220/110 kV | 0.06 | 55 | 0.26 | 100 | 110 | 220 | 12 | 0 | Yy0 | hv | 0 | -9 | 9 | 0 | 1.5 | FALSE
63 MVA 110/20 kV | 0.04 | 22 | 0.32 | 63 | 20 | 110 | 18 | 150 | YNd5 | hv | 0 | -9 | 9 | 0 | 1.5 | FALSE
40 MVA 110/20 kV | 0.05 | 18 | 0.34 | 40 | 20 | 110 | 16.2 | 150 | YNd5 | hv | 0 | -9 | 9 | 0 | 1.5 | FALSE
25 MVA 110/20 kV | 0.07 | 14 | 0.41 | 25 | 20 | 110 | 12 | 150 | YNd5 | hv | 0 | -9 | 9 | 0 | 1.5 | FALSE
63 MVA 110/10 kV | 0.04 | 22 | 0.32 | 63 | 10 | 110 | 18 | 150 | YNd5 | hv | 0 | -9 | 9 | 0 | 1.5 | FALSE
40 MVA 110/10 kV | 0.05 | 18 | 0.34 | 40 | 10 | 110 | 16.2 | 150 | YNd5 | hv | 0 | -9 | 9 | 0 | 1.5 | FALSE
25 MVA 110/10 kV | 0.07 | 14 | 0.41 | 25 | 10 | 110 | 12 | 150 | YNd5 | hv | 0 | -9 | 9 | 0 | 1.5 | FALSE
0.25 MVA 20/0.4 kV | 0.32 | 0.8 | 1.44 | 0.25 | 0.4 | 20 | 6 | 150 | Yzn5 | hv | 0 | -2 | 2 | 0 | 2.5 | FALSE
0.4 MVA 20/0.4 kV | 0.3375 | 1.35 | 1.425 | 0.4 | 0.4 | 20 | 6 | 150 | Dyn5 | hv | 0 | -2 | 2 | 0 | 2.5 | FALSE
0.63 MVA 20/0.4 kV | 0.2619 | 1.65 | 1.206 | 0.63 | 0.4 | 20 | 6 | 150 | Dyn5 | hv | 0 | -2 | 2 | 0 | 2.5 | FALSE
0.25 MVA 10/0.4 kV | 0.24 | 0.6 | 1.2 | 0.25 | 0.4 | 10 | 4 | 150 | Dyn5 | hv | 0 | -2 | 2 | 0 | 2.5 | FALSE
0.4 MVA 10/0.4 kV | 0.2375 | 0.95 | 1.325 | 0.4 | 0.4 | 10 | 4 | 150 | Dyn5 | hv | 0 | -2 | 2 | 0 | 2.5 | FALSE
0.63 MVA 10/0.4 kV | 0.1873 | 1.18 | 1.0794 | 0.63 | 0.4 | 10 | 4 | 150 | Dyn5 | hv | 0 | -2 | 2 | 0 | 2.5 | FALSE

## trafo3w_std_types
| sn_hv_mva | sn_mv_mva | sn_lv_mva | vn_hv_kv | vn_mv_kv | vn_lv_kv | vk_hv_percent | vk_mv_percent | vk_lv_percent | vkr_hv_percent | vkr_mv_percent | vkr_lv_percent | pfe_kw | i0_percent | shift_mv_degree | shift_lv_degree | vector_group | tap_side | tap_neutral | tap_min | tap_max | tap_step_percent
63/25/38 MVA 110/20/10 kV | 63 | 25 | 38 | 110 | 20 | 10 | 10.4 | 10.4 | 10.4 | 0.28 | 0.32 | 0.35 | 35 | 0.89 | 0 | 0 | YN0yn0yn0 | hv | 0 | -10 | 10 | 1.2
63/25/38 MVA 110/10/10 kV | 63 | 25 | 38 | 110 | 10 | 10 | 10.4 | 10.4 | 10.4 | 0.28 | 0.32 | 0.35 | 35 | 0.89 | 0 | 0 | YN0yn0yn0 | hv | 0 | -10 | 10 | 1.2

## fuse_std_types
| fuse_type | i_rated_a | t_avg | t_min | t_total | x_avg | x_min | x_total
HV 100A | HV 100A | 100 | 0 | [10.0, 3.64, 0.854, 0.281, 0.1, 0.0531, 0.022, 0.01] | [10.0, 4.267, 1.21, 0.403, 0.1, 0.058, 0.022, 0.01] | 0 | [300.0, 350.0, 450.0, 550.0, 700.0, 850.0, 1200.0, 1752.0] | [600.0, 700.0, 900.0, 1150.0, 1665.0, 2000.0, 3000.0, 4313.0]
HV 10A | HV 10A | 10 | 0 | [10.0, 1675.0, 0.344, 0.156, 0.1, 0.0417, 0.0171, 0.01] | [10.0, 1.3, 0.3, 0.155, 0.1, 0.0555, 0.023, 0.01] | 0 | [30.0, 32.0, 35.0, 37.0, 39.0, 50.0, 70.0, 88.0] | [60.0, 70.0, 80.0, 87.0, 94.0, 110.0, 150.0, 216.0]
HV 125A | HV 125A | 125 | 0 | [10.0, 1.82, 0.344, 0.1, 0.0467, 0.0269, 0.01] | [10.0, 2.478, 0.426, 0.1, 0.0427, 0.0211, 0.01] | 0 | [375.0, 500.0, 700.0, 925.0, 1200.0, 1500.0, 2341.0] | [750.0, 1000.0, 1500.0, 2200.0, 3000.0, 4000.0, 5765.0]
HV 160A | HV 160A | 160 | 0 | [10.0, 4.15, 1.03, 0.198, 0.1, 0.051, 0.0172, 0.01] | [10.0, 2.3, 0.734, 0.274, 0.1, 0.046, 0.0177, 0.01] | 0 | [480.0, 550.0, 700.0, 1000.0, 1260.0, 1600.0, 2500.0, 3227.0] | [960.0, 1300.0, 1700.0, 2200.0, 2996.0, 4000.0, 6000.0, 7946.0]
HV 16A | HV 16A | 16 | 0 | [10.0, 0.352, 0.164, 0.1, 0.0649, 0.0342, 0.01] | [10.0, 2.34, 0.722, 0.181, 0.1, 0.055, 0.0296, 0.01] | 0 | [48.0, 60.0, 65.0, 71.0, 80.0, 100.0, 162.0] | [96.0, 110.0, 125.0, 150.0, 168.0, 200.0, 250.0, 398.0]
HV 200A | HV 200A | 200 | 0 | [10.0, 4.267, 1.21, 0.403, 0.1, 0.058, 0.022, 0.01] | [10.0, 3.73, 1.654, 0.328, 0.1, 0.0531, 0.019, 0.01] | 0 | [600.0, 700.0, 900.0, 1150.0, 1665.0, 2000.0, 3000.0, 4313.0] | [1200.0, 1500.0, 1800.0, 2700.0, 3960.0, 5000.0, 7500.0, 10620.0]
HV 20A | HV 20A | 20 | 0 | [10.0, 1.3, 0.3, 0.155, 0.1, 0.0555, 0.023, 0.01] | [10.0, 1.3, 0.161, 0.1, 0.0611, 0.0399, 0.0141, 0.01] | 0 | [60.0, 70.0, 80.0, 87.0, 94.0, 110.0, 150.0, 216.0] | [120.0, 150.0, 200.0, 223.0, 260.0, 300.0, 450.0, 532.0]
HV 25A | HV 25A | 25 | 0 | [10.0, 2.512, 0.833, 0.299, 0.1, 0.0372, 0.0223, 0.01] | [10.0, 3.125, 0.597, 0.198, 0.1, 0.0378, 0.022, 0.01] | 0 | [75.0, 82.0, 90.0, 100.0, 124.0, 170.0, 200.0, 289.0] | [150.0, 170.0, 210.0, 250.0, 294.0, 400.0, 500.0, 711.0]
HV 31.5A | HV 31.5A | 31.5 | 0 | [10.0, 2.34, 0.722, 0.181, 0.1, 0.055, 0.0296, 0.01] | [10.0, 2.84, 0.368, 0.164, 0.1, 0.0621, 0.0378, 0.0195, 0.01] | 0 | [95.0, 110.0, 125.0, 150.0, 165.0, 200.0, 250.0, 390.0] | [189.0, 220.0, 300.0, 350.0, 393.0, 450.0, 530.0, 700.0, 960.0]
HV 40A | HV 40A | 40 | 0 | [10.0, 1.3, 0.161, 0.1, 0.0611, 0.0399, 0.0141, 0.01] | [10.0, 2.05, 0.369, 0.198, 0.1, 0.051, 0.0298, 0.01] | 0 | [120.0, 150.0, 200.0, 223.0, 260.0, 300.0, 450.0, 532.0] | [240.0, 300.0, 400.0, 450.0, 530.0, 650.0, 800.0, 1311.0]
HV 50A | HV 50A | 50 | 0 | [10.0, 3.215, 0.597, 0.198, 0.1, 0.0378, 0.022, 0.01] | [10.0, 3.64, 0.854, 0.281, 0.1, 0.0531, 0.022, 0.01] | 0 | [150.0, 170.0, 210.0, 250.0, 294.0, 400.0, 500.0, 711.0] | [300.0, 350.0, 450.0, 550.0, 700.0, 850.0, 1200.0, 1752.0]
HV 6.3A | HV 6.3A | 6.3 | 0 | [10.0, 1.39, 0.344, 0.168, 0.1, 0.056, 0.0263, 0.01] | [10.0, 1.711, 0.516, 0.198, 0.1, 0.0634, 0.0303, 0.01] | 0 | [19.0, 19.5, 20.4, 20.8, 22.0, 25.0, 32.0, 48.0] | [38.0, 40.0, 43.0, 48.0, 53.0, 60.0, 75.0, 118.0]
HV 63A | HV 63A | 63 | 0 | [10.0, 2.84, 0.368, 0.164, 0.1, 0.0621, 0.0378, 0.0195, 0.01] | [10.0, 1.82, 0.344, 0.1, 0.0467, 0.0269, 0.01] | 0 | [189.0, 220.0, 300.0, 350.0, 393.0, 450.0, 530.0, 700.0, 961.0] | [378.0, 500.0, 700.0, 934.0, 1200.0, 1500.0, 2366.0]
HV 80A | HV 80A | 80 | 0 | [10.0, 2.05, 0.369, 0.198, 0.1, 0.051, 0.0298, 0.01] | [10.0, 4.15, 1.03, 0.198, 0.1, 0.051, 0.0172, 0.01] | 0 | [240.0, 300.0, 400.0, 450.0, 530.0, 650.0, 800.0, 1311.0] | [480.0, 550.0, 700.0, 1000.0, 1260.0, 1600.0, 2500.0, 3227.0]
Siemens NH-1-100 | Siemens NH-1-100 | 100 | [5400.0, 2000.0, 400.0, 20.0, 1.0, 0.2, 0.012, 0.004] | 0 | 0 | [150.0, 190.0, 250.0, 430.0, 900.0, 1250.0, 2700.0, 3600.0] | 0 | 0
Siemens NH-1-125 | Siemens NH-1-125 | 125 | [4800.0, 120.0, 7.0, 0.1, 0.004] | 0 | 0 | [180.0, 400.0, 740.0, 2000.0, 4250.0] | 0 | 0
Siemens NH-1-16 | Siemens NH-1-16 | 16 | [4000.0, 400.0, 2.0, 0.1, 0.04, 0.01] | 0 | 0 | [26.0, 35.0, 75.0, 150.0, 200.0, 300.0] | 0 | 0
Siemens NH-1-160 | Siemens NH-1-160 | 160 | [4800.0, 120.0, 7.0, 0.1, 0.004] | 0 | 0 | [210.0, 500.0, 900.0, 2300.0, 5000.0] | 0 | 0
Siemens NH-1-25 | Siemens NH-1-25 | 25 | [4000.0, 1000.0, 10.0, 0.2, 0.02, 0.01] | 0 | 0 | [40.0, 50.0, 100.0, 210.0, 400.0, 500.0] | 0 | 0
Siemens NH-1-50 | Siemens NH-1-50 | 50 | [4000.0, 40.0, 4.0, 1.0, 0.02, 0.01] | 0 | 0 | [86.0, 200.0, 300.0, 400.0, 1000.0, 1280.0] | 0 | 0
Siemens NH-1-63 | Siemens NH-1-63 | 63 | [4000.0, 100.0, 10.0, 2.0, 0.04, 0.01] | 0 | 0 | [100.0, 200.0, 300.0, 400.0, 1000.0, 1500.0] | 0 | 0
Siemens NH-1-80 | Siemens NH-1-80 | 80 | [4800.0, 120.0, 7.0, 0.1, 0.01] | 0 | 0 | [150.58, 250.0, 450.0, 1150.0, 2470.0] | 0 | 0
Siemens NH-2-1000 | Siemens NH-2-1000 | 1000 | [4800.0, 120.0, 7.0, 0.1, 0.004] | 0 | 0 | [1900.0, 3500.0, 8400.0, 24000.0, 52000.0] | 0 | 0
Siemens NH-2-200 | Siemens NH-2-200 | 200 | [4800.0, 120.0, 7.0, 0.1, 0.004] | 0 | 0 | [280.0, 650.0, 1200.0, 3000.0, 7000.0] | 0 | 0
Siemens NH-2-224 | Siemens NH-2-224 | 224 | [4800.0, 120.0, 7.0, 0.2, 0.04, 0.004] | 0 | 0 | [400.0, 750.0, 1453.0, 3025.0, 4315.0, 7600.0] | 0 | 0
Siemens NH-2-250 | Siemens NH-2-250 | 250 | [4800.0, 120.0, 7.0, 0.1, 0.004] | 0 | 0 | [450.0, 800.0, 1650.0, 4000.0, 8500.0] | 0 | 0
Siemens NH-2-315 | Siemens NH-2-315 | 315 | [4800.0, 120.0, 7.0, 0.1, 0.004] | 0 | 0 | [550.0, 920.0, 1900.0, 5000.0, 11000.0] | 0 | 0
Siemens NH-2-355 | Siemens NH-2-355 | 355 | [4800.0, 120.0, 6.0, 0.1, 0.004] | 0 | 0 | [650.0, 1116.27, 2350.0, 5840.0, 12790.0] | 0 | 0
Siemens NH-2-400 | Siemens NH-2-400 | 400 | [4800.0, 120.0, 7.0, 0.1, 0.004] | 0 | 0 | [720.0, 1350.0, 2800.0, 6500.0, 15000.0] | 0 | 0
Siemens NH-2-425 | Siemens NH-2-425 | 425 | [4800.0, 120.0, 7.0, 0.1, 0.004] | 0 | 0 | [850.0, 1500.0, 3050.0, 7500.0, 16500.0] | 0 | 0
Siemens NH-2-630 | Siemens NH-2-630 | 630 | [4800.0, 120.0, 7.0, 0.1, 0.004] | 0 | 0 | [1200.0, 2000.0, 4800.0, 12000.0, 26000.0] | 0 | 0

## dtypes
| element | column | dtype
0 | bus | name | object
1 | bus | vn_kv | float64
2 | bus | type | object
3 | bus | zone | object
4 | bus | in_service | bool
5 | load | name | object
6 | load | bus | uint32
7 | load | p_mw | float64
8 | load | q_mvar | float64
9 | load | const_z_percent | float64
10 | load | const_i_percent | float64
11 | load | sn_mva | float64
12 | load | scaling | float64
13 | load | in_service | bool
14 | load | type | object
15 | ext_grid | name | object
16 | ext_grid | bus | uint32
17 | ext_grid | vm_pu | float64
18 | ext_grid | va_degree | float64
19 | ext_grid | slack_weight | float64
20 | ext_grid | in_service | bool
21 | line | name | object
22 | line | std_type | object
23 | line | from_bus | uint32
24 | line | to_bus | uint32
25 | line | length_km | float64
26 | line | r_ohm_per_km | float64
27 | line | x_ohm_per_km | float64
28 | line | c_nf_per_km | float64
29 | line | g_us_per_km | float64
30 | line | max_i_ka | float64
31 | line | df | float64
32 | line | parallel | uint32
33 | line | type | object
34 | line | in_service | bool
35 | trafo | name | object
36 | trafo | std_type | object
37 | trafo | hv_bus | uint32
38 | trafo | lv_bus | uint32
39 | trafo | sn_mva | float64
40 | trafo | vn_hv_kv | float64
41 | trafo | vn_lv_kv | float64
42 | trafo | vk_percent | float64
43 | trafo | vkr_percent | float64
44 | trafo | pfe_kw | float64
45 | trafo | i0_percent | float64
46 | trafo | shift_degree | float64
47 | trafo | tap_side | object
48 | trafo | tap_neutral | int32
49 | trafo | tap_min | int32
50 | trafo | tap_max | int32
51 | trafo | tap_step_percent | float64
52 | trafo | tap_step_degree | float64
53 | trafo | tap_pos | int32
54 | trafo | tap_phase_shifter | bool
55 | trafo | parallel | uint32
56 | trafo | df | float64
57 | trafo | in_service | bool
58 | line_geodata | coords | object
59 | bus_geodata | x | float64
60 | bus_geodata | y | float64
61 | bus_geodata | coords | object

## parameters
| version | format_version | converged | OPF_converged | name | f_hz | sn_mva
0 | 2.14.6 | 2.14.0 | FALSE | FALSE |  | 50 | 1