## bus
| name | vn_kv | type | zone | in_service
0 | bus_LV_355-122_0_8_node_0 | 0.4 | n |  | TRUE
1 | bus_LV_355-122_0_8_node_1 | 0.4 | n |  | TRUE
2 | bus_LV_355-122_0_8_node_167 | 0.4 | n |  | TRUE
3 | bus_LV_355-122_0_8_node_2 | 0.4 | n |  | TRUE
4 | bus_LV_355-122_0_8_node_3 | 0.4 | n |  | TRUE
5 | bus_LV_355-122_0_8_node_165 | 0.4 | n |  | TRUE
6 | bus_LV_355-122_0_8_node_5 | 0.4 | n |  | TRUE
7 | bus_LV_355-122_0_8_node_13 | 0.4 | n |  | TRUE
8 | bus_LV_355-122_0_8_node_8 | 0.4 | n |  | TRUE
9 | bus_LV_355-122_0_8_node_11 | 0.4 | n |  | TRUE
10 | bus_LV_355-122_0_8_node_6 | 0.4 | n |  | TRUE
11 | bus_LV_355-122_0_8_node_7 | 0.4 | n |  | TRUE
12 | bus_LV_355-122_0_8_node_9 | 0.4 | n |  | TRUE
13 | bus_LV_355-122_0_8_node_10 | 0.4 | n |  | TRUE
14 | bus_LV_355-122_0_8_node_14 | 0.4 | n |  | TRUE
15 | bus_LV_355-122_0_8_node_12 | 0.4 | n |  | TRUE
16 | bus_LV_355-122_0_8_node_176 | 0.4 | n |  | TRUE
17 | bus_LV_355-122_0_8_node_15 | 0.4 | n |  | TRUE
18 | bus_LV_355-122_0_8_node_172 | 0.4 | n |  | TRUE
19 | bus_LV_355-122_0_8_node_27 | 0.4 | n |  | TRUE
20 | bus_LV_355-122_0_8_node_16 | 0.4 | n |  | TRUE
21 | bus_LV_355-122_0_8_node_171 | 0.4 | n |  | TRUE
22 | bus_LV_355-122_0_8_node_23 | 0.4 | n |  | TRUE
23 | bus_LV_355-122_0_8_node_17 | 0.4 | n |  | TRUE
24 | bus_LV_355-122_0_8_node_18 | 0.4 | n |  | TRUE
25 | bus_LV_355-122_0_8_node_19 | 0.4 | n |  | TRUE
26 | bus_LV_355-122_0_8_node_20 | 0.4 | n |  | TRUE
27 | bus_LV_355-122_0_8_node_21 | 0.4 | n |  | TRUE
28 | bus_LV_355-122_0_8_node_25 | 0.4 | n |  | TRUE
29 | bus_LV_355-122_0_8_node_26 | 0.4 | n |  | TRUE
30 | bus_LV_355-122_0_8_node_86 | 0.4 | n |  | TRUE
31 | bus_LV_355-122_0_8_node_154 | 0.4 | n |  | TRUE
32 | bus_LV_355-122_0_8_node_88 | 0.4 | n |  | TRUE
33 | bus_LV_355-122_0_8_node_90 | 0.4 | n |  | TRUE
34 | bus_LV_355-122_0_8_node_56 | 0.4 | n |  | TRUE
35 | bus_LV_355-122_0_8_node_58 | 0.4 | n |  | TRUE
36 | bus_LV_355-122_0_8_node_59 | 0.4 | n |  | TRUE
37 | bus_LV_355-122_0_8_node_54 | 0.4 | n |  | TRUE
38 | bus_LV_355-122_0_8_node_60 | 0.4 | n |  | TRUE
39 | bus_LV_355-122_0_8_node_82 | 0.4 | n |  | TRUE
40 | bus_LV_355-122_0_8_node_80 | 0.4 | n |  | TRUE
41 | bus_LV_355-122_0_8_node_87 | 0.4 | n |  | TRUE
42 | bus_LV_355-122_0_8_node_146 | 0.4 | n |  | TRUE
43 | bus_LV_355-122_0_8_node_28 | 0.4 | n |  | TRUE
44 | bus_LV_355-122_0_8_node_29 | 0.4 | n |  | TRUE
45 | bus_LV_355-122_0_8_node_30 | 0.4 | n |  | TRUE
46 | bus_LV_355-122_0_8_node_31 | 0.4 | n |  | TRUE
47 | bus_LV_355-122_0_8_node_32 | 0.4 | n |  | TRUE
48 | bus_LV_355-122_0_8_node_33 | 0.4 | n |  | TRUE
49 | bus_LV_355-122_0_8_node_34 | 0.4 | n |  | TRUE
50 | bus_LV_355-122_0_8_node_45 | 0.4 | n |  | TRUE
51 | bus_LV_355-122_0_8_node_42 | 0.4 | n |  | TRUE
52 | bus_LV_355-122_0_8_node_40 | 0.4 | n |  | TRUE
53 | bus_LV_355-122_0_8_node_43 | 0.4 | n |  | TRUE
54 | bus_LV_355-122_0_8_node_35 | 0.4 | n |  | TRUE
55 | bus_LV_355-122_0_8_node_36 | 0.4 | n |  | TRUE
56 | bus_LV_355-122_0_8_node_37 | 0.4 | n |  | TRUE
57 | bus_LV_355-122_0_8_node_38 | 0.4 | n |  | TRUE
58 | bus_LV_355-122_0_8_node_39 | 0.4 | n |  | TRUE
59 | bus_LV_355-122_0_8_node_41 | 0.4 | n |  | TRUE
60 | bus_LV_355-122_0_8_node_51 | 0.4 | n |  | TRUE
61 | bus_LV_355-122_0_8_node_48 | 0.4 | n |  | TRUE
62 | bus_LV_355-122_0_8_node_44 | 0.4 | n |  | TRUE
63 | bus_LV_355-122_0_8_node_175 | 0.4 | n |  | TRUE
64 | bus_LV_355-122_0_8_node_46 | 0.4 | n |  | TRUE
65 | bus_LV_355-122_0_8_node_47 | 0.4 | n |  | TRUE
66 | bus_LV_355-122_0_8_node_49 | 0.4 | n |  | TRUE
67 | bus_LV_355-122_0_8_node_50 | 0.4 | n |  | TRUE
68 | bus_LV_355-122_0_8_node_52 | 0.4 | n |  | TRUE
69 | bus_LV_355-122_0_8_node_53 | 0.4 | n |  | TRUE
70 | bus_LV_355-122_0_8_node_91 | 0.4 | n |  | TRUE
71 | bus_LV_355-122_0_8_node_174 | 0.4 | n |  | TRUE
72 | bus_LV_355-122_0_8_node_61 | 0.4 | n |  | TRUE
73 | bus_LV_355-122_0_8_node_151 | 0.4 | n |  | TRUE
74 | bus_LV_355-122_0_8_node_89 | 0.4 | n |  | TRUE
75 | bus_LV_355-122_0_8_node_57 | 0.4 | n |  | TRUE
76 | bus_LV_355-122_0_8_node_55 | 0.4 | n |  | TRUE
77 | bus_LV_355-122_0_8_node_62 | 0.4 | n |  | TRUE
78 | bus_LV_355-122_0_8_node_83 | 0.4 | n |  | TRUE
79 | bus_LV_355-122_0_8_node_159 | 0.4 | n |  | TRUE
80 | bus_LV_355-122_0_8_node_81 | 0.4 | n |  | TRUE
81 | bus_LV_355-122_0_8_node_79 | 0.4 | n |  | TRUE
82 | bus_LV_355-122_0_8_node_63 | 0.4 | n |  | TRUE
83 | bus_LV_355-122_0_8_node_64 | 0.4 | n |  | TRUE
84 | bus_LV_355-122_0_8_node_65 | 0.4 | n |  | TRUE
85 | bus_LV_355-122_0_8_node_66 | 0.4 | n |  | TRUE
86 | bus_LV_355-122_0_8_node_67 | 0.4 | n |  | TRUE
87 | bus_LV_355-122_0_8_node_68 | 0.4 | n |  | TRUE
88 | bus_LV_355-122_0_8_node_69 | 0.4 | n |  | TRUE
89 | bus_LV_355-122_0_8_node_70 | 0.4 | n |  | TRUE
90 | bus_LV_355-122_0_8_node_71 | 0.4 | n |  | TRUE
91 | bus_LV_355-122_0_8_node_74 | 0.4 | n |  | TRUE
92 | bus_LV_355-122_0_8_node_84 | 0.4 | n |  | TRUE
93 | bus_LV_355-122_0_8_node_94 | 0.4 | n |  | TRUE
94 | bus_LV_355-122_0_8_node_76 | 0.4 | n |  | TRUE
95 | bus_LV_355-122_0_8_node_72 | 0.4 | n |  | TRUE
96 | bus_LV_355-122_0_8_node_85 | 0.4 | n |  | TRUE
97 | bus_LV_355-122_0_8_node_95 | 0.4 | n |  | TRUE
98 | bus_LV_355-122_0_8_node_96 | 0.4 | n |  | TRUE
99 | bus_LV_355-122_0_8_node_119 | 0.4 | n |  | TRUE
100 | bus_LV_355-122_0_8_node_97 | 0.4 | n |  | TRUE
101 | bus_LV_355-122_0_8_node_98 | 0.4 | n |  | TRUE
102 | bus_LV_355-122_0_8_node_99 | 0.4 | n |  | TRUE
103 | bus_LV_355-122_0_8_node_100 | 0.4 | n |  | TRUE
104 | bus_LV_355-122_0_8_node_101 | 0.4 | n |  | TRUE
105 | bus_LV_355-122_0_8_node_102 | 0.4 | n |  | TRUE
106 | bus_LV_355-122_0_8_node_103 | 0.4 | n |  | TRUE
107 | bus_LV_355-122_0_8_node_116 | 0.4 | n |  | TRUE
108 | bus_LV_355-122_0_8_node_113 | 0.4 | n |  | TRUE
109 | bus_LV_355-122_0_8_node_120 | 0.4 | n |  | TRUE
110 | bus_LV_355-122_0_8_node_104 | 0.4 | n |  | TRUE
111 | bus_LV_355-122_0_8_node_105 | 0.4 | n |  | TRUE
112 | bus_LV_355-122_0_8_node_106 | 0.4 | n |  | TRUE
113 | bus_LV_355-122_0_8_node_107 | 0.4 | n |  | TRUE
114 | bus_LV_355-122_0_8_node_108 | 0.4 | n |  | TRUE
115 | bus_LV_355-122_0_8_node_109 | 0.4 | n |  | TRUE
116 | bus_LV_355-122_0_8_node_110 | 0.4 | n |  | TRUE
117 | bus_LV_355-122_0_8_node_117 | 0.4 | n |  | TRUE
118 | bus_LV_355-122_0_8_node_115 | 0.4 | n |  | TRUE
119 | bus_LV_355-122_0_8_node_111 | 0.4 | n |  | TRUE
120 | bus_LV_355-122_0_8_node_112 | 0.4 | n |  | TRUE
121 | bus_LV_355-122_0_8_node_114 | 0.4 | n |  | TRUE
122 | bus_LV_355-122_0_8_node_118 | 0.4 | n |  | TRUE
123 | bus_LV_355-122_0_8_node_129 | 0.4 | n |  | TRUE
124 | bus_LV_355-122_0_8_node_121 | 0.4 | n |  | TRUE
125 | bus_LV_355-122_0_8_node_123 | 0.4 | n |  | TRUE
126 | bus_LV_355-122_0_8_node_122 | 0.4 | n |  | TRUE
127 | bus_LV_355-122_0_8_node_124 | 0.4 | n |  | TRUE
128 | bus_LV_355-122_0_8_node_125 | 0.4 | n |  | TRUE
129 | bus_LV_355-122_0_8_node_126 | 0.4 | n |  | TRUE
130 | bus_LV_355-122_0_8_node_127 | 0.4 | n |  | TRUE
131 | bus_LV_355-122_0_8_node_128 | 0.4 | n |  | TRUE
132 | bus_LV_355-122_0_8_node_169 | 0.4 | n |  | TRUE
133 | bus_LV_355-122_0_8_node_168 | 0.4 | n |  | TRUE
134 | bus_LV_355-122_0_8_node_130 | 0.4 | n |  | TRUE
135 | bus_LV_355-122_0_8_node_131 | 0.4 | n |  | TRUE
136 | bus_LV_355-122_0_8_node_170 | 0.4 | n |  | TRUE
137 | bus_LV_355-122_0_8_node_73 | 0.4 | n |  | TRUE
138 | bus_LV_355-122_0_8_node_75 | 0.4 | n |  | TRUE
139 | bus_LV_355-122_0_8_node_77 | 0.4 | n |  | TRUE
140 | bus_LV_355-122_0_8_node_78 | 0.4 | n |  | TRUE
141 | bus_LV_355-122_0_8_node_92 | 0.4 | n |  | TRUE
142 | bus_LV_355-122_0_8_node_93 | 0.4 | n |  | TRUE
143 | bus_LV_355-122_0_8_node_152 | 0.4 | n |  | TRUE
144 | bus_LV_355-122_0_8_node_132 | 0.4 | n |  | TRUE
145 | bus_LV_355-122_0_8_node_133 | 0.4 | n |  | TRUE
146 | bus_LV_355-122_0_8_node_134 | 0.4 | n |  | TRUE
147 | bus_LV_355-122_0_8_node_135 | 0.4 | n |  | TRUE
148 | bus_LV_355-122_0_8_node_136 | 0.4 | n |  | TRUE
149 | bus_LV_355-122_0_8_node_149 | 0.4 | n |  | TRUE
150 | bus_LV_355-122_0_8_node_150 | 0.4 | n |  | TRUE
151 | bus_LV_355-122_0_8_node_137 | 0.4 | n |  | TRUE
152 | bus_LV_355-122_0_8_node_138 | 0.4 | n |  | TRUE
153 | bus_LV_355-122_0_8_node_162 | 0.4 | n |  | TRUE
154 | bus_LV_355-122_0_8_node_139 | 0.4 | n |  | TRUE
155 | bus_LV_355-122_0_8_node_142 | 0.4 | n |  | TRUE
156 | bus_LV_355-122_0_8_node_143 | 0.4 | n |  | TRUE
157 | bus_LV_355-122_0_8_node_163 | 0.4 | n |  | TRUE
158 | bus_LV_355-122_0_8_node_140 | 0.4 | n |  | TRUE
159 | bus_LV_355-122_0_8_node_144 | 0.4 | n |  | TRUE
160 | bus_LV_355-122_0_8_node_145 | 0.4 | n |  | TRUE
161 | bus_LV_355-122_0_8_node_161 | 0.4 | n |  | TRUE
162 | bus_LV_355-122_0_8_node_141 | 0.4 | n |  | TRUE
163 | bus_LV_355-122_0_8_node_147 | 0.4 | n |  | TRUE
164 | bus_LV_355-122_0_8_node_164 | 0.4 | n |  | TRUE
165 | bus_LV_355-122_0_8_node_155 | 0.4 | n |  | TRUE
166 | bus_LV_355-122_0_8_node_156 | 0.4 | n |  | TRUE
167 | bus_LV_355-122_0_8_node_157 | 0.4 | n |  | TRUE
168 | bus_LV_355-122_0_8_node_158 | 0.4 | n |  | TRUE
169 | bus_LV_355-122_0_8_node_160 | 0.4 | n |  | TRUE
170 | bus_MV_120_0_node_96 | 20 | n |  | TRUE

## load
| name | bus | p_mw | q_mvar | const_z_percent | const_i_percent | sn_mva | scaling | in_service | type
0 | LV_355-122_0_8_load_0 | 0 | 0.0012358 | 0.00030973 | 0 | 0 |  | 1 | TRUE | wye
1 | LV_355-122_0_8_load_1 | 1 | 0.0016819 | 0.00042152 | 0 | 0 |  | 1 | TRUE | wye
2 | LV_355-122_0_8_load_2 | 3 | 0.0039461 | 0.00098899 | 0 | 0 |  | 1 | TRUE | wye
3 | LV_355-122_0_8_load_3 | 4 | 0.018638 | 0.0046712 | 0 | 0 |  | 1 | TRUE | wye
4 | LV_355-122_0_8_load_165 | 5 | 0.0032203 | 0.00080707 | 0 | 0 |  | 1 | TRUE | wye
5 | LV_355-122_0_8_load_5 | 6 | 0.00012885 | 3.2292e-05 | 0 | 0 |  | 1 | TRUE | wye
6 | LV_355-122_0_8_load_6 | 10 | 0.00030566 | 7.6607e-05 | 0 | 0 |  | 1 | TRUE | wye
7 | LV_355-122_0_8_load_9 | 12 | 0.0011801 | 0.00029577 | 0 | 0 |  | 1 | TRUE | wye
8 | LV_355-122_0_8_load_10 | 13 | 0.00015296 | 3.8335e-05 | 0 | 0 |  | 1 | TRUE | wye
9 | LV_355-122_0_8_load_176 | 16 | 0.00029036 | 7.2772e-05 | 0 | 0 |  | 1 | TRUE | wye
10 | LV_355-122_0_8_load_15 | 17 | 0.00064655 | 0.00016204 | 0 | 0 |  | 1 | TRUE | wye
11 | LV_355-122_0_8_load_16 | 20 | 0.000137 | 3.4337e-05 | 0 | 0 |  | 1 | TRUE | wye
12 | LV_355-122_0_8_load_171 | 21 | 0.00011648 | 2.9192e-05 | 0 | 0 |  | 1 | TRUE | wye
13 | LV_355-122_0_8_load_23 | 22 | 0.0038172 | 0.00095669 | 0 | 0 |  | 1 | TRUE | wye
14 | LV_355-122_0_8_load_17 | 23 | 0.014259 | 0.0035736 | 0 | 0 |  | 1 | TRUE | wye
15 | LV_355-122_0_8_load_20 | 26 | 0.022278 | 0.0055834 | 0 | 0 |  | 1 | TRUE | wye
16 | LV_355-122_0_8_load_26 | 29 | 0.0029114 | 0.00072966 | 0 | 0 |  | 1 | TRUE | wye
17 | LV_355-122_0_8_load_86 | 30 | 0.005539 | 0.0013882 | 0 | 0 |  | 1 | TRUE | wye
18 | LV_355-122_0_8_load_154 | 31 | 0.0030114 | 0.00075474 | 0 | 0 |  | 1 | TRUE | wye
19 | LV_355-122_0_8_load_88 | 32 | 0.0037076 | 0.00092922 | 0 | 0 |  | 1 | TRUE | wye
20 | LV_355-122_0_8_load_58 | 35 | 0.0044677 | 0.0011197 | 0 | 0 |  | 1 | TRUE | wye
21 | LV_355-122_0_8_load_59 | 36 | 0.0014962 | 0.00037499 | 0 | 0 |  | 1 | TRUE | wye
22 | LV_355-122_0_8_load_54 | 37 | 0.0013172 | 0.00033011 | 0 | 0 |  | 1 | TRUE | wye
23 | LV_355-122_0_8_load_82 | 39 | 0.0022256 | 0.00055779 | 0 | 0 |  | 1 | TRUE | wye
24 | LV_355-122_0_8_load_146 | 42 | 0.0025109 | 0.0006293 | 0 | 0 |  | 1 | TRUE | wye
25 | LV_355-122_0_8_load_28 | 43 | 0.0022032 | 0.00055218 | 0 | 0 |  | 1 | TRUE | wye
26 | LV_355-122_0_8_load_29 | 44 | 0.0022754 | 0.00057026 | 0 | 0 |  | 1 | TRUE | wye
27 | LV_355-122_0_8_load_30 | 45 | 0.002227 | 0.00055813 | 0 | 0 |  | 1 | TRUE | wye
28 | LV_355-122_0_8_load_31 | 46 | 0.0018037 | 0.00045206 | 0 | 0 |  | 1 | TRUE | wye
29 | LV_355-122_0_8_load_32 | 47 | 0.002258 | 0.0005659 | 0 | 0 |  | 1 | TRUE | wye
30 | LV_355-122_0_8_load_33 | 48 | 0.0022609 | 0.00056663 | 0 | 0 |  | 1 | TRUE | wye
31 | LV_355-122_0_8_load_34 | 49 | 0.0018061 | 0.00045266 | 0 | 0 |  | 1 | TRUE | wye
32 | LV_355-122_0_8_load_45 | 50 | 0.0017762 | 0.00044517 | 0 | 0 |  | 1 | TRUE | wye
33 | LV_355-122_0_8_load_42 | 51 | 0.0017758 | 0.00044505 | 0 | 0 |  | 1 | TRUE | wye
34 | LV_355-122_0_8_load_40 | 52 | 0.0018049 | 0.00045235 | 0 | 0 |  | 1 | TRUE | wye
35 | LV_355-122_0_8_load_43 | 53 | 0.0017884 | 0.0004482 | 0 | 0 |  | 1 | TRUE | wye
36 | LV_355-122_0_8_load_35 | 54 | 0.0029398 | 0.00073678 | 0 | 0 |  | 1 | TRUE | wye
37 | LV_355-122_0_8_load_36 | 55 | 0.0024968 | 0.00062576 | 0 | 0 |  | 1 | TRUE | wye
38 | LV_355-122_0_8_load_37 | 56 | 0.0022372 | 0.0005607 | 0 | 0 |  | 1 | TRUE | wye
39 | LV_355-122_0_8_load_38 | 57 | 0.0018104 | 0.00045374 | 0 | 0 |  | 1 | TRUE | wye
40 | LV_355-122_0_8_load_39 | 58 | 0.0022201 | 0.00055642 | 0 | 0 |  | 1 | TRUE | wye
41 | LV_355-122_0_8_load_41 | 59 | 0.0025288 | 0.00063378 | 0 | 0 |  | 1 | TRUE | wye
42 | LV_355-122_0_8_load_51 | 60 | 0.0026556 | 0.00066557 | 0 | 0 |  | 1 | TRUE | wye
43 | LV_355-122_0_8_load_175 | 63 | 0.008999 | 0.0022554 | 0 | 0 |  | 1 | TRUE | wye
44 | LV_355-122_0_8_load_46 | 64 | 0.0025852 | 0.00064792 | 0 | 0 |  | 1 | TRUE | wye
45 | LV_355-122_0_8_load_47 | 65 | 0.0017712 | 0.0004439 | 0 | 0 |  | 1 | TRUE | wye
46 | LV_355-122_0_8_load_49 | 66 | 0.0059398 | 0.0014887 | 0 | 0 |  | 1 | TRUE | wye
47 | LV_355-122_0_8_load_50 | 67 | 0.0022397 | 0.00056133 | 0 | 0 |  | 1 | TRUE | wye
48 | LV_355-122_0_8_load_91 | 70 | 0.0058674 | 0.0014705 | 0 | 0 |  | 1 | TRUE | wye
49 | LV_355-122_0_8_load_174 | 71 | 0.013593 | 0.0034068 | 0 | 0 |  | 1 | TRUE | wye
50 | LV_355-122_0_8_load_61 | 72 | 0.0015357 | 0.00038487 | 0 | 0 |  | 1 | TRUE | wye
51 | LV_355-122_0_8_load_89 | 74 | 0.0072583 | 0.0018191 | 0 | 0 |  | 1 | TRUE | wye
52 | LV_355-122_0_8_load_57 | 75 | 0.0014765 | 0.00037005 | 0 | 0 |  | 1 | TRUE | wye
53 | LV_355-122_0_8_load_55 | 76 | 0.0013239 | 0.00033181 | 0 | 0 |  | 1 | TRUE | wye
54 | LV_355-122_0_8_load_62 | 77 | 0.0015006 | 0.0003761 | 0 | 0 |  | 1 | TRUE | wye
55 | LV_355-122_0_8_load_83 | 78 | 0.00086691 | 0.00021727 | 0 | 0 |  | 1 | TRUE | wye
56 | LV_355-122_0_8_load_159 | 79 | 0.003496 | 0.00087617 | 0 | 0 |  | 1 | TRUE | wye
57 | LV_355-122_0_8_load_81 | 80 | 0.00085827 | 0.0002151 | 0 | 0 |  | 1 | TRUE | wye
58 | LV_355-122_0_8_load_79 | 81 | 0.0012527 | 0.00031395 | 0 | 0 |  | 1 | TRUE | wye
59 | LV_355-122_0_8_load_63 | 82 | 0.0012838 | 0.00032174 | 0 | 0 |  | 1 | TRUE | wye
60 | LV_355-122_0_8_load_64 | 83 | 0.0013392 | 0.00033565 | 0 | 0 |  | 1 | TRUE | wye
61 | LV_355-122_0_8_load_65 | 84 | 0.0013275 | 0.00033271 | 0 | 0 |  | 1 | TRUE | wye
62 | LV_355-122_0_8_load_66 | 85 | 0.0013178 | 0.00033028 | 0 | 0 |  | 1 | TRUE | wye
63 | LV_355-122_0_8_load_67 | 86 | 0.0013438 | 0.00033679 | 0 | 0 |  | 1 | TRUE | wye
64 | LV_355-122_0_8_load_68 | 87 | 0.0051159 | 0.0012822 | 0 | 0 |  | 1 | TRUE | wye
65 | LV_355-122_0_8_load_69 | 88 | 0.00132 | 0.00033082 | 0 | 0 |  | 1 | TRUE | wye
66 | LV_355-122_0_8_load_70 | 89 | 0.0013004 | 0.00032592 | 0 | 0 |  | 1 | TRUE | wye
67 | LV_355-122_0_8_load_71 | 90 | 0.013756 | 0.0034475 | 0 | 0 |  | 1 | TRUE | wye
68 | LV_355-122_0_8_load_84 | 92 | 0.0016482 | 0.00041307 | 0 | 0 |  | 1 | TRUE | wye
69 | LV_355-122_0_8_load_94 | 93 | 0.00092215 | 0.00023111 | 0 | 0 |  | 1 | TRUE | wye
70 | LV_355-122_0_8_load_76 | 94 | 0.00079752 | 0.00019988 | 0 | 0 |  | 1 | TRUE | wye
71 | LV_355-122_0_8_load_72 | 95 | 0.0016994 | 0.0004259 | 0 | 0 |  | 1 | TRUE | wye
72 | LV_355-122_0_8_load_85 | 96 | 0.0013668 | 0.00034255 | 0 | 0 |  | 1 | TRUE | wye
73 | LV_355-122_0_8_load_95 | 97 | 0.00035766 | 8.9639e-05 | 0 | 0 |  | 1 | TRUE | wye
74 | LV_355-122_0_8_load_96 | 98 | 0.0001839 | 4.609e-05 | 0 | 0 |  | 1 | TRUE | wye
75 | LV_355-122_0_8_load_119 | 99 | 0.00033327 | 8.3525e-05 | 0 | 0 |  | 1 | TRUE | wye
76 | LV_355-122_0_8_load_97 | 100 | 0.00026463 | 6.6323e-05 | 0 | 0 |  | 1 | TRUE | wye
77 | LV_355-122_0_8_load_98 | 101 | 0.00073588 | 0.00018443 | 0 | 0 |  | 1 | TRUE | wye
78 | LV_355-122_0_8_load_99 | 102 | 7.7917e-05 | 1.9528e-05 | 0 | 0 |  | 1 | TRUE | wye
79 | LV_355-122_0_8_load_101 | 104 | 0.00065336 | 0.00016375 | 0 | 0 |  | 1 | TRUE | wye
80 | LV_355-122_0_8_load_116 | 107 | 0.00073492 | 0.00018419 | 0 | 0 |  | 1 | TRUE | wye
81 | LV_355-122_0_8_load_113 | 108 | 0.00085929 | 0.00021536 | 0 | 0 |  | 1 | TRUE | wye
82 | LV_355-122_0_8_load_120 | 109 | 0.00011267 | 2.8237e-05 | 0 | 0 |  | 1 | TRUE | wye
83 | LV_355-122_0_8_load_104 | 110 | 0.00051616 | 0.00012936 | 0 | 0 |  | 1 | TRUE | wye
84 | LV_355-122_0_8_load_105 | 111 | 0.001536 | 0.00038496 | 0 | 0 |  | 1 | TRUE | wye
85 | LV_355-122_0_8_load_106 | 112 | 0.00017432 | 4.3689e-05 | 0 | 0 |  | 1 | TRUE | wye
86 | LV_355-122_0_8_load_107 | 113 | 0.00018143 | 4.5471e-05 | 0 | 0 |  | 1 | TRUE | wye
87 | LV_355-122_0_8_load_108 | 114 | 0.0003272 | 8.2003e-05 | 0 | 0 |  | 1 | TRUE | wye
88 | LV_355-122_0_8_load_109 | 115 | 0.0017321 | 0.0004341 | 0 | 0 |  | 1 | TRUE | wye
89 | LV_355-122_0_8_load_110 | 116 | 0.00021653 | 5.4267e-05 | 0 | 0 |  | 1 | TRUE | wye
90 | LV_355-122_0_8_load_117 | 117 | 0.00043779 | 0.00010972 | 0 | 0 |  | 1 | TRUE | wye
91 | LV_355-122_0_8_load_115 | 118 | 0.00050954 | 0.0001277 | 0 | 0 |  | 1 | TRUE | wye
92 | LV_355-122_0_8_load_111 | 119 | 0.00018013 | 4.5146e-05 | 0 | 0 |  | 1 | TRUE | wye
93 | LV_355-122_0_8_load_112 | 120 | 0.0020907 | 0.00052397 | 0 | 0 |  | 1 | TRUE | wye
94 | LV_355-122_0_8_load_114 | 121 | 0.0017944 | 0.00044971 | 0 | 0 |  | 1 | TRUE | wye
95 | LV_355-122_0_8_load_118 | 122 | 0.00036046 | 9.034e-05 | 0 | 0 |  | 1 | TRUE | wye
96 | LV_355-122_0_8_load_121 | 124 | 0.0001458 | 3.654e-05 | 0 | 0 |  | 1 | TRUE | wye
97 | LV_355-122_0_8_load_123 | 125 | 8.5226e-05 | 2.136e-05 | 0 | 0 |  | 1 | TRUE | wye
98 | LV_355-122_0_8_load_122 | 126 | 0.00013363 | 3.3492e-05 | 0 | 0 |  | 1 | TRUE | wye
99 | LV_355-122_0_8_load_126 | 129 | 0.00023618 | 5.9192e-05 | 0 | 0 |  | 1 | TRUE | wye
100 | LV_355-122_0_8_load_127 | 130 | 9.5605e-05 | 2.3961e-05 | 0 | 0 |  | 1 | TRUE | wye
101 | LV_355-122_0_8_load_128 | 131 | 0.00063581 | 0.00015935 | 0 | 0 |  | 1 | TRUE | wye
102 | LV_355-122_0_8_load_169 | 132 | 0.00026382 | 6.6121e-05 | 0 | 0 |  | 1 | TRUE | wye
103 | LV_355-122_0_8_load_168 | 133 | 0.00017433 | 4.3691e-05 | 0 | 0 |  | 1 | TRUE | wye
104 | LV_355-122_0_8_load_130 | 134 | 0.00038013 | 9.5268e-05 | 0 | 0 |  | 1 | TRUE | wye
105 | LV_355-122_0_8_load_131 | 135 | 0.00024475 | 6.134e-05 | 0 | 0 |  | 1 | TRUE | wye
106 | LV_355-122_0_8_load_170 | 136 | 0.0020991 | 0.00052609 | 0 | 0 |  | 1 | TRUE | wye
107 | LV_355-122_0_8_load_73 | 137 | 0.0016433 | 0.00041184 | 0 | 0 |  | 1 | TRUE | wye
108 | LV_355-122_0_8_load_75 | 138 | 0.0029674 | 0.00074371 | 0 | 0 |  | 1 | TRUE | wye
109 | LV_355-122_0_8_load_77 | 139 | 0.00086317 | 0.00021633 | 0 | 0 |  | 1 | TRUE | wye
110 | LV_355-122_0_8_load_78 | 140 | 0.0133 | 0.0033333 | 0 | 0 |  | 1 | TRUE | wye
111 | LV_355-122_0_8_load_92 | 141 | 0.012957 | 0.0032472 | 0 | 0 |  | 1 | TRUE | wye
112 | LV_355-122_0_8_load_93 | 142 | 0.0038619 | 0.00096788 | 0 | 0 |  | 1 | TRUE | wye
113 | LV_355-122_0_8_load_152 | 143 | 0.0020244 | 0.00050735 | 0 | 0 |  | 1 | TRUE | wye
114 | LV_355-122_0_8_load_132 | 144 | 0.0018087 | 0.00045331 | 0 | 0 |  | 1 | TRUE | wye
115 | LV_355-122_0_8_load_133 | 145 | 0.0029925 | 0.00075 | 0 | 0 |  | 1 | TRUE | wye
116 | LV_355-122_0_8_load_134 | 146 | 0.00041564 | 0.00010417 | 0 | 0 |  | 1 | TRUE | wye
117 | LV_355-122_0_8_load_136 | 148 | 0.0013182 | 0.00033037 | 0 | 0 |  | 1 | TRUE | wye
118 | LV_355-122_0_8_load_149 | 149 | 0.012463 | 0.0031236 | 0 | 0 |  | 1 | TRUE | wye
119 | LV_355-122_0_8_load_137 | 151 | 0.0045113 | 0.0011306 | 0 | 0 |  | 1 | TRUE | wye
120 | LV_355-122_0_8_load_138 | 152 | 0.00035886 | 8.9939e-05 | 0 | 0 |  | 1 | TRUE | wye
121 | LV_355-122_0_8_load_162 | 153 | 0.016971 | 0.0042534 | 0 | 0 |  | 1 | TRUE | wye
122 | LV_355-122_0_8_load_139 | 154 | 0.00037639 | 9.4333e-05 | 0 | 0 |  | 1 | TRUE | wye
123 | LV_355-122_0_8_load_143 | 156 | 0.00043658 | 0.00010942 | 0 | 0 |  | 1 | TRUE | wye
124 | LV_355-122_0_8_load_140 | 158 | 0.00064107 | 0.00016067 | 0 | 0 |  | 1 | TRUE | wye
125 | LV_355-122_0_8_load_144 | 159 | 0.0014765 | 0.00037004 | 0 | 0 |  | 1 | TRUE | wye
126 | LV_355-122_0_8_load_145 | 160 | 0.0011734 | 0.00029407 | 0 | 0 |  | 1 | TRUE | wye
127 | LV_355-122_0_8_load_161 | 161 | 0.00044731 | 0.00011211 | 0 | 0 |  | 1 | TRUE | wye
128 | LV_355-122_0_8_load_141 | 162 | 0.0003724 | 9.3331e-05 | 0 | 0 |  | 1 | TRUE | wye
129 | LV_355-122_0_8_load_147 | 163 | 0.00096533 | 0.00024194 | 0 | 0 |  | 1 | TRUE | wye
130 | LV_355-122_0_8_load_164 | 164 | 0.0051442 | 0.0012893 | 0 | 0 |  | 1 | TRUE | wye
131 | LV_355-122_0_8_load_155 | 165 | 0.0010725 | 0.0002688 | 0 | 0 |  | 1 | TRUE | wye
132 | LV_355-122_0_8_load_156 | 166 | 0.0010849 | 0.00027189 | 0 | 0 |  | 1 | TRUE | wye
133 | LV_355-122_0_8_load_157 | 167 | 0.00092751 | 0.00023246 | 0 | 0 |  | 1 | TRUE | wye
134 | LV_355-122_0_8_load_158 | 168 | 0.00092641 | 0.00023218 | 0 | 0 |  | 1 | TRUE | wye
135 | LV_355-122_0_8_load_160 | 169 | 0.0011765 | 0.00029486 | 0 | 0 |  | 1 | TRUE | wye

## ext_grid
| name | bus | vm_pu | va_degree | slack_weight | in_service
0 |  | 72 | 1 | 0 | 1 | TRUE

## line
| name | std_type | from_bus | to_bus | length_km | r_ohm_per_km | x_ohm_per_km | c_nf_per_km | g_us_per_km | max_i_ka | df | parallel | type | in_service
0 | LV_355-122_0_8_line_0 |  | 0 | 1 | 0.03755 | 0.125 | 0.08 | 261 | 0 | 0.364 | 1 | 1 | cs | TRUE
1 | LV_355-122_0_8_line_1 |  | 1 | 2 | 0.037396 | 0.125 | 0.08 | 261 | 0 | 0.364 | 1 | 1 | cs | TRUE
2 | LV_355-122_0_8_line_2 |  | 2 | 5 | 0.074034 | 0.125 | 0.08 | 261 | 0 | 0.364 | 1 | 1 | cs | TRUE
3 | LV_355-122_0_8_line_3 |  | 3 | 4 | 0.04312 | 0.125 | 0.08 | 261 | 0 | 0.364 | 1 | 1 | cs | TRUE
4 | LV_355-122_0_8_line_4 |  | 4 | 6 | 0.057733 | 0.125 | 0.08 | 261 | 0 | 0.364 | 1 | 1 | cs | TRUE
5 | LV_355-122_0_8_line_5 |  | 5 | 23 | 0.032437 | 0.125 | 0.08 | 261 | 0 | 0.364 | 1 | 1 | cs | TRUE
6 | LV_355-122_0_8_line_6 |  | 6 | 7 | 0.06642 | 0.125 | 0.08 | 261 | 0 | 0.364 | 1 | 1 | cs | TRUE
7 | LV_355-122_0_8_line_7 |  | 7 | 8 | 0.048774 | 0.125 | 0.08 | 261 | 0 | 0.364 | 1 | 1 | cs | TRUE
8 | LV_355-122_0_8_line_8 |  | 7 | 9 | 0.048666 | 0.125 | 0.08 | 261 | 0 | 0.364 | 1 | 1 | cs | TRUE
9 | LV_355-122_0_8_line_9 |  | 8 | 13 | 0.032382 | 0.125 | 0.08 | 261 | 0 | 0.364 | 1 | 1 | cs | TRUE
10 | LV_355-122_0_8_line_10 |  | 8 | 10 | 0.012399 | 0.125 | 0.08 | 261 | 0 | 0.364 | 1 | 1 | cs | TRUE
11 | LV_355-122_0_8_line_11 |  | 9 | 15 | 0.037507 | 0.125 | 0.08 | 261 | 0 | 0.364 | 1 | 1 | cs | TRUE
12 | LV_355-122_0_8_line_12 |  | 9 | 16 | 0.074982 | 0.125 | 0.08 | 261 | 0 | 0.364 | 1 | 1 | cs | TRUE
13 | LV_355-122_0_8_line_13 |  | 10 | 11 | 0.055699 | 0.125 | 0.08 | 261 | 0 | 0.364 | 1 | 1 | cs | TRUE
14 | LV_355-122_0_8_line_14 |  | 11 | 12 | 0.055522 | 0.125 | 0.08 | 261 | 0 | 0.364 | 1 | 1 | cs | TRUE
15 | LV_355-122_0_8_line_15 |  | 12 | 14 | 0.036878 | 0.125 | 0.08 | 261 | 0 | 0.364 | 1 | 1 | cs | TRUE
16 | LV_355-122_0_8_line_16 |  | 14 | 19 | 0.015275 | 0.125 | 0.08 | 261 | 0 | 0.364 | 1 | 1 | cs | TRUE
17 | LV_355-122_0_8_line_17 |  | 15 | 17 | 0.042743 | 0.125 | 0.08 | 261 | 0 | 0.364 | 1 | 1 | cs | TRUE
18 | LV_355-122_0_8_line_18 |  | 15 | 18 | 0.11743 | 0.125 | 0.08 | 261 | 0 | 0.364 | 1 | 1 | cs | TRUE
19 | LV_355-122_0_8_line_19 |  | 17 | 20 | 0.016233 | 0.125 | 0.08 | 261 | 0 | 0.364 | 1 | 1 | cs | TRUE
20 | LV_355-122_0_8_line_20 |  | 18 | 21 | 0.053382 | 0.125 | 0.08 | 261 | 0 | 0.364 | 1 | 1 | cs | TRUE
21 | LV_355-122_0_8_line_21 |  | 19 | 22 | 0.027286 | 0.125 | 0.08 | 261 | 0 | 0.364 | 1 | 1 | cs | TRUE
22 | LV_355-122_0_8_line_22 |  | 22 | 25 | 0.02271 | 0.125 | 0.08 | 261 | 0 | 0.364 | 1 | 1 | cs | TRUE
23 | LV_355-122_0_8_line_23 |  | 23 | 24 | 0.018053 | 0.125 | 0.08 | 261 | 0 | 0.364 | 1 | 4 | cs | TRUE
24 | LV_355-122_0_8_line_24 |  | 23 | 25 | 0.044125 | 0.125 | 0.08 | 261 | 0 | 0.364 | 1 | 4 | cs | TRUE
25 | LV_355-122_0_8_line_25 |  | 24 | 26 | 0.043517 | 0.125 | 0.08 | 261 | 0 | 0.364 | 1 | 4 | cs | TRUE
26 | LV_355-122_0_8_line_26 |  | 25 | 27 | 0.004464 | 0.125 | 0.08 | 261 | 0 | 0.364 | 1 | 4 | cs | TRUE
27 | LV_355-122_0_8_line_27 |  | 26 | 28 | 0.030677 | 0.125 | 0.08 | 261 | 0 | 0.364 | 1 | 4 | cs | TRUE
28 | LV_355-122_0_8_line_28 |  | 27 | 29 | 0.067133 | 0.125 | 0.08 | 261 | 0 | 0.364 | 1 | 4 | cs | TRUE
29 | LV_355-122_0_8_line_29 |  | 28 | 30 | 0.016226 | 0.125 | 0.08 | 261 | 0 | 0.364 | 1 | 4 | cs | TRUE
30 | LV_355-122_0_8_line_30 |  | 29 | 31 | 0.018809 | 0.125 | 0.08 | 261 | 0 | 0.364 | 1 | 4 | cs | TRUE
31 | LV_355-122_0_8_line_31 |  | 30 | 41 | 0.046566 | 0.125 | 0.08 | 261 | 0 | 0.364 | 1 | 4 | cs | TRUE
32 | LV_355-122_0_8_line_32 |  | 31 | 42 | 0.10309 | 0.125 | 0.08 | 261 | 0 | 0.364 | 1 | 4 | cs | TRUE
33 | LV_355-122_0_8_line_33 |  | 32 | 33 | 0.023174 | 0.125 | 0.08 | 261 | 0 | 0.364 | 1 | 1 | cs | TRUE
34 | LV_355-122_0_8_line_34 |  | 33 | 74 | 0.031904 | 0.125 | 0.08 | 261 | 0 | 0.364 | 1 | 1 | cs | TRUE
35 | LV_355-122_0_8_line_35 |  | 33 | 68 | 0.013874 | 0.125 | 0.08 | 261 | 0 | 0.364 | 1 | 1 | cs | TRUE
36 | LV_355-122_0_8_line_36 |  | 34 | 35 | 0.004605 | 0.125 | 0.08 | 261 | 0 | 0.364 | 1 | 1 | cs | TRUE
37 | LV_355-122_0_8_line_37 |  | 34 | 36 | 0.023815 | 0.125 | 0.08 | 261 | 0 | 0.364 | 1 | 1 | cs | TRUE
38 | LV_355-122_0_8_line_38 |  | 34 | 37 | 0.026856 | 0.125 | 0.08 | 261 | 0 | 0.364 | 1 | 2 | cs | TRUE
39 | LV_355-122_0_8_line_39 |  | 36 | 77 | 0.0017241 | 0.125 | 0.08 | 261 | 0 | 0.364 | 1 | 1 | cs | TRUE
40 | LV_355-122_0_8_line_40 |  | 37 | 76 | 0.0019962 | 0.125 | 0.08 | 261 | 0 | 0.364 | 1 | 4 | cs | TRUE
41 | LV_355-122_0_8_line_41 |  | 38 | 39 | 0.024295 | 0.125 | 0.08 | 261 | 0 | 0.364 | 1 | 1 | cs | TRUE
42 | LV_355-122_0_8_line_42 |  | 38 | 40 | 0.004757 | 0.125 | 0.08 | 261 | 0 | 0.364 | 1 | 1 | cs | TRUE
43 | LV_355-122_0_8_line_43 |  | 39 | 79 | 0.025775 | 0.125 | 0.08 | 261 | 0 | 0.364 | 1 | 1 | cs | TRUE
44 | LV_355-122_0_8_line_44 |  | 40 | 80 | 0.042826 | 0.125 | 0.08 | 261 | 0 | 0.364 | 1 | 1 | cs | TRUE
45 | LV_355-122_0_8_line_45 |  | 40 | 81 | 0.030349 | 0.125 | 0.08 | 261 | 0 | 0.364 | 1 | 1 | cs | TRUE
46 | LV_355-122_0_8_line_46 |  | 41 | 141 | 0.021899 | 0.125 | 0.08 | 261 | 0 | 0.364 | 1 | 4 | cs | TRUE
47 | LV_355-122_0_8_line_47 |  | 42 | 159 | 0.031331 | 0.125 | 0.08 | 261 | 0 | 0.364 | 1 | 4 | cs | TRUE
48 | LV_355-122_0_8_line_48 |  | 43 | 44 | 4.2194e-05 | 0.125 | 0.08 | 261 | 0 | 0.364 | 1 | 1 | cs | TRUE
49 | LV_355-122_0_8_line_49 |  | 43 | 45 | 0.0025773 | 0.125 | 0.08 | 261 | 0 | 0.364 | 1 | 1 | cs | TRUE
50 | LV_355-122_0_8_line_50 |  | 44 | 46 | 0.0004305 | 0.125 | 0.08 | 261 | 0 | 0.364 | 1 | 1 | cs | TRUE
51 | LV_355-122_0_8_line_51 |  | 45 | 47 | 0.0024617 | 0.125 | 0.08 | 261 | 0 | 0.364 | 1 | 1 | cs | TRUE
52 | LV_355-122_0_8_line_52 |  | 46 | 48 | 0.0020686 | 0.125 | 0.08 | 261 | 0 | 0.364 | 1 | 1 | cs | TRUE
53 | LV_355-122_0_8_line_53 |  | 47 | 49 | 0.010706 | 0.125 | 0.08 | 261 | 0 | 0.364 | 1 | 1 | cs | TRUE
54 | LV_355-122_0_8_line_54 |  | 48 | 50 | 0.00038231 | 0.125 | 0.08 | 261 | 0 | 0.364 | 1 | 1 | cs | TRUE
55 | LV_355-122_0_8_line_55 |  | 49 | 51 | 0.0034431 | 0.125 | 0.08 | 261 | 0 | 0.364 | 1 | 1 | cs | TRUE
56 | LV_355-122_0_8_line_56 |  | 50 | 52 | 0.0025049 | 0.125 | 0.08 | 261 | 0 | 0.364 | 1 | 1 | cs | TRUE
57 | LV_355-122_0_8_line_57 |  | 51 | 53 | 0.004042 | 0.125 | 0.08 | 261 | 0 | 0.364 | 1 | 1 | cs | TRUE
58 | LV_355-122_0_8_line_58 |  | 52 | 57 | 0.022375 | 0.125 | 0.08 | 261 | 0 | 0.364 | 1 | 1 | cs | TRUE
59 | LV_355-122_0_8_line_59 |  | 53 | 62 | 0.023427 | 0.125 | 0.08 | 261 | 0 | 0.364 | 1 | 1 | cs | TRUE
60 | LV_355-122_0_8_line_60 |  | 54 | 55 | 0.017659 | 0.125 | 0.08 | 261 | 0 | 0.364 | 1 | 1 | cs | TRUE
61 | LV_355-122_0_8_line_61 |  | 54 | 56 | 0.0013039 | 0.125 | 0.08 | 261 | 0 | 0.364 | 1 | 1 | cs | TRUE
62 | LV_355-122_0_8_line_62 |  | 55 | 57 | 0.00032641 | 0.125 | 0.08 | 261 | 0 | 0.364 | 1 | 1 | cs | TRUE
63 | LV_355-122_0_8_line_63 |  | 56 | 58 | 0.0025967 | 0.125 | 0.08 | 261 | 0 | 0.364 | 1 | 1 | cs | TRUE
64 | LV_355-122_0_8_line_64 |  | 58 | 59 | 0.0025823 | 0.125 | 0.08 | 261 | 0 | 0.364 | 1 | 1 | cs | TRUE
65 | LV_355-122_0_8_line_65 |  | 59 | 60 | 0.0065035 | 0.125 | 0.08 | 261 | 0 | 0.364 | 1 | 1 | cs | TRUE
66 | LV_355-122_0_8_line_66 |  | 60 | 61 | 0.089229 | 0.125 | 0.08 | 261 | 0 | 0.364 | 1 | 2 | cs | TRUE
67 | LV_355-122_0_8_line_67 |  | 61 | 67 | 0.084063 | 0.125 | 0.08 | 261 | 0 | 0.364 | 1 | 4 | cs | TRUE
68 | LV_355-122_0_8_line_68 |  | 61 | 64 | 0.015637 | 0.125 | 0.08 | 261 | 0 | 0.364 | 1 | 4 | cs | TRUE
69 | LV_355-122_0_8_line_69 |  | 62 | 63 | 0.012058 | 0.125 | 0.08 | 261 | 0 | 0.364 | 1 | 1 | cs | TRUE
70 | LV_355-122_0_8_line_70 |  | 64 | 65 | 0.018118 | 0.125 | 0.08 | 261 | 0 | 0.364 | 1 | 4 | cs | TRUE
71 | LV_355-122_0_8_line_71 |  | 65 | 66 | 0.012845 | 0.125 | 0.08 | 261 | 0 | 0.364 | 1 | 4 | cs | TRUE
72 | LV_355-122_0_8_line_72 |  | 66 | 68 | 0.017431 | 0.125 | 0.08 | 261 | 0 | 0.364 | 1 | 4 | cs | TRUE
73 | LV_355-122_0_8_line_73 |  | 67 | 69 | 0.017112 | 0.125 | 0.08 | 261 | 0 | 0.364 | 1 | 4 | cs | TRUE
74 | LV_355-122_0_8_line_74 |  | 68 | 70 | 0.033798 | 0.125 | 0.08 | 261 | 0 | 0.364 | 1 | 4 | cs | TRUE
75 | LV_355-122_0_8_line_75 |  | 69 | 71 | 0.007432 | 0.125 | 0.08 | 261 | 0 | 0.364 | 1 | 1 | cs | TRUE
76 | LV_355-122_0_8_line_76 |  | 69 | 72 | 0.037183 | 0.125 | 0.08 | 261 | 0 | 0.364 | 1 | 4 | cs | TRUE
77 | LV_355-122_0_8_line_77 |  | 70 | 73 | 0.0020233 | 0.125 | 0.08 | 261 | 0 | 0.364 | 1 | 4 | cs | TRUE
78 | LV_355-122_0_8_line_78 |  | 72 | 75 | 0.0020486 | 0.125 | 0.08 | 261 | 0 | 0.364 | 1 | 4 | cs | TRUE
79 | LV_355-122_0_8_line_79 |  | 73 | 143 | 0.032738 | 0.125 | 0.08 | 261 | 0 | 0.364 | 1 | 3 | cs | TRUE
80 | LV_355-122_0_8_line_80 |  | 73 | 142 | 0.02912 | 0.125 | 0.08 | 261 | 0 | 0.364 | 1 | 4 | cs | TRUE
81 | LV_355-122_0_8_line_81 |  | 75 | 76 | 0.00049152 | 0.125 | 0.08 | 261 | 0 | 0.364 | 1 | 4 | cs | TRUE
82 | LV_355-122_0_8_line_82 |  | 77 | 78 | 0.023961 | 0.125 | 0.08 | 261 | 0 | 0.364 | 1 | 1 | cs | TRUE
83 | LV_355-122_0_8_line_83 |  | 78 | 80 | 0.0014594 | 0.125 | 0.08 | 261 | 0 | 0.364 | 1 | 1 | cs | TRUE
84 | LV_355-122_0_8_line_84 |  | 81 | 139 | 0.0011002 | 0.125 | 0.08 | 261 | 0 | 0.364 | 1 | 1 | cs | TRUE
85 | LV_355-122_0_8_line_85 |  | 82 | 83 | 0.0023912 | 0.125 | 0.08 | 261 | 0 | 0.364 | 1 | 1 | cs | TRUE
86 | LV_355-122_0_8_line_86 |  | 82 | 84 | 0.015315 | 0.125 | 0.08 | 261 | 0 | 0.364 | 1 | 1 | cs | TRUE
87 | LV_355-122_0_8_line_87 |  | 83 | 85 | 0.0031103 | 0.125 | 0.08 | 261 | 0 | 0.364 | 1 | 1 | cs | TRUE
88 | LV_355-122_0_8_line_88 |  | 84 | 86 | 0.0035084 | 0.125 | 0.08 | 261 | 0 | 0.364 | 1 | 1 | cs | TRUE
89 | LV_355-122_0_8_line_89 |  | 84 | 87 | 0.025463 | 0.125 | 0.08 | 261 | 0 | 0.364 | 1 | 1 | cs | TRUE
90 | LV_355-122_0_8_line_90 |  | 85 | 88 | 0.0022243 | 0.125 | 0.08 | 261 | 0 | 0.364 | 1 | 1 | cs | TRUE
91 | LV_355-122_0_8_line_91 |  | 86 | 89 | 0.0023083 | 0.125 | 0.08 | 261 | 0 | 0.364 | 1 | 1 | cs | TRUE
92 | LV_355-122_0_8_line_92 |  | 87 | 90 | 0.021223 | 0.125 | 0.08 | 261 | 0 | 0.364 | 1 | 1 | cs | TRUE
93 | LV_355-122_0_8_line_93 |  | 88 | 91 | 0.0056463 | 0.125 | 0.08 | 261 | 0 | 0.364 | 1 | 1 | cs | TRUE
94 | LV_355-122_0_8_line_94 |  | 89 | 92 | 0.0045234 | 0.125 | 0.08 | 261 | 0 | 0.364 | 1 | 1 | cs | TRUE
95 | LV_355-122_0_8_line_95 |  | 90 | 93 | 0.29076 | 0.125 | 0.08 | 261 | 0 | 0.364 | 1 | 1 | cs | TRUE
96 | LV_355-122_0_8_line_96 |  | 91 | 94 | 0.074545 | 0.125 | 0.08 | 261 | 0 | 0.364 | 1 | 1 | cs | TRUE
97 | LV_355-122_0_8_line_97 |  | 91 | 95 | 0.021925 | 0.125 | 0.08 | 261 | 0 | 0.364 | 1 | 1 | cs | TRUE
98 | LV_355-122_0_8_line_98 |  | 92 | 96 | 0.0004717 | 0.125 | 0.08 | 261 | 0 | 0.364 | 1 | 1 | cs | TRUE
99 | LV_355-122_0_8_line_99 |  | 93 | 97 | 0.039099 | 0.125 | 0.08 | 261 | 0 | 0.364 | 1 | 1 | cs | TRUE
100 | LV_355-122_0_8_line_100 |  | 94 | 140 | 0.029859 | 0.125 | 0.08 | 261 | 0 | 0.364 | 1 | 1 | cs | TRUE
101 | LV_355-122_0_8_line_101 |  | 95 | 137 | 0.00057777 | 0.125 | 0.08 | 261 | 0 | 0.364 | 1 | 1 | cs | TRUE
102 | LV_355-122_0_8_line_102 |  | 97 | 98 | 0.019713 | 0.125 | 0.08 | 261 | 0 | 0.364 | 1 | 1 | cs | TRUE
103 | LV_355-122_0_8_line_103 |  | 98 | 99 | 0.022965 | 0.125 | 0.08 | 261 | 0 | 0.364 | 1 | 1 | cs | TRUE
104 | LV_355-122_0_8_line_104 |  | 99 | 122 | 0.021259 | 0.125 | 0.08 | 261 | 0 | 0.364 | 1 | 1 | cs | TRUE
105 | LV_355-122_0_8_line_105 |  | 100 | 101 | 0.02221 | 0.125 | 0.08 | 261 | 0 | 0.364 | 1 | 1 | cs | TRUE
106 | LV_355-122_0_8_line_106 |  | 100 | 102 | 0.071141 | 0.125 | 0.08 | 261 | 0 | 0.364 | 1 | 1 | cs | TRUE
107 | LV_355-122_0_8_line_107 |  | 101 | 103 | 0.013948 | 0.125 | 0.08 | 261 | 0 | 0.364 | 1 | 1 | cs | TRUE
108 | LV_355-122_0_8_line_108 |  | 102 | 104 | 0.047549 | 0.125 | 0.08 | 261 | 0 | 0.364 | 1 | 1 | cs | TRUE
109 | LV_355-122_0_8_line_109 |  | 103 | 105 | 0.050946 | 0.125 | 0.08 | 261 | 0 | 0.364 | 1 | 1 | cs | TRUE
110 | LV_355-122_0_8_line_110 |  | 104 | 106 | 0.0035346 | 0.125 | 0.08 | 261 | 0 | 0.364 | 1 | 1 | cs | TRUE
111 | LV_355-122_0_8_line_111 |  | 105 | 107 | 0.066157 | 0.125 | 0.08 | 261 | 0 | 0.364 | 1 | 1 | cs | TRUE
112 | LV_355-122_0_8_line_112 |  | 105 | 108 | 0.051574 | 0.125 | 0.08 | 261 | 0 | 0.364 | 1 | 1 | cs | TRUE
113 | LV_355-122_0_8_line_113 |  | 106 | 109 | 0.0051179 | 0.125 | 0.08 | 261 | 0 | 0.364 | 1 | 1 | cs | TRUE
114 | LV_355-122_0_8_line_114 |  | 107 | 122 | 0.11471 | 0.125 | 0.08 | 261 | 0 | 0.364 | 1 | 1 | cs | TRUE
115 | LV_355-122_0_8_line_115 |  | 108 | 119 | 0.018568 | 0.125 | 0.08 | 261 | 0 | 0.364 | 1 | 1 | cs | TRUE
116 | LV_355-122_0_8_line_116 |  | 109 | 124 | 0.010263 | 0.125 | 0.08 | 261 | 0 | 0.364 | 1 | 1 | cs | TRUE
117 | LV_355-122_0_8_line_117 |  | 110 | 111 | 0.0085168 | 0.125 | 0.08 | 261 | 0 | 0.364 | 1 | 1 | cs | TRUE
118 | LV_355-122_0_8_line_118 |  | 110 | 112 | 0.014903 | 0.125 | 0.08 | 261 | 0 | 0.364 | 1 | 1 | cs | TRUE
119 | LV_355-122_0_8_line_119 |  | 111 | 113 | 0.086015 | 0.125 | 0.08 | 261 | 0 | 0.364 | 1 | 1 | cs | TRUE
120 | LV_355-122_0_8_line_120 |  | 112 | 114 | 0.00026159 | 0.125 | 0.08 | 261 | 0 | 0.364 | 1 | 1 | cs | TRUE
121 | LV_355-122_0_8_line_121 |  | 113 | 115 | 0.016844 | 0.125 | 0.08 | 261 | 0 | 0.364 | 1 | 1 | cs | TRUE
122 | LV_355-122_0_8_line_122 |  | 114 | 116 | 0.0062232 | 0.125 | 0.08 | 261 | 0 | 0.364 | 1 | 1 | cs | TRUE
123 | LV_355-122_0_8_line_123 |  | 115 | 117 | 0.0079212 | 0.125 | 0.08 | 261 | 0 | 0.364 | 1 | 1 | cs | TRUE
124 | LV_355-122_0_8_line_124 |  | 116 | 118 | 0.0060745 | 0.125 | 0.08 | 261 | 0 | 0.364 | 1 | 1 | cs | TRUE
125 | LV_355-122_0_8_line_125 |  | 117 | 123 | 0.010276 | 0.125 | 0.08 | 261 | 0 | 0.364 | 1 | 1 | cs | TRUE
126 | LV_355-122_0_8_line_126 |  | 118 | 121 | 0.012915 | 0.125 | 0.08 | 261 | 0 | 0.364 | 1 | 1 | cs | TRUE
127 | LV_355-122_0_8_line_127 |  | 119 | 120 | 0.021285 | 0.125 | 0.08 | 261 | 0 | 0.364 | 1 | 1 | cs | TRUE
128 | LV_355-122_0_8_line_128 |  | 120 | 121 | 0.036854 | 0.125 | 0.08 | 261 | 0 | 0.364 | 1 | 1 | cs | TRUE
129 | LV_355-122_0_8_line_129 |  | 123 | 134 | 0.041787 | 0.125 | 0.08 | 261 | 0 | 0.364 | 1 | 1 | cs | TRUE
130 | LV_355-122_0_8_line_130 |  | 124 | 125 | 0.0083178 | 0.125 | 0.08 | 261 | 0 | 0.364 | 1 | 1 | cs | TRUE
131 | LV_355-122_0_8_line_131 |  | 125 | 126 | 0.0010593 | 0.125 | 0.08 | 261 | 0 | 0.364 | 1 | 1 | cs | TRUE
132 | LV_355-122_0_8_line_132 |  | 126 | 127 | 0.0067555 | 0.125 | 0.08 | 261 | 0 | 0.364 | 1 | 1 | cs | TRUE
133 | LV_355-122_0_8_line_133 |  | 127 | 128 | 0.065099 | 0.125 | 0.08 | 261 | 0 | 0.364 | 1 | 1 | cs | TRUE
134 | LV_355-122_0_8_line_134 |  | 127 | 129 | 0.057823 | 0.125 | 0.08 | 261 | 0 | 0.364 | 1 | 1 | cs | TRUE
135 | LV_355-122_0_8_line_135 |  | 128 | 130 | 0.072411 | 0.125 | 0.08 | 261 | 0 | 0.364 | 1 | 1 | cs | TRUE
136 | LV_355-122_0_8_line_136 |  | 128 | 131 | 0.075713 | 0.125 | 0.08 | 261 | 0 | 0.364 | 1 | 1 | cs | TRUE
137 | LV_355-122_0_8_line_137 |  | 130 | 132 | 0.052658 | 0.125 | 0.08 | 261 | 0 | 0.364 | 1 | 1 | cs | TRUE
138 | LV_355-122_0_8_line_138 |  | 131 | 133 | 0.024329 | 0.125 | 0.08 | 261 | 0 | 0.364 | 1 | 1 | cs | TRUE
139 | LV_355-122_0_8_line_139 |  | 132 | 136 | 0.021818 | 0.125 | 0.08 | 261 | 0 | 0.364 | 1 | 1 | cs | TRUE
140 | LV_355-122_0_8_line_140 |  | 134 | 135 | 0.014739 | 0.125 | 0.08 | 261 | 0 | 0.364 | 1 | 1 | cs | TRUE
141 | LV_355-122_0_8_line_141 |  | 137 | 138 | 0.018638 | 0.125 | 0.08 | 261 | 0 | 0.364 | 1 | 1 | cs | TRUE
142 | LV_355-122_0_8_line_142 |  | 138 | 139 | 0.025081 | 0.125 | 0.08 | 261 | 0 | 0.364 | 1 | 1 | cs | TRUE
143 | LV_355-122_0_8_line_143 |  | 141 | 142 | 0.0044059 | 0.125 | 0.08 | 261 | 0 | 0.364 | 1 | 4 | cs | TRUE
144 | LV_355-122_0_8_line_144 |  | 144 | 145 | 0.044104 | 0.125 | 0.08 | 261 | 0 | 0.364 | 1 | 4 | cs | TRUE
145 | LV_355-122_0_8_line_145 |  | 144 | 146 | 0.0088043 | 0.125 | 0.08 | 261 | 0 | 0.364 | 1 | 4 | cs | TRUE
146 | LV_355-122_0_8_line_146 |  | 145 | 147 | 0.012267 | 0.125 | 0.08 | 261 | 0 | 0.364 | 1 | 4 | cs | TRUE
147 | LV_355-122_0_8_line_147 |  | 146 | 148 | 0.016908 | 0.125 | 0.08 | 261 | 0 | 0.364 | 1 | 2 | cs | TRUE
148 | LV_355-122_0_8_line_148 |  | 147 | 151 | 0.022764 | 0.125 | 0.08 | 261 | 0 | 0.364 | 1 | 4 | cs | TRUE
149 | LV_355-122_0_8_line_149 |  | 147 | 152 | 0.019763 | 0.125 | 0.08 | 261 | 0 | 0.364 | 1 | 2 | cs | TRUE
150 | LV_355-122_0_8_line_150 |  | 147 | 153 | 0.070178 | 0.125 | 0.08 | 261 | 0 | 0.364 | 1 | 4 | cs | TRUE
151 | LV_355-122_0_8_line_151 |  | 148 | 154 | 0.0054382 | 0.125 | 0.08 | 261 | 0 | 0.364 | 1 | 1 | cs | TRUE
152 | LV_355-122_0_8_line_152 |  | 149 | 150 | 0.0079434 | 0.125 | 0.08 | 261 | 0 | 0.364 | 1 | 1 | cs | TRUE
153 | LV_355-122_0_8_line_153 |  | 150 | 153 | 0.0291 | 0.125 | 0.08 | 261 | 0 | 0.364 | 1 | 2 | cs | TRUE
154 | LV_355-122_0_8_line_154 |  | 151 | 155 | 0.0013308 | 0.125 | 0.08 | 261 | 0 | 0.364 | 1 | 4 | cs | TRUE
155 | LV_355-122_0_8_line_155 |  | 152 | 156 | 0.022889 | 0.125 | 0.08 | 261 | 0 | 0.364 | 1 | 1 | cs | TRUE
156 | LV_355-122_0_8_line_156 |  | 153 | 157 | 0.057257 | 0.125 | 0.08 | 261 | 0 | 0.364 | 1 | 4 | cs | TRUE
157 | LV_355-122_0_8_line_157 |  | 154 | 158 | 0.023742 | 0.125 | 0.08 | 261 | 0 | 0.364 | 1 | 1 | cs | TRUE
158 | LV_355-122_0_8_line_158 |  | 155 | 159 | 0.067804 | 0.125 | 0.08 | 261 | 0 | 0.364 | 1 | 4 | cs | TRUE
159 | LV_355-122_0_8_line_159 |  | 155 | 160 | 0.01281 | 0.125 | 0.08 | 261 | 0 | 0.364 | 1 | 4 | cs | TRUE
160 | LV_355-122_0_8_line_160 |  | 156 | 161 | 0.012348 | 0.125 | 0.08 | 261 | 0 | 0.364 | 1 | 1 | cs | TRUE
161 | LV_355-122_0_8_line_161 |  | 157 | 164 | 0.051865 | 0.125 | 0.08 | 261 | 0 | 0.364 | 1 | 4 | cs | TRUE
162 | LV_355-122_0_8_line_162 |  | 158 | 162 | 0.0016555 | 0.125 | 0.08 | 261 | 0 | 0.364 | 1 | 1 | cs | TRUE
163 | LV_355-122_0_8_line_163 |  | 160 | 163 | 0.018741 | 0.125 | 0.08 | 261 | 0 | 0.364 | 1 | 4 | cs | TRUE
164 | LV_355-122_0_8_line_164 |  | 163 | 165 | 0.025988 | 0.125 | 0.08 | 261 | 0 | 0.364 | 1 | 4 | cs | TRUE
165 | LV_355-122_0_8_line_165 |  | 165 | 166 | 0.0029996 | 0.125 | 0.08 | 261 | 0 | 0.364 | 1 | 4 | cs | TRUE
166 | LV_355-122_0_8_line_166 |  | 166 | 167 | 0.014063 | 0.125 | 0.08 | 261 | 0 | 0.364 | 1 | 4 | cs | TRUE
167 | LV_355-122_0_8_line_167 |  | 167 | 168 | 0.016625 | 0.125 | 0.08 | 261 | 0 | 0.364 | 1 | 4 | cs | TRUE
168 | LV_355-122_0_8_line_168 |  | 168 | 169 | 0.014623 | 0.125 | 0.08 | 261 | 0 | 0.364 | 1 | 4 | cs | TRUE

## trafo
| name | std_type | hv_bus | lv_bus | sn_mva | vn_hv_kv | vn_lv_kv | vk_percent | vkr_percent | pfe_kw | i0_percent | shift_degree | tap_side | tap_neutral | tap_min | tap_max | tap_step_percent | tap_step_degree | tap_pos | tap_phase_shifter | parallel | df | in_service
0 | LV_355-122_0_8_trafo_61 | 0.63 MVA 20/0.4 kV | 170 | 72 | 0.63 | 20 | 0.4 | 6 | 1.206 | 1.65 | 0.2619 | 150 | hv | 0 | -2 | 2 | 2.5 | 0 | 0 | FALSE | 1 | 1 | TRUE

## line_geodata
| x0 | y0 | x1 | y1 | x2 | y2 | x3 | y3 | x4 | y4 | x5 | y5 | x6 | y6 | x7 | y7 | x8 | y8 | x9 | y9 | x10 | y10 | x11 | y11 | x12 | y12 | x13 | y13 | x14 | y14 | x15 | y15 | x16 | y16 | x17 | y17 | x18 | y18 | x19 | y19
0 | 2593725.3108 | 1195000.8254 | 2593710.9387 | 1194966.1351
1 | 2593710.9387 | 1194966.1351 | 2593738.5157 | 1194940.8765
2 | 2593738.5157 | 1194940.8765 | 2593765.2498 | 1194932.5438 | 2593776.2741 | 1194932.0208 | 2593784.6543 | 1194938.5377 | 2593794.7885 | 1194960.7102
3 | 2593771.5689 | 1195123.0825 | 2593747.7413 | 1195087.1444
4 | 2593715.7734 | 1195039.0709 | 2593719.693 | 1195044.8404 | 2593747.7413 | 1195087.1444
5 | 2593820.7563 | 1194941.272 | 2593794.7885 | 1194960.7102
6 | 2593668.3793 | 1194994.9243 | 2593677.6858 | 1194998.4384 | 2593686.499 | 1195003.6429 | 2593692.2561 | 1195008.1836 | 2593697.1987 | 1195013.3255 | 2593702.9738 | 1195020.3341 | 2593708.7121 | 1195028.6769 | 2593715.7734 | 1195039.0709
7 | 2593668.3793 | 1194994.9243 | 2593669.9664 | 1194990.0422 | 2593670.4426 | 1194986.4843 | 2593670.7047 | 1194982.1817 | 2593670.4896 | 1194973.4107 | 2593670.2025 | 1194961.4491 | 2593671.5077 | 1194956.5562 | 2593674.8253 | 1194952.5172 | 2593678.8073 | 1194950.0005
8 | 2593655.5887 | 1194953.9719 | 2593654.9637 | 1194960.7984 | 2593670.4896 | 1194973.4107 | 2593670.7047 | 1194982.1817 | 2593670.4426 | 1194986.4843 | 2593669.9664 | 1194990.0422 | 2593668.3793 | 1194994.9243
9 | 2593678.8073 | 1194950.0005 | 2593676.8376 | 1194931.993 | 2593677.0904 | 1194917.7284
10 | 2593678.8073 | 1194950.0005 | 2593685.5774 | 1194946.9916 | 2593690.3721 | 1194945.6074
11 | 2593626.2344 | 1194969.8119 | 2593632.3968 | 1194968.4712 | 2593649.2034 | 1194960.5489 | 2593654.9637 | 1194960.7984 | 2593655.5887 | 1194953.9719
12 | 2593655.5887 | 1194953.9719 | 2593658.0134 | 1194927.2996 | 2593657.501 | 1194904.1768 | 2593650.2294 | 1194880.1942
13 | 2593689.691 | 1194903.5198 | 2593690.8984 | 1194906.9092 | 2593694.965 | 1194912.1521 | 2593704.2647 | 1194937.7001 | 2593704.4723 | 1194939.4564 | 2593704.3593 | 1194940.6349 | 2593703.8194 | 1194941.7027 | 2593702.9136 | 1194942.4596 | 2593701.7406 | 1194942.8166 | 2593697.5204 | 1194943.5437 | 2593690.3721 | 1194945.6074
14 | 2593689.691 | 1194903.5198 | 2593692.7907 | 1194902.327 | 2593713.598 | 1194894.6674 | 2593741.757 | 1194884.2389
15 | 2593776.3321 | 1194871.4109 | 2593763.2399 | 1194876.2828 | 2593741.757 | 1194884.2389
16 | 2593790.6886 | 1194866.0819 | 2593776.3321 | 1194871.4109
17 | 2593626.2344 | 1194969.8119 | 2593625.1911 | 1194963.2206 | 2593626.0136 | 1194955.7825 | 2593630.0224 | 1194942.8046 | 2593631.789 | 1194934.7762 | 2593632.269 | 1194928.01
18 | 2593626.2344 | 1194969.8119 | 2593531.4077 | 1195039.0849
19 | 2593632.269 | 1194928.01 | 2593632.9523 | 1194918.3774 | 2593632.1966 | 1194911.8446
20 | 2593531.4077 | 1195039.0849 | 2593531.5528 | 1195046.3553 | 2593534.1445 | 1195054.4011 | 2593541.9324 | 1195062.6637 | 2593548.4292 | 1195067.7259 | 2593556.8915 | 1195072.5637 | 2593564.5572 | 1195075.7944
21 | 2593790.6886 | 1194866.0819 | 2593793.2324 | 1194865.1342 | 2593798.7389 | 1194863.0607 | 2593801.2087 | 1194864.2031 | 2593807.0958 | 1194879.0446
22 | 2593817.6566 | 1194898.8709 | 2593812.4003 | 1194892.4175 | 2593807.0958 | 1194879.0446
23 | 2593828.164 | 1194957.7355 | 2593820.7563 | 1194941.272
24 | 2593817.6566 | 1194898.8709 | 2593816.9184 | 1194899.6721 | 2593814.5399 | 1194927.456 | 2593820.7563 | 1194941.272
25 | 2593828.164 | 1194957.7355 | 2593843.2645 | 1194998.5485
26 | 2593820.678 | 1194895.5771 | 2593817.6566 | 1194898.8709
27 | 2593855.7327 | 1195026.5321 | 2593847.4105 | 1195009.7541 | 2593843.2645 | 1194998.5485
28 | 2593820.678 | 1194895.5771 | 2593815.593 | 1194885.3659 | 2593810.8883 | 1194874.5651 | 2593804.0819 | 1194857.6745 | 2593794.9284 | 1194833.6227
29 | 2593855.7327 | 1195026.5321 | 2593862.8887 | 1195041.0953
30 | 2593794.9284 | 1194833.6227 | 2593788.2384 | 1194816.0441
31 | 2593883.425 | 1195082.8888 | 2593862.8887 | 1195041.0953
32 | 2593751.4223 | 1194719.7532 | 2593752.2193 | 1194721.8905 | 2593768.6077 | 1194764.4624 | 2593788.2384 | 1194816.0441
33 | 2593910.5183 | 1195016.937 | 2593900.6016 | 1195005.2855 | 2593895.305 | 1194999.459
34 | 2593910.5183 | 1195016.937 | 2593914.6819 | 1195013.0751 | 2593920.3372 | 1195015.1259 | 2593926.5994 | 1195014.508 | 2593931.7937 | 1195012.7573 | 2593936.6736 | 1195008.9503 | 2593938.2103 | 1195007.3127
35 | 2593910.5183 | 1195016.937 | 2593914.585 | 1195022.558 | 2593918.3928 | 1195028.3682
36 | 2593866.4625 | 1194838.0656 | 2593870.995 | 1194837.1827
37 | 2593866.4625 | 1194838.0656 | 2593863.2097 | 1194823.9727 | 2593860.9322 | 1194814.903
38 | 2593866.4625 | 1194838.0656 | 2593871.5952 | 1194864.4261
39 | 2593860.9322 | 1194814.903 | 2593860.5123 | 1194813.2308
40 | 2593871.9767 | 1194866.3856 | 2593871.5952 | 1194864.4261
41 | 2593866.9215 | 1194751.9085 | 2593849.8345 | 1194734.6381
42 | 2593866.9215 | 1194751.9085 | 2593870.2699 | 1194755.2957
43 | 2593831.7061 | 1194716.3152 | 2593849.8345 | 1194734.6381
44 | 2593870.2699 | 1194755.2957 | 2593864.0091 | 1194757.47 | 2593858.9916 | 1194760.8659 | 2593855.179 | 1194765.35 | 2593852.6017 | 1194770.7555 | 2593851.7161 | 1194776.4372 | 2593852.1183 | 1194782.2177 | 2593853.3813 | 1194787.7971 | 2593853.6671 | 1194788.7554
45 | 2593870.2699 | 1194755.2957 | 2593875.672 | 1194755.3234 | 2593881.3199 | 1194757.2408 | 2593886.3823 | 1194760.3038 | 2593890.4103 | 1194765.1578 | 2593893.8615 | 1194770.9678
46 | 2593883.425 | 1195082.8888 | 2593903.2414 | 1195073.569
47 | 2593751.4223 | 1194719.7532 | 2593749.0407 | 1194713.3672 | 2593746.1439 | 1194704.8102 | 2593743.5518 | 1194696.2084 | 2593741.8209 | 1194689.9452
48 | 2593995.0535 | 1195039.8699 | 2593995.071 | 1195039.9083
49 | 2593996.1409 | 1195042.253 | 2593995.071 | 1195039.9083
50 | 2593994.8748 | 1195039.4783 | 2593995.0535 | 1195039.8699
51 | 2593996.1409 | 1195042.253 | 2593997.1629 | 1195044.4925
52 | 2593994.8748 | 1195039.4783 | 2593994.016 | 1195037.5964
53 | 2593997.1629 | 1195044.4925 | 2593998.0215 | 1195046.3741 | 2594002.3643 | 1195053.8403
54 | 2593993.8573 | 1195037.2486 | 2593994.016 | 1195037.5964
55 | 2594004.4921 | 1195056.5471 | 2594002.3643 | 1195053.8403 | 2594002.3643 | 1195053.8403
56 | 2593993.8573 | 1195037.2486 | 2593992.8174 | 1195034.9697
57 | 2594004.4921 | 1195056.5471 | 2594006.9901 | 1195059.7249
58 | 2593983.86 | 1195014.481 | 2593984.4674 | 1195016.4054 | 2593985.781 | 1195019.5501 | 2593992.8174 | 1195034.9697
59 | 2594023.1033 | 1195076.7203 | 2594008.0401 | 1195061.0606 | 2594006.9901 | 1195059.7249
60 | 2593983.7618 | 1195014.1697 | 2593983.359 | 1195012.8935 | 2593983.0061 | 1195010.4259 | 2593982.889 | 1195007.7246 | 2593983.2587 | 1195004.1557 | 2593983.812 | 1195001.2869 | 2593985.077 | 1194996.8488
61 | 2593985.4344 | 1194995.5949 | 2593985.077 | 1194996.8488
62 | 2593983.7618 | 1195014.1697 | 2593983.86 | 1195014.481
63 | 2593985.4344 | 1194995.5949 | 2593986.1463 | 1194993.0976
64 | 2593986.1463 | 1194993.0976 | 2593986.8541 | 1194990.6143
65 | 2593988.6369 | 1194984.3598 | 2593986.8541 | 1194990.6143
66 | 2593938.7385 | 1194979.4103 | 2593954.9642 | 1194961.8733 | 2593960.6271 | 1194956.2756 | 2593963.8399 | 1194953.9378 | 2593967.6629 | 1194952.1774 | 2593971.1289 | 1194951.5735 | 2593974.146 | 1194951.4815 | 2593977.636 | 1194951.9337 | 2593980.738 | 1194952.9756 | 2593983.9096 | 1194955.0179 | 2593986.2812 | 1194957.1277 | 2593988.3333 | 1194959.6158 | 2593989.7376 | 1194962.0156 | 2593990.6623 | 1194964.7272 | 2593991.2898 | 1194967.3724 | 2593991.4908 | 1194970.2515 | 2593991.3035 | 1194973.409 | 2593990.6443 | 1194976.9337 | 2593989.3844 | 1194981.7375 | 2593988.6369 | 1194984.3598
67 | 2593938.7385 | 1194979.4103 | 2593933.3024 | 1194975.8029 | 2593912.3531 | 1194963.9515 | 2593906.9558 | 1194960.9888 | 2593901.9084 | 1194957.4699 | 2593895.1057 | 1194951.1847 | 2593889.0547 | 1194942.453 | 2593885.6556 | 1194934.0521 | 2593883.4905 | 1194925.5165 | 2593882.8395 | 1194922.1733
68 | 2593938.7385 | 1194979.4103 | 2593941.9262 | 1194982.2863 | 2593944.1847 | 1194985.4857 | 2593946.2238 | 1194990.175 | 2593946.5905 | 1194992.4602
69 | 2594023.1033 | 1195076.7203 | 2594033.5197 | 1195070.5954
70 | 2593946.5905 | 1194992.4602 | 2593946.9676 | 1194994.81 | 2593946.554 | 1195000.1688 | 2593944.8903 | 1195004.9286 | 2593941.8091 | 1195009.2674
71 | 2593941.8091 | 1195009.2674 | 2593941.8091 | 1195009.2674 | 2593937.7599 | 1195013.2292 | 2593933.5115 | 1195016.1351 | 2593931.8564 | 1195017.3154
72 | 2593918.3928 | 1195028.3682 | 2593928.5628 | 1195019.6643 | 2593931.8564 | 1195017.3154
73 | 2593879.5687 | 1194905.3766 | 2593882.8395 | 1194922.1733
74 | 2593918.3928 | 1195028.3682 | 2593922.9874 | 1195036.1121 | 2593927.0491 | 1195044.2789 | 2593930.8443 | 1195052.7017 | 2593933.3313 | 1195058.6363
75 | 2593879.5687 | 1194905.3766 | 2593886.8892 | 1194903.9794
76 | 2593879.5687 | 1194905.3766 | 2593872.4622 | 1194868.8788
77 | 2593934.1132 | 1195060.5024 | 2593933.3313 | 1195058.6363
78 | 2593872.4622 | 1194868.8788 | 2593872.0706 | 1194866.868
79 | 2593934.1132 | 1195060.5024 | 2593946.6242 | 1195090.7558
80 | 2593934.1132 | 1195060.5024 | 2593907.2507 | 1195071.7444
81 | 2593871.9767 | 1194866.3856 | 2593872.0706 | 1194866.868
82 | 2593854.0842 | 1194790.1539 | 2593858.0912 | 1194803.5894 | 2593860.5123 | 1194813.2308
83 | 2593854.0842 | 1194790.1539 | 2593853.6671 | 1194788.7554
84 | 2593894.4234 | 1194771.9137 | 2593893.8615 | 1194770.9678
85 | 2593946.0153 | 1194827.7488 | 2593948.001 | 1194829.0809
86 | 2593960.719 | 1194837.6127 | 2593948.001 | 1194829.0809
87 | 2593943.4635 | 1194825.9711 | 2593944.9669 | 1194827.0455 | 2593946.0153 | 1194827.7488
88 | 2593960.719 | 1194837.6127 | 2593963.5955 | 1194839.6214
89 | 2593960.719 | 1194837.6127 | 2593977.4321 | 1194818.4028
90 | 2593941.6538 | 1194824.6779 | 2593943.4635 | 1194825.9711
91 | 2593963.5955 | 1194839.6214 | 2593965.488 | 1194840.9429
92 | 2593977.4321 | 1194818.4028 | 2593991.3621 | 1194802.3919
93 | 2593937.06 | 1194821.395 | 2593941.6538 | 1194824.6779
94 | 2593969.1967 | 1194843.5327 | 2593965.488 | 1194840.9429
95 | 2593991.3621 | 1194802.3919 | 2594281.7334 | 1194817.4804
96 | 2593937.06 | 1194821.395 | 2593932.1964 | 1194796.7092 | 2593930.2842 | 1194782.0701 | 2593945.1811 | 1194761.0437 | 2593939.5275 | 1194754.2316
97 | 2593937.06 | 1194821.395 | 2593927.2698 | 1194814.4903 | 2593919.6591 | 1194808.0892
98 | 2593969.1967 | 1194843.5327 | 2593969.5834 | 1194843.8028
99 | 2594281.7334 | 1194817.4804 | 2594310.3285 | 1194817.0212 | 2594320.8101 | 1194816.3989
100 | 2593920.4582 | 1194731.255 | 2593939.5275 | 1194754.2316
101 | 2593919.6591 | 1194808.0892 | 2593919.217 | 1194807.7173
102 | 2594320.8101 | 1194816.3989 | 2594338.1142 | 1194815.3714 | 2594340.488 | 1194815.2221
103 | 2594340.488 | 1194815.2221 | 2594363.4076 | 1194813.781
104 | 2594363.4076 | 1194813.781 | 2594384.6248 | 1194812.4469
105 | 2594638.7976 | 1194761.1414 | 2594625.2692 | 1194775.6929 | 2594623.6212 | 1194777.3565
106 | 2594638.7976 | 1194761.1414 | 2594646.9401 | 1194752.3831 | 2594666.9443 | 1194731.087 | 2594683.8478 | 1194709.9273 | 2594685.5267 | 1194707.5854
107 | 2594613.8051 | 1194787.2651 | 2594623.6212 | 1194777.3565
108 | 2594685.5267 | 1194707.5854 | 2594704.1051 | 1194681.6719 | 2594709.9576 | 1194674.1071 | 2594713.3684 | 1194669.0505
109 | 2594613.8051 | 1194787.2651 | 2594593.4082 | 1194795.3547 | 2594583.3765 | 1194798.4099 | 2594565.1696 | 1194801.784
110 | 2594715.345 | 1194666.1202 | 2594713.3684 | 1194669.0505
111 | 2594565.1696 | 1194801.784 | 2594543.2202 | 1194803.4941 | 2594499.1493 | 1194805.975
112 | 2594565.1696 | 1194801.784 | 2594536.9458 | 1194766.5248 | 2594533.1121 | 1194761.3872
113 | 2594715.345 | 1194666.1202 | 2594718.3863 | 1194662.0039
114 | 2594499.1493 | 1194805.975 | 2594388.3828 | 1194812.2106 | 2594384.6248 | 1194812.4469
115 | 2594522.0078 | 1194746.5061 | 2594533.1121 | 1194761.3872
116 | 2594724.4848 | 1194653.7499 | 2594724.4848 | 1194653.7499 | 2594718.3863 | 1194662.0039
117 | 2594448.0257 | 1194682.6079 | 2594440.8222 | 1194678.0642
118 | 2594448.0257 | 1194682.6079 | 2594449.627 | 1194683.618 | 2594460.5223 | 1194690.7267
119 | 2594440.8222 | 1194678.0642 | 2594440.4935 | 1194677.8569 | 2594428.4477 | 1194670.242 | 2594414.2363 | 1194660.8949 | 2594400.1832 | 1194649.8691 | 2594383.6329 | 1194632.898 | 2594375.3963 | 1194623.1021
120 | 2594460.7414 | 1194690.8697 | 2594460.5223 | 1194690.7267
121 | 2594364.6505 | 1194610.1345 | 2594365.9433 | 1194611.8593 | 2594375.3963 | 1194623.1021
122 | 2594465.9533 | 1194694.2702 | 2594460.7414 | 1194690.8697
123 | 2594364.6505 | 1194610.1345 | 2594359.8996 | 1194603.7961
124 | 2594465.9533 | 1194694.2702 | 2594471.0407 | 1194697.5896
125 | 2594353.7365 | 1194595.5735 | 2594359.8996 | 1194603.7961
126 | 2594471.0407 | 1194697.5896 | 2594476.5094 | 1194701.1576 | 2594481.4305 | 1194705.227
127 | 2594522.0078 | 1194746.5061 | 2594512.5489 | 1194733.8301 | 2594508.8658 | 1194729.7876
128 | 2594508.8658 | 1194729.7876 | 2594506.3251 | 1194726.999 | 2594492.0191 | 1194713.9832 | 2594481.4305 | 1194705.227
129 | 2594353.7365 | 1194595.5735 | 2594338.7097 | 1194594.3762 | 2594318.116 | 1194596.208 | 2594312.7718 | 1194599.0178
130 | 2594729.7471 | 1194647.3084 | 2594724.4848 | 1194653.7499
131 | 2594729.7471 | 1194647.3084 | 2594730.4173 | 1194646.488
132 | 2594734.6913 | 1194641.2564 | 2594730.4173 | 1194646.488
133 | 2594734.6913 | 1194641.2564 | 2594739.051 | 1194634.3044 | 2594742.0235 | 1194626.8089 | 2594760.6358 | 1194581.6462
134 | 2594734.6913 | 1194641.2564 | 2594747.9775 | 1194630.4166 | 2594769.865 | 1194609.5862 | 2594777.6547 | 1194602.6049
135 | 2594760.6358 | 1194581.6462 | 2594756.0329 | 1194572.2898 | 2594751.3776 | 1194555.4629 | 2594748.7208 | 1194549.5732 | 2594746.2018 | 1194544.5506 | 2594732.293 | 1194523.9299 | 2594728.1905 | 1194517.5664
136 | 2594760.6358 | 1194581.6462 | 2594776.6719 | 1194543.9121 | 2594784.7729 | 1194528.2299 | 2594789.5582 | 1194519.8991 | 2594793.9418 | 1194513.8698 | 2594793.9418 | 1194513.8698
137 | 2594728.1905 | 1194517.5664 | 2594715.5675 | 1194497.9867 | 2594708.7919 | 1194487.4761 | 2594701.385 | 1194478.3001 | 2594698.3871 | 1194474.2189
138 | 2594793.9418 | 1194513.8698 | 2594804.8279 | 1194502.6876 | 2594811.1752 | 1194496.7038
139 | 2594686.2982 | 1194456.0812 | 2594692.2531 | 1194465.8684 | 2594698.3871 | 1194474.2189
140 | 2594312.7718 | 1194599.0178 | 2594307.7359 | 1194601.6654 | 2594301.3701 | 1194608.0981
141 | 2593919.217 | 1194807.7173 | 2593919.217 | 1194807.7173 | 2593913.0615 | 1194801.1757 | 2593907.2324 | 1194793.4776
142 | 2593894.4234 | 1194771.9137 | 2593907.2324 | 1194793.4776
143 | 2593903.2414 | 1195073.569 | 2593906.0726 | 1195072.2375 | 2593907.2507 | 1195071.7444
144 | 2593706.1945 | 1194546.5197 | 2593707.9128 | 1194550.1689 | 2593711.1972 | 1194557.6583 | 2593715.3765 | 1194568.4262 | 2593718.9692 | 1194579.2392 | 2593721.4179 | 1194587.8458
145 | 2593706.1945 | 1194546.5197 | 2593704.4075 | 1194542.7243 | 2593702.4323 | 1194538.5597
146 | 2593724.3018 | 1194599.7666 | 2593721.9826 | 1194589.8305 | 2593721.4179 | 1194587.8458
147 | 2593694.8071 | 1194523.4699 | 2593696.1148 | 1194526.0354 | 2593701.1771 | 1194535.913 | 2593702.4323 | 1194538.5597
148 | 2593724.3018 | 1194599.7666 | 2593726.7145 | 1194611.5481 | 2593728.7052 | 1194622.0998
149 | 2593724.3018 | 1194599.7666 | 2593734.6242 | 1194597.8213 | 2593737.2881 | 1194588.9538
150 | 2593724.3018 | 1194599.7666 | 2593658.0769 | 1194622.9862
151 | 2593694.8071 | 1194523.4699 | 2593692.3374 | 1194518.6248
152 | 2593648.7425 | 1194595.6563 | 2593645.5779 | 1194588.3705
153 | 2593648.7425 | 1194595.6563 | 2593654.3623 | 1194606.645 | 2593658.0769 | 1194622.9862
154 | 2593728.952 | 1194623.4075 | 2593728.7052 | 1194622.0998
155 | 2593737.2881 | 1194588.9538 | 2593743.8735 | 1194567.0327
156 | 2593656.4984 | 1194680.0482 | 2593656.2811 | 1194655.0796 | 2593658.1396 | 1194640.3587 | 2593658.68 | 1194625.6393 | 2593658.0769 | 1194622.9862
157 | 2593692.3374 | 1194518.6248 | 2593681.5553 | 1194497.4728
158 | 2593728.952 | 1194623.4075 | 2593733.7446 | 1194652.1621 | 2593735.3084 | 1194661.0096 | 2593737.0245 | 1194669.8458 | 2593738.9998 | 1194678.7484 | 2593741.1807 | 1194687.6285 | 2593741.8209 | 1194689.9452
159 | 2593728.952 | 1194623.4075 | 2593735.1762 | 1194622.6005 | 2593739.9996 | 1194622.8511 | 2593741.4609 | 1194623.7279
160 | 2593743.8735 | 1194567.0327 | 2593747.4262 | 1194555.2066
161 | 2593656.4984 | 1194680.0482 | 2593669.2419 | 1194730.3227
162 | 2593680.8035 | 1194495.9979 | 2593681.5553 | 1194497.4728
163 | 2593751.2929 | 1194639.3062 | 2593745.7582 | 1194628.4368 | 2593743.6059 | 1194625.0151 | 2593741.4609 | 1194623.7279
164 | 2593769.0764 | 1194652.6472 | 2593766.3958 | 1194653.9952 | 2593763.0662 | 1194654.0654 | 2593760.3145 | 1194653.0122 | 2593756.921 | 1194650.3588 | 2593751.2929 | 1194639.3062
165 | 2593769.0764 | 1194652.6472 | 2593769.0764 | 1194652.6472 | 2593770.5671 | 1194650.0443
166 | 2593770.5671 | 1194650.0443 | 2593770.5671 | 1194650.0443 | 2593770.6245 | 1194646.6869 | 2593770.023 | 1194639.8728 | 2593769.6004 | 1194636.0311
167 | 2593769.6004 | 1194636.0311 | 2593767.7823 | 1194619.5054
168 | 2593761.2341 | 1194607.2046 | 2593763.7242 | 1194613.3432 | 2593766.1028 | 1194614.6302 | 2593767.4842 | 1194616.7966 | 2593767.7823 | 1194619.5054

## bus_geodata
| x | y | coords
0 | 2593725.3108 | 1195000.8254
1 | 2593710.9387 | 1194966.1351
2 | 2593738.5157 | 1194940.8765
3 | 2593771.5689 | 1195123.0825
4 | 2593747.7413 | 1195087.1444
5 | 2593794.7885 | 1194960.7102
6 | 2593715.7734 | 1195039.0709
7 | 2593668.3793 | 1194994.9243
8 | 2593678.8073 | 1194950.0005
9 | 2593655.5887 | 1194953.9719
10 | 2593690.3721 | 1194945.6074
11 | 2593689.691 | 1194903.5198
12 | 2593741.757 | 1194884.2389
13 | 2593677.0904 | 1194917.7284
14 | 2593776.3321 | 1194871.4109
15 | 2593626.2344 | 1194969.8119
16 | 2593650.2294 | 1194880.1942
17 | 2593632.269 | 1194928.01
18 | 2593531.4077 | 1195039.0849
19 | 2593790.6886 | 1194866.0819
20 | 2593632.1966 | 1194911.8446
21 | 2593564.5572 | 1195075.7944
22 | 2593807.0958 | 1194879.0446
23 | 2593820.7563 | 1194941.272
24 | 2593828.164 | 1194957.7355
25 | 2593817.6566 | 1194898.8709
26 | 2593843.2645 | 1194998.5485
27 | 2593820.678 | 1194895.5771
28 | 2593855.7327 | 1195026.5321
29 | 2593794.9284 | 1194833.6227
30 | 2593862.8887 | 1195041.0953
31 | 2593788.2384 | 1194816.0441
32 | 2593895.305 | 1194999.459
33 | 2593910.5183 | 1195016.937
34 | 2593866.4625 | 1194838.0656
35 | 2593870.995 | 1194837.1827
36 | 2593860.9322 | 1194814.903
37 | 2593871.5952 | 1194864.4261
38 | 2593866.9215 | 1194751.9085
39 | 2593849.8345 | 1194734.6381
40 | 2593870.2699 | 1194755.2957
41 | 2593883.425 | 1195082.8888
42 | 2593751.4223 | 1194719.7532
43 | 2593995.071 | 1195039.9083
44 | 2593995.0535 | 1195039.8699
45 | 2593996.1409 | 1195042.253
46 | 2593994.8748 | 1195039.4783
47 | 2593997.1629 | 1195044.4925
48 | 2593994.016 | 1195037.5964
49 | 2594002.3643 | 1195053.8403
50 | 2593993.8573 | 1195037.2486
51 | 2594004.4921 | 1195056.5471
52 | 2593992.8174 | 1195034.9697
53 | 2594006.9901 | 1195059.7249
54 | 2593985.077 | 1194996.8488
55 | 2593983.7618 | 1195014.1697
56 | 2593985.4344 | 1194995.5949
57 | 2593983.86 | 1195014.481
58 | 2593986.1463 | 1194993.0976
59 | 2593986.8541 | 1194990.6143
60 | 2593988.6369 | 1194984.3598
61 | 2593938.7385 | 1194979.4103
62 | 2594023.1033 | 1195076.7203
63 | 2594033.5197 | 1195070.5954
64 | 2593946.5905 | 1194992.4602
65 | 2593941.8091 | 1195009.2674
66 | 2593931.8564 | 1195017.3154
67 | 2593882.8395 | 1194922.1733
68 | 2593918.3928 | 1195028.3682
69 | 2593879.5687 | 1194905.3766
70 | 2593933.3313 | 1195058.6363
71 | 2593886.8892 | 1194903.9794
72 | 2593872.4622 | 1194868.8788
73 | 2593934.1132 | 1195060.5024
74 | 2593938.2103 | 1195007.3127
75 | 2593872.0706 | 1194866.868
76 | 2593871.9767 | 1194866.3856
77 | 2593860.5123 | 1194813.2308
78 | 2593854.0842 | 1194790.1539
79 | 2593831.7061 | 1194716.3152
80 | 2593853.6671 | 1194788.7554
81 | 2593893.8615 | 1194770.9678
82 | 2593948.001 | 1194829.0809
83 | 2593946.0153 | 1194827.7488
84 | 2593960.719 | 1194837.6127
85 | 2593943.4635 | 1194825.9711
86 | 2593963.5955 | 1194839.6214
87 | 2593977.4321 | 1194818.4028
88 | 2593941.6538 | 1194824.6779
89 | 2593965.488 | 1194840.9429
90 | 2593991.3621 | 1194802.3919
91 | 2593937.06 | 1194821.395
92 | 2593969.1967 | 1194843.5327
93 | 2594281.7334 | 1194817.4804
94 | 2593939.5275 | 1194754.2316
95 | 2593919.6591 | 1194808.0892
96 | 2593969.5834 | 1194843.8028
97 | 2594320.8101 | 1194816.3989
98 | 2594340.488 | 1194815.2221
99 | 2594363.4076 | 1194813.781
100 | 2594638.7976 | 1194761.1414
101 | 2594623.6212 | 1194777.3564
102 | 2594685.5267 | 1194707.5854
103 | 2594613.8051 | 1194787.2651
104 | 2594713.3684 | 1194669.0505
105 | 2594565.1696 | 1194801.784
106 | 2594715.345 | 1194666.1202
107 | 2594499.1493 | 1194805.975
108 | 2594533.1121 | 1194761.3872
109 | 2594718.3863 | 1194662.0039
110 | 2594448.0257 | 1194682.6079
111 | 2594440.8222 | 1194678.0642
112 | 2594460.5223 | 1194690.7267
113 | 2594375.3963 | 1194623.1021
114 | 2594460.7414 | 1194690.8697
115 | 2594364.6505 | 1194610.1345
116 | 2594465.9533 | 1194694.2702
117 | 2594359.8996 | 1194603.7961
118 | 2594471.0407 | 1194697.5896
119 | 2594522.0078 | 1194746.5061
120 | 2594508.8658 | 1194729.7876
121 | 2594481.4305 | 1194705.227
122 | 2594384.6248 | 1194812.4469
123 | 2594353.7365 | 1194595.5735
124 | 2594724.4848 | 1194653.7499
125 | 2594729.7471 | 1194647.3084
126 | 2594730.4173 | 1194646.488
127 | 2594734.6913 | 1194641.2564
128 | 2594760.6358 | 1194581.6462
129 | 2594777.6547 | 1194602.6049
130 | 2594728.1905 | 1194517.5664
131 | 2594793.9418 | 1194513.8698
132 | 2594698.3871 | 1194474.2189
133 | 2594811.1752 | 1194496.7038
134 | 2594312.7718 | 1194599.0178
135 | 2594301.3701 | 1194608.0981
136 | 2594686.2982 | 1194456.0812
137 | 2593919.217 | 1194807.7173
138 | 2593907.2324 | 1194793.4776
139 | 2593894.4234 | 1194771.9137
140 | 2593920.4582 | 1194731.255
141 | 2593903.2414 | 1195073.569
142 | 2593907.2507 | 1195071.7444
143 | 2593946.6242 | 1195090.7558
144 | 2593706.1945 | 1194546.5197
145 | 2593721.4179 | 1194587.8458
146 | 2593702.4323 | 1194538.5597
147 | 2593724.3018 | 1194599.7666
148 | 2593694.8071 | 1194523.4699
149 | 2593645.5779 | 1194588.3705
150 | 2593648.7425 | 1194595.6563
151 | 2593728.7052 | 1194622.0998
152 | 2593737.2881 | 1194588.9538
153 | 2593658.0769 | 1194622.9862
154 | 2593692.3374 | 1194518.6248
155 | 2593728.952 | 1194623.4075
156 | 2593743.8735 | 1194567.0327
157 | 2593656.4984 | 1194680.0482
158 | 2593681.5553 | 1194497.4728
159 | 2593741.8209 | 1194689.9452
160 | 2593741.4609 | 1194623.7279
161 | 2593747.4262 | 1194555.2066
162 | 2593680.8035 | 1194495.9979
163 | 2593751.2929 | 1194639.3062
164 | 2593669.2419 | 1194730.3227
165 | 2593769.0764 | 1194652.6472
166 | 2593770.5671 | 1194650.0443
167 | 2593769.6004 | 1194636.0311
168 | 2593767.7823 | 1194619.5054
169 | 2593761.2341 | 1194607.2046
170 | 2593866.4625 | 1194838.0656

## line_std_types
| c_nf_per_km | r_ohm_per_km | x_ohm_per_km | max_i_ka | type | q_mm2 | alpha | voltage_rating
NAYY 4x50 SE | 210 | 0.642 | 0.083 | 0.142 | cs | 50 | 0.00403 | LV
NAYY 4x120 SE | 264 | 0.225 | 0.08 | 0.242 | cs | 120 | 0.00403 | LV
NAYY 4x150 SE | 261 | 0.208 | 0.08 | 0.27 | cs | 150 | 0.00403 | LV
NA2XS2Y 1x95 RM/25 12/20 kV | 216 | 0.313 | 0.132 | 0.252 | cs | 95 | 0.00403 | MV
NA2XS2Y 1x185 RM/25 12/20 kV | 273 | 0.161 | 0.117 | 0.362 | cs | 185 | 0.00403 | MV
NA2XS2Y 1x240 RM/25 12/20 kV | 304 | 0.122 | 0.112 | 0.421 | cs | 240 | 0.00403 | MV
NA2XS2Y 1x95 RM/25 6/10 kV | 315 | 0.313 | 0.123 | 0.249 | cs | 95 | 0.00403 | MV
NA2XS2Y 1x185 RM/25 6/10 kV | 406 | 0.161 | 0.11 | 0.358 | cs | 185 | 0.00403 | MV
NA2XS2Y 1x240 RM/25 6/10 kV | 456 | 0.122 | 0.105 | 0.416 | cs | 240 | 0.00403 | MV
NA2XS2Y 1x150 RM/25 12/20 kV | 250 | 0.206 | 0.116 | 0.319 | cs | 150 | 0.00403 | MV
NA2XS2Y 1x120 RM/25 12/20 kV | 230 | 0.253 | 0.119 | 0.283 | cs | 120 | 0.00403 | MV
NA2XS2Y 1x70 RM/25 12/20 kV | 190 | 0.443 | 0.132 | 0.22 | cs | 70 | 0.00403 | MV
NA2XS2Y 1x150 RM/25 6/10 kV | 360 | 0.206 | 0.11 | 0.315 | cs | 150 | 0.00403 | MV
NA2XS2Y 1x120 RM/25 6/10 kV | 340 | 0.253 | 0.113 | 0.28 | cs | 120 | 0.00403 | MV
NA2XS2Y 1x70 RM/25 6/10 kV | 280 | 0.443 | 0.123 | 0.217 | cs | 70 | 0.00403 | MV
N2XS(FL)2Y 1x120 RM/35 64/110 kV | 112 | 0.153 | 0.166 | 0.366 | cs | 120 | 0.00393 | HV
N2XS(FL)2Y 1x185 RM/35 64/110 kV | 125 | 0.099 | 0.156 | 0.457 | cs | 185 | 0.00393 | HV
N2XS(FL)2Y 1x240 RM/35 64/110 kV | 135 | 0.075 | 0.149 | 0.526 | cs | 240 | 0.00393 | HV
N2XS(FL)2Y 1x300 RM/35 64/110 kV | 144 | 0.06 | 0.144 | 0.588 | cs | 300 | 0.00393 | HV
15-AL1/3-ST1A 0.4 | 11 | 1.8769 | 0.35 | 0.105 | ol | 16 | 0.00403 | LV
24-AL1/4-ST1A 0.4 | 11.25 | 1.2012 | 0.335 | 0.14 | ol | 24 | 0.00403 | LV
48-AL1/8-ST1A 0.4 | 12.2 | 0.5939 | 0.3 | 0.21 | ol | 48 | 0.00403 | LV
94-AL1/15-ST1A 0.4 | 13.2 | 0.306 | 0.29 | 0.35 | ol | 94 | 0.00403 | LV
34-AL1/6-ST1A 10.0 | 9.7 | 0.8342 | 0.36 | 0.17 | ol | 34 | 0.00403 | MV
48-AL1/8-ST1A 10.0 | 10.1 | 0.5939 | 0.35 | 0.21 | ol | 48 | 0.00403 | MV
70-AL1/11-ST1A 10.0 | 10.4 | 0.4132 | 0.339 | 0.29 | ol | 70 | 0.00403 | MV
94-AL1/15-ST1A 10.0 | 10.75 | 0.306 | 0.33 | 0.35 | ol | 94 | 0.00403 | MV
122-AL1/20-ST1A 10.0 | 11.1 | 0.2376 | 0.323 | 0.41 | ol | 122 | 0.00403 | MV
149-AL1/24-ST1A 10.0 | 11.25 | 0.194 | 0.315 | 0.47 | ol | 149 | 0.00403 | MV
34-AL1/6-ST1A 20.0 | 9.15 | 0.8342 | 0.382 | 0.17 | ol | 34 | 0.00403 | MV
48-AL1/8-ST1A 20.0 | 9.5 | 0.5939 | 0.372 | 0.21 | ol | 48 | 0.00403 | MV
70-AL1/11-ST1A 20.0 | 9.7 | 0.4132 | 0.36 | 0.29 | ol | 70 | 0.00403 | MV
94-AL1/15-ST1A 20.0 | 10 | 0.306 | 0.35 | 0.35 | ol | 94 | 0.00403 | MV
122-AL1/20-ST1A 20.0 | 10.3 | 0.2376 | 0.344 | 0.41 | ol | 122 | 0.00403 | MV
149-AL1/24-ST1A 20.0 | 10.5 | 0.194 | 0.337 | 0.47 | ol | 149 | 0.00403 | MV
184-AL1/30-ST1A 20.0 | 10.75 | 0.1571 | 0.33 | 0.535 | ol | 184 | 0.00403 | MV
243-AL1/39-ST1A 20.0 | 11 | 0.1188 | 0.32 | 0.645 | ol | 243 | 0.00403 | MV
48-AL1/8-ST1A 110.0 | 8 | 0.5939 | 0.46 | 0.21 | ol | 48 | 0.00403 | HV
70-AL1/11-ST1A 110.0 | 8.4 | 0.4132 | 0.45 | 0.29 | ol | 70 | 0.00403 | HV
94-AL1/15-ST1A 110.0 | 8.65 | 0.306 | 0.44 | 0.35 | ol | 94 | 0.00403 | HV
122-AL1/20-ST1A 110.0 | 8.5 | 0.2376 | 0.43 | 0.41 | ol | 122 | 0.00403 | HV
149-AL1/24-ST1A 110.0 | 8.75 | 0.194 | 0.41 | 0.47 | ol | 149 | 0.00403 | HV
184-AL1/30-ST1A 110.0 | 8.8 | 0.1571 | 0.4 | 0.535 | ol | 184 | 0.00403 | HV
243-AL1/39-ST1A 110.0 | 9 | 0.1188 | 0.39 | 0.645 | ol | 243 | 0.00403 | HV
305-AL1/39-ST1A 110.0 | 9.2 | 0.0949 | 0.38 | 0.74 | ol | 305 | 0.00403 | HV
490-AL1/64-ST1A 110.0 | 9.75 | 0.059 | 0.37 | 0.96 | ol | 490 | 0.00403 | HV
679-AL1/86-ST1A 110.0 | 9.95 | 0.042 | 0.36 | 1.15 | ol | 679 | 0.00403 | HV
490-AL1/64-ST1A 220.0 | 10 | 0.059 | 0.285 | 0.96 | ol | 490 | 0.00403 | HV
679-AL1/86-ST1A 220.0 | 11.7 | 0.042 | 0.275 | 1.15 | ol | 679 | 0.00403 | HV
490-AL1/64-ST1A 380.0 | 11 | 0.059 | 0.253 | 0.96 | ol | 490 | 0.00403 | HV
679-AL1/86-ST1A 380.0 | 14.6 | 0.042 | 0.25 | 1.15 | ol | 679 | 0.00403 | HV

## trafo_std_types
| i0_percent | pfe_kw | vkr_percent | sn_mva | vn_lv_kv | vn_hv_kv | vk_percent | shift_degree | vector_group | tap_side | tap_neutral | tap_min | tap_max | tap_step_degree | tap_step_percent | tap_phase_shifter
160 MVA 380/110 kV | 0.06 | 60 | 0.25 | 160 | 110 | 380 | 12.2 | 0 | Yy0 | hv | 0 | -9 | 9 | 0 | 1.5 | FALSE
100 MVA 220/110 kV | 0.06 | 55 | 0.26 | 100 | 110 | 220 | 12 | 0 | Yy0 | hv | 0 | -9 | 9 | 0 | 1.5 | FALSE
63 MVA 110/20 kV | 0.04 | 22 | 0.32 | 63 | 20 | 110 | 18 | 150 | YNd5 | hv | 0 | -9 | 9 | 0 | 1.5 | FALSE
40 MVA 110/20 kV | 0.05 | 18 | 0.34 | 40 | 20 | 110 | 16.2 | 150 | YNd5 | hv | 0 | -9 | 9 | 0 | 1.5 | FALSE
25 MVA 110/20 kV | 0.07 | 14 | 0.41 | 25 | 20 | 110 | 12 | 150 | YNd5 | hv | 0 | -9 | 9 | 0 | 1.5 | FALSE
63 MVA 110/10 kV | 0.04 | 22 | 0.32 | 63 | 10 | 110 | 18 | 150 | YNd5 | hv | 0 | -9 | 9 | 0 | 1.5 | FALSE
40 MVA 110/10 kV | 0.05 | 18 | 0.34 | 40 | 10 | 110 | 16.2 | 150 | YNd5 | hv | 0 | -9 | 9 | 0 | 1.5 | FALSE
25 MVA 110/10 kV | 0.07 | 14 | 0.41 | 25 | 10 | 110 | 12 | 150 | YNd5 | hv | 0 | -9 | 9 | 0 | 1.5 | FALSE
0.25 MVA 20/0.4 kV | 0.32 | 0.8 | 1.44 | 0.25 | 0.4 | 20 | 6 | 150 | Yzn5 | hv | 0 | -2 | 2 | 0 | 2.5 | FALSE
0.4 MVA 20/0.4 kV | 0.3375 | 1.35 | 1.425 | 0.4 | 0.4 | 20 | 6 | 150 | Dyn5 | hv | 0 | -2 | 2 | 0 | 2.5 | FALSE
0.63 MVA 20/0.4 kV | 0.2619 | 1.65 | 1.206 | 0.63 | 0.4 | 20 | 6 | 150 | Dyn5 | hv | 0 | -2 | 2 | 0 | 2.5 | FALSE
0.25 MVA 10/0.4 kV | 0.24 | 0.6 | 1.2 | 0.25 | 0.4 | 10 | 4 | 150 | Dyn5 | hv | 0 | -2 | 2 | 0 | 2.5 | FALSE
0.4 MVA 10/0.4 kV | 0.2375 | 0.95 | 1.325 | 0.4 | 0.4 | 10 | 4 | 150 | Dyn5 | hv | 0 | -2 | 2 | 0 | 2.5 | FALSE
0.63 MVA 10/0.4 kV | 0.1873 | 1.18 | 1.0794 | 0.63 | 0.4 | 10 | 4 | 150 | Dyn5 | hv | 0 | -2 | 2 | 0 | 2.5 | FALSE

## trafo3w_std_types
| sn_hv_mva | sn_mv_mva | sn_lv_mva | vn_hv_kv | vn_mv_kv | vn_lv_kv | vk_hv_percent | vk_mv_percent | vk_lv_percent | vkr_hv_percent | vkr_mv_percent | vkr_lv_percent | pfe_kw | i0_percent | shift_mv_degree | shift_lv_degree | vector_group | tap_side | tap_neutral | tap_min | tap_max | tap_step_percent
63/25/38 MVA 110/20/10 kV | 63 | 25 | 38 | 110 | 20 | 10 | 10.4 | 10.4 | 10.4 | 0.28 | 0.32 | 0.35 | 35 | 0.89 | 0 | 0 | YN0yn0yn0 | hv | 0 | -10 | 10 | 1.2
63/25/38 MVA 110/10/10 kV | 63 | 25 | 38 | 110 | 10 | 10 | 10.4 | 10.4 | 10.4 | 0.28 | 0.32 | 0.35 | 35 | 0.89 | 0 | 0 | YN0yn0yn0 | hv | 0 | -10 | 10 | 1.2

## fuse_std_types
| fuse_type | i_rated_a | t_avg | t_min | t_total | x_avg | x_min | x_total
HV 100A | HV 100A | 100 | 0 | [10.0, 3.64, 0.854, 0.281, 0.1, 0.0531, 0.022, 0.01] | [10.0, 4.267, 1.21, 0.403, 0.1, 0.058, 0.022, 0.01] | 0 | [300.0, 350.0, 450.0, 550.0, 700.0, 850.0, 1200.0, 1752.0] | [600.0, 700.0, 900.0, 1150.0, 1665.0, 2000.0, 3000.0, 4313.0]
HV 10A | HV 10A | 10 | 0 | [10.0, 1675.0, 0.344, 0.156, 0.1, 0.0417, 0.0171, 0.01] | [10.0, 1.3, 0.3, 0.155, 0.1, 0.0555, 0.023, 0.01] | 0 | [30.0, 32.0, 35.0, 37.0, 39.0, 50.0, 70.0, 88.0] | [60.0, 70.0, 80.0, 87.0, 94.0, 110.0, 150.0, 216.0]
HV 125A | HV 125A | 125 | 0 | [10.0, 1.82, 0.344, 0.1, 0.0467, 0.0269, 0.01] | [10.0, 2.478, 0.426, 0.1, 0.0427, 0.0211, 0.01] | 0 | [375.0, 500.0, 700.0, 925.0, 1200.0, 1500.0, 2341.0] | [750.0, 1000.0, 1500.0, 2200.0, 3000.0, 4000.0, 5765.0]
HV 160A | HV 160A | 160 | 0 | [10.0, 4.15, 1.03, 0.198, 0.1, 0.051, 0.0172, 0.01] | [10.0, 2.3, 0.734, 0.274, 0.1, 0.046, 0.0177, 0.01] | 0 | [480.0, 550.0, 700.0, 1000.0, 1260.0, 1600.0, 2500.0, 3227.0] | [960.0, 1300.0, 1700.0, 2200.0, 2996.0, 4000.0, 6000.0, 7946.0]
HV 16A | HV 16A | 16 | 0 | [10.0, 0.352, 0.164, 0.1, 0.0649, 0.0342, 0.01] | [10.0, 2.34, 0.722, 0.181, 0.1, 0.055, 0.0296, 0.01] | 0 | [48.0, 60.0, 65.0, 71.0, 80.0, 100.0, 162.0] | [96.0, 110.0, 125.0, 150.0, 168.0, 200.0, 250.0, 398.0]
HV 200A | HV 200A | 200 | 0 | [10.0, 4.267, 1.21, 0.403, 0.1, 0.058, 0.022, 0.01] | [10.0, 3.73, 1.654, 0.328, 0.1, 0.0531, 0.019, 0.01] | 0 | [600.0, 700.0, 900.0, 1150.0, 1665.0, 2000.0, 3000.0, 4313.0] | [1200.0, 1500.0, 1800.0, 2700.0, 3960.0, 5000.0, 7500.0, 10620.0]
HV 20A | HV 20A | 20 | 0 | [10.0, 1.3, 0.3, 0.155, 0.1, 0.0555, 0.023, 0.01] | [10.0, 1.3, 0.161, 0.1, 0.0611, 0.0399, 0.0141, 0.01] | 0 | [60.0, 70.0, 80.0, 87.0, 94.0, 110.0, 150.0, 216.0] | [120.0, 150.0, 200.0, 223.0, 260.0, 300.0, 450.0, 532.0]
HV 25A | HV 25A | 25 | 0 | [10.0, 2.512, 0.833, 0.299, 0.1, 0.0372, 0.0223, 0.01] | [10.0, 3.125, 0.597, 0.198, 0.1, 0.0378, 0.022, 0.01] | 0 | [75.0, 82.0, 90.0, 100.0, 124.0, 170.0, 200.0, 289.0] | [150.0, 170.0, 210.0, 250.0, 294.0, 400.0, 500.0, 711.0]
HV 31.5A | HV 31.5A | 31.5 | 0 | [10.0, 2.34, 0.722, 0.181, 0.1, 0.055, 0.0296, 0.01] | [10.0, 2.84, 0.368, 0.164, 0.1, 0.0621, 0.0378, 0.0195, 0.01] | 0 | [95.0, 110.0, 125.0, 150.0, 165.0, 200.0, 250.0, 390.0] | [189.0, 220.0, 300.0, 350.0, 393.0, 450.0, 530.0, 700.0, 960.0]
HV 40A | HV 40A | 40 | 0 | [10.0, 1.3, 0.161, 0.1, 0.0611, 0.0399, 0.0141, 0.01] | [10.0, 2.05, 0.369, 0.198, 0.1, 0.051, 0.0298, 0.01] | 0 | [120.0, 150.0, 200.0, 223.0, 260.0, 300.0, 450.0, 532.0] | [240.0, 300.0, 400.0, 450.0, 530.0, 650.0, 800.0, 1311.0]
HV 50A | HV 50A | 50 | 0 | [10.0, 3.215, 0.597, 0.198, 0.1, 0.0378, 0.022, 0.01] | [10.0, 3.64, 0.854, 0.281, 0.1, 0.0531, 0.022, 0.01] | 0 | [150.0, 170.0, 210.0, 250.0, 294.0, 400.0, 500.0, 711.0] | [300.0, 350.0, 450.0, 550.0, 700.0, 850.0, 1200.0, 1752.0]
HV 6.3A | HV 6.3A | 6.3 | 0 | [10.0, 1.39, 0.344, 0.168, 0.1, 0.056, 0.0263, 0.01] | [10.0, 1.711, 0.516, 0.198, 0.1, 0.0634, 0.0303, 0.01] | 0 | [19.0, 19.5, 20.4, 20.8, 22.0, 25.0, 32.0, 48.0] | [38.0, 40.0, 43.0, 48.0, 53.0, 60.0, 75.0, 118.0]
HV 63A | HV 63A | 63 | 0 | [10.0, 2.84, 0.368, 0.164, 0.1, 0.0621, 0.0378, 0.0195, 0.01] | [10.0, 1.82, 0.344, 0.1, 0.0467, 0.0269, 0.01] | 0 | [189.0, 220.0, 300.0, 350.0, 393.0, 450.0, 530.0, 700.0, 961.0] | [378.0, 500.0, 700.0, 934.0, 1200.0, 1500.0, 2366.0]
HV 80A | HV 80A | 80 | 0 | [10.0, 2.05, 0.369, 0.198, 0.1, 0.051, 0.0298, 0.01] | [10.0, 4.15, 1.03, 0.198, 0.1, 0.051, 0.0172, 0.01] | 0 | [240.0, 300.0, 400.0, 450.0, 530.0, 650.0, 800.0, 1311.0] | [480.0, 550.0, 700.0, 1000.0, 1260.0, 1600.0, 2500.0, 3227.0]
Siemens NH-1-100 | Siemens NH-1-100 | 100 | [5400.0, 2000.0, 400.0, 20.0, 1.0, 0.2, 0.012, 0.004] | 0 | 0 | [150.0, 190.0, 250.0, 430.0, 900.0, 1250.0, 2700.0, 3600.0] | 0 | 0
Siemens NH-1-125 | Siemens NH-1-125 | 125 | [4800.0, 120.0, 7.0, 0.1, 0.004] | 0 | 0 | [180.0, 400.0, 740.0, 2000.0, 4250.0] | 0 | 0
Siemens NH-1-16 | Siemens NH-1-16 | 16 | [4000.0, 400.0, 2.0, 0.1, 0.04, 0.01] | 0 | 0 | [26.0, 35.0, 75.0, 150.0, 200.0, 300.0] | 0 | 0
Siemens NH-1-160 | Siemens NH-1-160 | 160 | [4800.0, 120.0, 7.0, 0.1, 0.004] | 0 | 0 | [210.0, 500.0, 900.0, 2300.0, 5000.0] | 0 | 0
Siemens NH-1-25 | Siemens NH-1-25 | 25 | [4000.0, 1000.0, 10.0, 0.2, 0.02, 0.01] | 0 | 0 | [40.0, 50.0, 100.0, 210.0, 400.0, 500.0] | 0 | 0
Siemens NH-1-50 | Siemens NH-1-50 | 50 | [4000.0, 40.0, 4.0, 1.0, 0.02, 0.01] | 0 | 0 | [86.0, 200.0, 300.0, 400.0, 1000.0, 1280.0] | 0 | 0
Siemens NH-1-63 | Siemens NH-1-63 | 63 | [4000.0, 100.0, 10.0, 2.0, 0.04, 0.01] | 0 | 0 | [100.0, 200.0, 300.0, 400.0, 1000.0, 1500.0] | 0 | 0
Siemens NH-1-80 | Siemens NH-1-80 | 80 | [4800.0, 120.0, 7.0, 0.1, 0.01] | 0 | 0 | [150.58, 250.0, 450.0, 1150.0, 2470.0] | 0 | 0
Siemens NH-2-1000 | Siemens NH-2-1000 | 1000 | [4800.0, 120.0, 7.0, 0.1, 0.004] | 0 | 0 | [1900.0, 3500.0, 8400.0, 24000.0, 52000.0] | 0 | 0
Siemens NH-2-200 | Siemens NH-2-200 | 200 | [4800.0, 120.0, 7.0, 0.1, 0.004] | 0 | 0 | [280.0, 650.0, 1200.0, 3000.0, 7000.0] | 0 | 0
Siemens NH-2-224 | Siemens NH-2-224 | 224 | [4800.0, 120.0, 7.0, 0.2, 0.04, 0.004] | 0 | 0 | [400.0, 750.0, 1453.0, 3025.0, 4315.0, 7600.0] | 0 | 0
Siemens NH-2-250 | Siemens NH-2-250 | 250 | [4800.0, 120.0, 7.0, 0.1, 0.004] | 0 | 0 | [450.0, 800.0, 1650.0, 4000.0, 8500.0] | 0 | 0
Siemens NH-2-315 | Siemens NH-2-315 | 315 | [4800.0, 120.0, 7.0, 0.1, 0.004] | 0 | 0 | [550.0, 920.0, 1900.0, 5000.0, 11000.0] | 0 | 0
Siemens NH-2-355 | Siemens NH-2-355 | 355 | [4800.0, 120.0, 6.0, 0.1, 0.004] | 0 | 0 | [650.0, 1116.27, 2350.0, 5840.0, 12790.0] | 0 | 0
Siemens NH-2-400 | Siemens NH-2-400 | 400 | [4800.0, 120.0, 7.0, 0.1, 0.004] | 0 | 0 | [720.0, 1350.0, 2800.0, 6500.0, 15000.0] | 0 | 0
Siemens NH-2-425 | Siemens NH-2-425 | 425 | [4800.0, 120.0, 7.0, 0.1, 0.004] | 0 | 0 | [850.0, 1500.0, 3050.0, 7500.0, 16500.0] | 0 | 0
Siemens NH-2-630 | Siemens NH-2-630 | 630 | [4800.0, 120.0, 7.0, 0.1, 0.004] | 0 | 0 | [1200.0, 2000.0, 4800.0, 12000.0, 26000.0] | 0 | 0

## dtypes
| element | column | dtype
0 | bus | name | object
1 | bus | vn_kv | float64
2 | bus | type | object
3 | bus | zone | object
4 | bus | in_service | bool
5 | load | name | object
6 | load | bus | uint32
7 | load | p_mw | float64
8 | load | q_mvar | float64
9 | load | const_z_percent | float64
10 | load | const_i_percent | float64
11 | load | sn_mva | float64
12 | load | scaling | float64
13 | load | in_service | bool
14 | load | type | object
15 | ext_grid | name | object
16 | ext_grid | bus | uint32
17 | ext_grid | vm_pu | float64
18 | ext_grid | va_degree | float64
19 | ext_grid | slack_weight | float64
20 | ext_grid | in_service | bool
21 | line | name | object
22 | line | std_type | object
23 | line | from_bus | uint32
24 | line | to_bus | uint32
25 | line | length_km | float64
26 | line | r_ohm_per_km | float64
27 | line | x_ohm_per_km | float64
28 | line | c_nf_per_km | float64
29 | line | g_us_per_km | float64
30 | line | max_i_ka | float64
31 | line | df | float64
32 | line | parallel | uint32
33 | line | type | object
34 | line | in_service | bool
35 | trafo | name | object
36 | trafo | std_type | object
37 | trafo | hv_bus | uint32
38 | trafo | lv_bus | uint32
39 | trafo | sn_mva | float64
40 | trafo | vn_hv_kv | float64
41 | trafo | vn_lv_kv | float64
42 | trafo | vk_percent | float64
43 | trafo | vkr_percent | float64
44 | trafo | pfe_kw | float64
45 | trafo | i0_percent | float64
46 | trafo | shift_degree | float64
47 | trafo | tap_side | object
48 | trafo | tap_neutral | int32
49 | trafo | tap_min | int32
50 | trafo | tap_max | int32
51 | trafo | tap_step_percent | float64
52 | trafo | tap_step_degree | float64
53 | trafo | tap_pos | int32
54 | trafo | tap_phase_shifter | bool
55 | trafo | parallel | uint32
56 | trafo | df | float64
57 | trafo | in_service | bool
58 | line_geodata | coords | object
59 | bus_geodata | x | float64
60 | bus_geodata | y | float64
61 | bus_geodata | coords | object

## parameters
| version | format_version | converged | OPF_converged | name | f_hz | sn_mva
0 | 2.14.6 | 2.14.0 | FALSE | FALSE |  | 50 | 1