## bus
| name | vn_kv | type | zone | in_service
0 | bus_LV_355-37_0_6_node_0 | 0.4 | n |  | TRUE
1 | bus_LV_355-37_0_6_node_1 | 0.4 | n |  | TRUE
2 | bus_LV_355-37_0_6_node_2 | 0.4 | n |  | TRUE
3 | bus_LV_355-37_0_6_node_3 | 0.4 | n |  | TRUE
4 | bus_LV_355-37_0_6_node_4 | 0.4 | n |  | TRUE
5 | bus_LV_355-37_0_6_node_9 | 0.4 | n |  | TRUE
6 | bus_LV_355-37_0_6_node_20 | 0.4 | n |  | TRUE
7 | bus_LV_355-37_0_6_node_26 | 0.4 | n |  | TRUE
8 | bus_LV_355-37_0_6_node_7 | 0.4 | n |  | TRUE
9 | bus_LV_355-37_0_6_node_21 | 0.4 | n |  | TRUE
10 | bus_LV_355-37_0_6_node_22 | 0.4 | n |  | TRUE
11 | bus_LV_355-37_0_6_node_19 | 0.4 | n |  | TRUE
12 | bus_LV_355-37_0_6_node_5 | 0.4 | n |  | TRUE
13 | bus_LV_355-37_0_6_node_6 | 0.4 | n |  | TRUE
14 | bus_LV_355-37_0_6_node_8 | 0.4 | n |  | TRUE
15 | bus_LV_355-37_0_6_node_49 | 0.4 | n |  | TRUE
16 | bus_LV_355-37_0_6_node_23 | 0.4 | n |  | TRUE
17 | bus_LV_355-37_0_6_node_24 | 0.4 | n |  | TRUE
18 | bus_LV_355-37_0_6_node_10 | 0.4 | n |  | TRUE
19 | bus_LV_355-37_0_6_node_11 | 0.4 | n |  | TRUE
20 | bus_LV_355-37_0_6_node_12 | 0.4 | n |  | TRUE
21 | bus_LV_355-37_0_6_node_13 | 0.4 | n |  | TRUE
22 | bus_LV_355-37_0_6_node_14 | 0.4 | n |  | TRUE
23 | bus_LV_355-37_0_6_node_15 | 0.4 | n |  | TRUE
24 | bus_LV_355-37_0_6_node_16 | 0.4 | n |  | TRUE
25 | bus_LV_355-37_0_6_node_17 | 0.4 | n |  | TRUE
26 | bus_LV_355-37_0_6_node_18 | 0.4 | n |  | TRUE
27 | bus_LV_355-37_0_6_node_166 | 0.4 | n |  | TRUE
28 | bus_LV_355-37_0_6_node_112 | 0.4 | n |  | TRUE
29 | bus_LV_355-37_0_6_node_25 | 0.4 | n |  | TRUE
30 | bus_LV_355-37_0_6_node_111 | 0.4 | n |  | TRUE
31 | bus_LV_355-37_0_6_node_27 | 0.4 | n |  | TRUE
32 | bus_LV_355-37_0_6_node_141 | 0.4 | n |  | TRUE
33 | bus_LV_355-37_0_6_node_28 | 0.4 | n |  | TRUE
34 | bus_LV_355-37_0_6_node_142 | 0.4 | n |  | TRUE
35 | bus_LV_355-37_0_6_node_143 | 0.4 | n |  | TRUE
36 | bus_LV_355-37_0_6_node_50 | 0.4 | n |  | TRUE
37 | bus_LV_355-37_0_6_node_29 | 0.4 | n |  | TRUE
38 | bus_LV_355-37_0_6_node_44 | 0.4 | n |  | TRUE
39 | bus_LV_355-37_0_6_node_43 | 0.4 | n |  | TRUE
40 | bus_LV_355-37_0_6_node_30 | 0.4 | n |  | TRUE
41 | bus_LV_355-37_0_6_node_31 | 0.4 | n |  | TRUE
42 | bus_LV_355-37_0_6_node_32 | 0.4 | n |  | TRUE
43 | bus_LV_355-37_0_6_node_33 | 0.4 | n |  | TRUE
44 | bus_LV_355-37_0_6_node_35 | 0.4 | n |  | TRUE
45 | bus_LV_355-37_0_6_node_36 | 0.4 | n |  | TRUE
46 | bus_LV_355-37_0_6_node_34 | 0.4 | n |  | TRUE
47 | bus_LV_355-37_0_6_node_37 | 0.4 | n |  | TRUE
48 | bus_LV_355-37_0_6_node_123 | 0.4 | n |  | TRUE
49 | bus_LV_355-37_0_6_node_128 | 0.4 | n |  | TRUE
50 | bus_LV_355-37_0_6_node_38 | 0.4 | n |  | TRUE
51 | bus_LV_355-37_0_6_node_124 | 0.4 | n |  | TRUE
52 | bus_LV_355-37_0_6_node_39 | 0.4 | n |  | TRUE
53 | bus_LV_355-37_0_6_node_41 | 0.4 | n |  | TRUE
54 | bus_LV_355-37_0_6_node_42 | 0.4 | n |  | TRUE
55 | bus_LV_355-37_0_6_node_51 | 0.4 | n |  | TRUE
56 | bus_LV_355-37_0_6_node_57 | 0.4 | n |  | TRUE
57 | bus_LV_355-37_0_6_node_52 | 0.4 | n |  | TRUE
58 | bus_LV_355-37_0_6_node_56 | 0.4 | n |  | TRUE
59 | bus_LV_355-37_0_6_node_45 | 0.4 | n |  | TRUE
60 | bus_LV_355-37_0_6_node_46 | 0.4 | n |  | TRUE
61 | bus_LV_355-37_0_6_node_47 | 0.4 | n |  | TRUE
62 | bus_LV_355-37_0_6_node_48 | 0.4 | n |  | TRUE
63 | bus_LV_355-37_0_6_node_182 | 0.4 | n |  | TRUE
64 | bus_LV_355-37_0_6_node_53 | 0.4 | n |  | TRUE
65 | bus_LV_355-37_0_6_node_54 | 0.4 | n |  | TRUE
66 | bus_LV_355-37_0_6_node_175 | 0.4 | n |  | TRUE
67 | bus_LV_355-37_0_6_node_176 | 0.4 | n |  | TRUE
68 | bus_LV_355-37_0_6_node_55 | 0.4 | n |  | TRUE
69 | bus_LV_355-37_0_6_node_58 | 0.4 | n |  | TRUE
70 | bus_LV_355-37_0_6_node_59 | 0.4 | n |  | TRUE
71 | bus_LV_355-37_0_6_node_74 | 0.4 | n |  | TRUE
72 | bus_LV_355-37_0_6_node_72 | 0.4 | n |  | TRUE
73 | bus_LV_355-37_0_6_node_60 | 0.4 | n |  | TRUE
74 | bus_LV_355-37_0_6_node_61 | 0.4 | n |  | TRUE
75 | bus_LV_355-37_0_6_node_62 | 0.4 | n |  | TRUE
76 | bus_LV_355-37_0_6_node_63 | 0.4 | n |  | TRUE
77 | bus_LV_355-37_0_6_node_64 | 0.4 | n |  | TRUE
78 | bus_LV_355-37_0_6_node_129 | 0.4 | n |  | TRUE
79 | bus_LV_355-37_0_6_node_130 | 0.4 | n |  | TRUE
80 | bus_LV_355-37_0_6_node_65 | 0.4 | n |  | TRUE
81 | bus_LV_355-37_0_6_node_66 | 0.4 | n |  | TRUE
82 | bus_LV_355-37_0_6_node_67 | 0.4 | n |  | TRUE
83 | bus_LV_355-37_0_6_node_68 | 0.4 | n |  | TRUE
84 | bus_LV_355-37_0_6_node_69 | 0.4 | n |  | TRUE
85 | bus_LV_355-37_0_6_node_80 | 0.4 | n |  | TRUE
86 | bus_LV_355-37_0_6_node_78 | 0.4 | n |  | TRUE
87 | bus_LV_355-37_0_6_node_70 | 0.4 | n |  | TRUE
88 | bus_LV_355-37_0_6_node_71 | 0.4 | n |  | TRUE
89 | bus_LV_355-37_0_6_node_73 | 0.4 | n |  | TRUE
90 | bus_LV_355-37_0_6_node_75 | 0.4 | n |  | TRUE
91 | bus_LV_355-37_0_6_node_76 | 0.4 | n |  | TRUE
92 | bus_LV_355-37_0_6_node_77 | 0.4 | n |  | TRUE
93 | bus_LV_355-37_0_6_node_113 | 0.4 | n |  | TRUE
94 | bus_LV_355-37_0_6_node_114 | 0.4 | n |  | TRUE
95 | bus_LV_355-37_0_6_node_110 | 0.4 | n |  | TRUE
96 | bus_LV_355-37_0_6_node_79 | 0.4 | n |  | TRUE
97 | bus_LV_355-37_0_6_node_81 | 0.4 | n |  | TRUE
98 | bus_LV_355-37_0_6_node_121 | 0.4 | n |  | TRUE
99 | bus_LV_355-37_0_6_node_120 | 0.4 | n |  | TRUE
100 | bus_LV_355-37_0_6_node_82 | 0.4 | n |  | TRUE
101 | bus_LV_355-37_0_6_node_83 | 0.4 | n |  | TRUE
102 | bus_LV_355-37_0_6_node_84 | 0.4 | n |  | TRUE
103 | bus_LV_355-37_0_6_node_85 | 0.4 | n |  | TRUE
104 | bus_LV_355-37_0_6_node_86 | 0.4 | n |  | TRUE
105 | bus_LV_355-37_0_6_node_94 | 0.4 | n |  | TRUE
106 | bus_LV_355-37_0_6_node_125 | 0.4 | n |  | TRUE
107 | bus_LV_355-37_0_6_node_90 | 0.4 | n |  | TRUE
108 | bus_LV_355-37_0_6_node_126 | 0.4 | n |  | TRUE
109 | bus_LV_355-37_0_6_node_87 | 0.4 | n |  | TRUE
110 | bus_LV_355-37_0_6_node_88 | 0.4 | n |  | TRUE
111 | bus_LV_355-37_0_6_node_89 | 0.4 | n |  | TRUE
112 | bus_LV_355-37_0_6_node_91 | 0.4 | n |  | TRUE
113 | bus_LV_355-37_0_6_node_92 | 0.4 | n |  | TRUE
114 | bus_LV_355-37_0_6_node_93 | 0.4 | n |  | TRUE
115 | bus_LV_355-37_0_6_node_115 | 0.4 | n |  | TRUE
116 | bus_LV_355-37_0_6_node_103 | 0.4 | n |  | TRUE
117 | bus_LV_355-37_0_6_node_134 | 0.4 | n |  | TRUE
118 | bus_LV_355-37_0_6_node_122 | 0.4 | n |  | TRUE
119 | bus_LV_355-37_0_6_node_116 | 0.4 | n |  | TRUE
120 | bus_LV_355-37_0_6_node_172 | 0.4 | n |  | TRUE
121 | bus_LV_355-37_0_6_node_170 | 0.4 | n |  | TRUE
122 | bus_LV_355-37_0_6_node_101 | 0.4 | n |  | TRUE
123 | bus_LV_355-37_0_6_node_135 | 0.4 | n |  | TRUE
124 | bus_LV_355-37_0_6_node_95 | 0.4 | n |  | TRUE
125 | bus_LV_355-37_0_6_node_97 | 0.4 | n |  | TRUE
126 | bus_LV_355-37_0_6_node_180 | 0.4 | n |  | TRUE
127 | bus_LV_355-37_0_6_node_98 | 0.4 | n |  | TRUE
128 | bus_LV_355-37_0_6_node_99 | 0.4 | n |  | TRUE
129 | bus_LV_355-37_0_6_node_117 | 0.4 | n |  | TRUE
130 | bus_LV_355-37_0_6_node_183 | 0.4 | n |  | TRUE
131 | bus_LV_355-37_0_6_node_118 | 0.4 | n |  | TRUE
132 | bus_LV_355-37_0_6_node_108 | 0.4 | n |  | TRUE
133 | bus_LV_355-37_0_6_node_100 | 0.4 | n |  | TRUE
134 | bus_LV_355-37_0_6_node_102 | 0.4 | n |  | TRUE
135 | bus_LV_355-37_0_6_node_104 | 0.4 | n |  | TRUE
136 | bus_LV_355-37_0_6_node_109 | 0.4 | n |  | TRUE
137 | bus_LV_355-37_0_6_node_105 | 0.4 | n |  | TRUE
138 | bus_LV_355-37_0_6_node_106 | 0.4 | n |  | TRUE
139 | bus_LV_355-37_0_6_node_107 | 0.4 | n |  | TRUE
140 | bus_LV_355-37_0_6_node_119 | 0.4 | n |  | TRUE
141 | bus_LV_355-37_0_6_node_140 | 0.4 | n |  | TRUE
142 | bus_LV_355-37_0_6_node_171 | 0.4 | n |  | TRUE
143 | bus_LV_355-37_0_6_node_133 | 0.4 | n |  | TRUE
144 | bus_LV_355-37_0_6_node_138 | 0.4 | n |  | TRUE
145 | bus_LV_355-37_0_6_node_177 | 0.4 | n |  | TRUE
146 | bus_LV_355-37_0_6_node_178 | 0.4 | n |  | TRUE
147 | bus_LV_355-37_0_6_node_127 | 0.4 | n |  | TRUE
148 | bus_LV_355-37_0_6_node_131 | 0.4 | n |  | TRUE
149 | bus_LV_355-37_0_6_node_132 | 0.4 | n |  | TRUE
150 | bus_LV_355-37_0_6_node_155 | 0.4 | n |  | TRUE
151 | bus_LV_355-37_0_6_node_156 | 0.4 | n |  | TRUE
152 | bus_LV_355-37_0_6_node_136 | 0.4 | n |  | TRUE
153 | bus_LV_355-37_0_6_node_137 | 0.4 | n |  | TRUE
154 | bus_LV_355-37_0_6_node_139 | 0.4 | n |  | TRUE
155 | bus_LV_355-37_0_6_node_147 | 0.4 | n |  | TRUE
156 | bus_LV_355-37_0_6_node_148 | 0.4 | n |  | TRUE
157 | bus_LV_355-37_0_6_node_146 | 0.4 | n |  | TRUE
158 | bus_LV_355-37_0_6_node_145 | 0.4 | n |  | TRUE
159 | bus_LV_355-37_0_6_node_144 | 0.4 | n |  | TRUE
160 | bus_LV_355-37_0_6_node_152 | 0.4 | n |  | TRUE
161 | bus_LV_355-37_0_6_node_150 | 0.4 | n |  | TRUE
162 | bus_LV_355-37_0_6_node_151 | 0.4 | n |  | TRUE
163 | bus_LV_355-37_0_6_node_153 | 0.4 | n |  | TRUE
164 | bus_LV_355-37_0_6_node_154 | 0.4 | n |  | TRUE
165 | bus_LV_355-37_0_6_node_149 | 0.4 | n |  | TRUE
166 | bus_LV_355-37_0_6_node_161 | 0.4 | n |  | TRUE
167 | bus_LV_355-37_0_6_node_159 | 0.4 | n |  | TRUE
168 | bus_LV_355-37_0_6_node_157 | 0.4 | n |  | TRUE
169 | bus_LV_355-37_0_6_node_158 | 0.4 | n |  | TRUE
170 | bus_LV_355-37_0_6_node_160 | 0.4 | n |  | TRUE
171 | bus_LV_355-37_0_6_node_162 | 0.4 | n |  | TRUE
172 | bus_LV_355-37_0_6_node_167 | 0.4 | n |  | TRUE
173 | bus_LV_355-37_0_6_node_168 | 0.4 | n |  | TRUE
174 | bus_LV_355-37_0_6_node_169 | 0.4 | n |  | TRUE
175 | bus_LV_355-37_0_6_node_174 | 0.4 | n |  | TRUE
176 | bus_MV_600_0_node_86 | 20 | n |  | TRUE

## load
| name | bus | p_mw | q_mvar | const_z_percent | const_i_percent | sn_mva | scaling | in_service | type
0 | LV_355-37_0_6_load_0 | 0 | 0.0062076 | 0.0015558 | 0 | 0 |  | 1 | TRUE | wye
1 | LV_355-37_0_6_load_1 | 1 | 0.0061172 | 0.0015331 | 0 | 0 |  | 1 | TRUE | wye
2 | LV_355-37_0_6_load_3 | 3 | 0.0031728 | 0.00079517 | 0 | 0 |  | 1 | TRUE | wye
3 | LV_355-37_0_6_load_4 | 4 | 0.0029355 | 0.00073572 | 0 | 0 |  | 1 | TRUE | wye
4 | LV_355-37_0_6_load_26 | 7 | 0.0032042 | 0.00080304 | 0 | 0 |  | 1 | TRUE | wye
5 | LV_355-37_0_6_load_21 | 9 | 0.0036209 | 0.00090747 | 0 | 0 |  | 1 | TRUE | wye
6 | LV_355-37_0_6_load_22 | 10 | 0.0072475 | 0.0018164 | 0 | 0 |  | 1 | TRUE | wye
7 | LV_355-37_0_6_load_19 | 11 | 0.0076396 | 0.0019147 | 0 | 0 |  | 1 | TRUE | wye
8 | LV_355-37_0_6_load_5 | 12 | 0.0031166 | 0.00078109 | 0 | 0 |  | 1 | TRUE | wye
9 | LV_355-37_0_6_load_6 | 13 | 0.003268 | 0.00081905 | 0 | 0 |  | 1 | TRUE | wye
10 | LV_355-37_0_6_load_8 | 14 | 0.0028267 | 0.00070843 | 0 | 0 |  | 1 | TRUE | wye
11 | LV_355-37_0_6_load_49 | 15 | 0.0034546 | 0.00086579 | 0 | 0 |  | 1 | TRUE | wye
12 | LV_355-37_0_6_load_23 | 16 | 0.012332 | 0.0030906 | 0 | 0 |  | 1 | TRUE | wye
13 | LV_355-37_0_6_load_24 | 17 | 0.0023318 | 0.0005844 | 0 | 0 |  | 1 | TRUE | wye
14 | LV_355-37_0_6_load_10 | 18 | 0.0025327 | 0.00063476 | 0 | 0 |  | 1 | TRUE | wye
15 | LV_355-37_0_6_load_11 | 19 | 0.0045677 | 0.0011448 | 0 | 0 |  | 1 | TRUE | wye
16 | LV_355-37_0_6_load_12 | 20 | 0.0075966 | 0.0019039 | 0 | 0 |  | 1 | TRUE | wye
17 | LV_355-37_0_6_load_13 | 21 | 0.0040023 | 0.0010031 | 0 | 0 |  | 1 | TRUE | wye
18 | LV_355-37_0_6_load_14 | 22 | 0.0064601 | 0.0016191 | 0 | 0 |  | 1 | TRUE | wye
19 | LV_355-37_0_6_load_16 | 24 | 0.0036165 | 0.00090639 | 0 | 0 |  | 1 | TRUE | wye
20 | LV_355-37_0_6_load_17 | 25 | 0.002427 | 0.00060825 | 0 | 0 |  | 1 | TRUE | wye
21 | LV_355-37_0_6_load_18 | 26 | 0.0018708 | 0.00046886 | 0 | 0 |  | 1 | TRUE | wye
22 | LV_355-37_0_6_load_166 | 27 | 0.0058011 | 0.0014539 | 0 | 0 |  | 1 | TRUE | wye
23 | LV_355-37_0_6_load_112 | 28 | 0.0020558 | 0.00051523 | 0 | 0 |  | 1 | TRUE | wye
24 | LV_355-37_0_6_load_25 | 29 | 0.0030088 | 0.00075409 | 0 | 0 |  | 1 | TRUE | wye
25 | LV_355-37_0_6_load_111 | 30 | 0.001727 | 0.00043282 | 0 | 0 |  | 1 | TRUE | wye
26 | LV_355-37_0_6_load_27 | 31 | 0.005607 | 0.0014052 | 0 | 0 |  | 1 | TRUE | wye
27 | LV_355-37_0_6_load_50 | 36 | 0.0022885 | 0.00057355 | 0 | 0 |  | 1 | TRUE | wye
28 | LV_355-37_0_6_load_29 | 37 | 0.0027513 | 0.00068955 | 0 | 0 |  | 1 | TRUE | wye
29 | LV_355-37_0_6_load_44 | 38 | 0.0027753 | 0.00069557 | 0 | 0 |  | 1 | TRUE | wye
30 | LV_355-37_0_6_load_43 | 39 | 0.0070277 | 0.0017613 | 0 | 0 |  | 1 | TRUE | wye
31 | LV_355-37_0_6_load_30 | 40 | 0.0050928 | 0.0012764 | 0 | 0 |  | 1 | TRUE | wye
32 | LV_355-37_0_6_load_33 | 43 | 0.012493 | 0.0031312 | 0 | 0 |  | 1 | TRUE | wye
33 | LV_355-37_0_6_load_35 | 44 | 0.0046983 | 0.0011775 | 0 | 0 |  | 1 | TRUE | wye
34 | LV_355-37_0_6_load_36 | 45 | 0.0049004 | 0.0012282 | 0 | 0 |  | 1 | TRUE | wye
35 | LV_355-37_0_6_load_123 | 48 | 0.0021014 | 0.00052667 | 0 | 0 |  | 1 | TRUE | wye
36 | LV_355-37_0_6_load_128 | 49 | 0.0047713 | 0.0011958 | 0 | 0 |  | 1 | TRUE | wye
37 | LV_355-37_0_6_load_38 | 50 | 0.0030163 | 0.00075595 | 0 | 0 |  | 1 | TRUE | wye
38 | LV_355-37_0_6_load_124 | 51 | 0.0020483 | 0.00051335 | 0 | 0 |  | 1 | TRUE | wye
39 | LV_355-37_0_6_load_41 | 53 | 0.0018722 | 0.00046921 | 0 | 0 |  | 1 | TRUE | wye
40 | LV_355-37_0_6_load_42 | 54 | 0.0018375 | 0.00046053 | 0 | 0 |  | 1 | TRUE | wye
41 | LV_355-37_0_6_load_51 | 55 | 0.0017949 | 0.00044984 | 0 | 0 |  | 1 | TRUE | wye
42 | LV_355-37_0_6_load_57 | 56 | 0.0043924 | 0.0011008 | 0 | 0 |  | 1 | TRUE | wye
43 | LV_355-37_0_6_load_52 | 57 | 0.0017627 | 0.00044178 | 0 | 0 |  | 1 | TRUE | wye
44 | LV_355-37_0_6_load_56 | 58 | 0.0023863 | 0.00059806 | 0 | 0 |  | 1 | TRUE | wye
45 | LV_355-37_0_6_load_45 | 59 | 0.0029309 | 0.00073455 | 0 | 0 |  | 1 | TRUE | wye
46 | LV_355-37_0_6_load_47 | 61 | 0.039206 | 0.0098261 | 0 | 0 |  | 1 | TRUE | wye
47 | LV_355-37_0_6_load_48 | 62 | 0.0073969 | 0.0018538 | 0 | 0 |  | 1 | TRUE | wye
48 | LV_355-37_0_6_load_182 | 63 | 0.033753 | 0.0084594 | 0 | 0 |  | 1 | TRUE | wye
49 | LV_355-37_0_6_load_53 | 64 | 0.0016932 | 0.00042435 | 0 | 0 |  | 1 | TRUE | wye
50 | LV_355-37_0_6_load_175 | 66 | 0.0017937 | 0.00044955 | 0 | 0 |  | 1 | TRUE | wye
51 | LV_355-37_0_6_load_176 | 67 | 0.0017594 | 0.00044094 | 0 | 0 |  | 1 | TRUE | wye
52 | LV_355-37_0_6_load_55 | 68 | 0.0025614 | 0.00064194 | 0 | 0 |  | 1 | TRUE | wye
53 | LV_355-37_0_6_load_58 | 69 | 0.0024021 | 0.00060203 | 0 | 0 |  | 1 | TRUE | wye
54 | LV_355-37_0_6_load_59 | 70 | 0.0031781 | 0.0007965 | 0 | 0 |  | 1 | TRUE | wye
55 | LV_355-37_0_6_load_74 | 71 | 0.0024511 | 0.0006143 | 0 | 0 |  | 1 | TRUE | wye
56 | LV_355-37_0_6_load_72 | 72 | 0.0017186 | 0.00043071 | 0 | 0 |  | 1 | TRUE | wye
57 | LV_355-37_0_6_load_60 | 73 | 0.0022042 | 0.00055242 | 0 | 0 |  | 1 | TRUE | wye
58 | LV_355-37_0_6_load_61 | 74 | 0.0025726 | 0.00064476 | 0 | 0 |  | 1 | TRUE | wye
59 | LV_355-37_0_6_load_62 | 75 | 0.0023731 | 0.00059474 | 0 | 0 |  | 1 | TRUE | wye
60 | LV_355-37_0_6_load_63 | 76 | 0.0022854 | 0.00057279 | 0 | 0 |  | 1 | TRUE | wye
61 | LV_355-37_0_6_load_64 | 77 | 0.0022911 | 0.0005742 | 0 | 0 |  | 1 | TRUE | wye
62 | LV_355-37_0_6_load_129 | 78 | 0.0027578 | 0.00069118 | 0 | 0 |  | 1 | TRUE | wye
63 | LV_355-37_0_6_load_130 | 79 | 0.0022652 | 0.00056771 | 0 | 0 |  | 1 | TRUE | wye
64 | LV_355-37_0_6_load_65 | 80 | 0.0026914 | 0.00067452 | 0 | 0 |  | 1 | TRUE | wye
65 | LV_355-37_0_6_load_66 | 81 | 0.0020256 | 0.00050767 | 0 | 0 |  | 1 | TRUE | wye
66 | LV_355-37_0_6_load_67 | 82 | 0.0015525 | 0.0003891 | 0 | 0 |  | 1 | TRUE | wye
67 | LV_355-37_0_6_load_68 | 83 | 0.0025861 | 0.00064814 | 0 | 0 |  | 1 | TRUE | wye
68 | LV_355-37_0_6_load_69 | 84 | 0.0026207 | 0.0006568 | 0 | 0 |  | 1 | TRUE | wye
69 | LV_355-37_0_6_load_80 | 85 | 0.0026894 | 0.00067402 | 0 | 0 |  | 1 | TRUE | wye
70 | LV_355-37_0_6_load_78 | 86 | 0.0038613 | 0.00096774 | 0 | 0 |  | 1 | TRUE | wye
71 | LV_355-37_0_6_load_70 | 87 | 0.0017092 | 0.00042836 | 0 | 0 |  | 1 | TRUE | wye
72 | LV_355-37_0_6_load_71 | 88 | 0.0025857 | 0.00064805 | 0 | 0 |  | 1 | TRUE | wye
73 | LV_355-37_0_6_load_73 | 89 | 0.0033195 | 0.00083195 | 0 | 0 |  | 1 | TRUE | wye
74 | LV_355-37_0_6_load_75 | 90 | 0.0022793 | 0.00057125 | 0 | 0 |  | 1 | TRUE | wye
75 | LV_355-37_0_6_load_76 | 91 | 0.002635 | 0.00066039 | 0 | 0 |  | 1 | TRUE | wye
76 | LV_355-37_0_6_load_77 | 92 | 0.0022963 | 0.00057552 | 0 | 0 |  | 1 | TRUE | wye
77 | LV_355-37_0_6_load_114 | 94 | 0.0071364 | 0.0017886 | 0 | 0 |  | 1 | TRUE | wye
78 | LV_355-37_0_6_load_79 | 96 | 0.0034103 | 0.00085469 | 0 | 0 |  | 1 | TRUE | wye
79 | LV_355-37_0_6_load_81 | 97 | 0.0026391 | 0.00066142 | 0 | 0 |  | 1 | TRUE | wye
80 | LV_355-37_0_6_load_121 | 98 | 0.0027773 | 0.00069605 | 0 | 0 |  | 1 | TRUE | wye
81 | LV_355-37_0_6_load_120 | 99 | 0.0023061 | 0.00057796 | 0 | 0 |  | 1 | TRUE | wye
82 | LV_355-37_0_6_load_82 | 100 | 0.0022304 | 0.000559 | 0 | 0 |  | 1 | TRUE | wye
83 | LV_355-37_0_6_load_83 | 101 | 0.0023247 | 0.00058262 | 0 | 0 |  | 1 | TRUE | wye
84 | LV_355-37_0_6_load_84 | 102 | 0.0036635 | 0.00091815 | 0 | 0 |  | 1 | TRUE | wye
85 | LV_355-37_0_6_load_85 | 103 | 0.0047918 | 0.0012009 | 0 | 0 |  | 1 | TRUE | wye
86 | LV_355-37_0_6_load_86 | 104 | 0.0031315 | 0.00078484 | 0 | 0 |  | 1 | TRUE | wye
87 | LV_355-37_0_6_load_94 | 105 | 0.0037744 | 0.00094596 | 0 | 0 |  | 1 | TRUE | wye
88 | LV_355-37_0_6_load_125 | 106 | 0.0033698 | 0.00084455 | 0 | 0 |  | 1 | TRUE | wye
89 | LV_355-37_0_6_load_126 | 108 | 0.0022215 | 0.00055677 | 0 | 0 |  | 1 | TRUE | wye
90 | LV_355-37_0_6_load_87 | 109 | 0.0017658 | 0.00044254 | 0 | 0 |  | 1 | TRUE | wye
91 | LV_355-37_0_6_load_88 | 110 | 0.0091037 | 0.0022816 | 0 | 0 |  | 1 | TRUE | wye
92 | LV_355-37_0_6_load_91 | 112 | 0.0021408 | 0.00053653 | 0 | 0 |  | 1 | TRUE | wye
93 | LV_355-37_0_6_load_92 | 113 | 0.0017102 | 0.00042862 | 0 | 0 |  | 1 | TRUE | wye
94 | LV_355-37_0_6_load_93 | 114 | 0.002324 | 0.00058245 | 0 | 0 |  | 1 | TRUE | wye
95 | LV_355-37_0_6_load_103 | 116 | 0.0018146 | 0.00045477 | 0 | 0 |  | 1 | TRUE | wye
96 | LV_355-37_0_6_load_134 | 117 | 0.003471 | 0.00086991 | 0 | 0 |  | 1 | TRUE | wye
97 | LV_355-37_0_6_load_122 | 118 | 0.0031292 | 0.00078424 | 0 | 0 |  | 1 | TRUE | wye
98 | LV_355-37_0_6_load_172 | 120 | 0.0064626 | 0.0016197 | 0 | 0 |  | 1 | TRUE | wye
99 | LV_355-37_0_6_load_170 | 121 | 0.0033081 | 0.00082909 | 0 | 0 |  | 1 | TRUE | wye
100 | LV_355-37_0_6_load_101 | 122 | 0.0022728 | 0.00056963 | 0 | 0 |  | 1 | TRUE | wye
101 | LV_355-37_0_6_load_135 | 123 | 0.0022773 | 0.00057075 | 0 | 0 |  | 1 | TRUE | wye
102 | LV_355-37_0_6_load_95 | 124 | 0.007746 | 0.0019413 | 0 | 0 |  | 1 | TRUE | wye
103 | LV_355-37_0_6_load_180 | 126 | 0.0050166 | 0.0012573 | 0 | 0 |  | 1 | TRUE | wye
104 | LV_355-37_0_6_load_98 | 127 | 0.0043936 | 0.0011011 | 0 | 0 |  | 1 | TRUE | wye
105 | LV_355-37_0_6_load_183 | 130 | 0.003889 | 0.00097468 | 0 | 0 |  | 1 | TRUE | wye
106 | LV_355-37_0_6_load_118 | 131 | 0.0041953 | 0.0010514 | 0 | 0 |  | 1 | TRUE | wye
107 | LV_355-37_0_6_load_108 | 132 | 0.0030599 | 0.00076689 | 0 | 0 |  | 1 | TRUE | wye
108 | LV_355-37_0_6_load_100 | 133 | 0.0032087 | 0.00080418 | 0 | 0 |  | 1 | TRUE | wye
109 | LV_355-37_0_6_load_102 | 134 | 0.0013288 | 0.00033303 | 0 | 0 |  | 1 | TRUE | wye
110 | LV_355-37_0_6_load_104 | 135 | 0.0034828 | 0.00087288 | 0 | 0 |  | 1 | TRUE | wye
111 | LV_355-37_0_6_load_109 | 136 | 0.0022814 | 0.00057177 | 0 | 0 |  | 1 | TRUE | wye
112 | LV_355-37_0_6_load_105 | 137 | 0.0032758 | 0.00082099 | 0 | 0 |  | 1 | TRUE | wye
113 | LV_355-37_0_6_load_106 | 138 | 0.0030966 | 0.00077608 | 0 | 0 |  | 1 | TRUE | wye
114 | LV_355-37_0_6_load_107 | 139 | 0.0030446 | 0.00076305 | 0 | 0 |  | 1 | TRUE | wye
115 | LV_355-37_0_6_load_119 | 140 | 0.0037829 | 0.00094809 | 0 | 0 |  | 1 | TRUE | wye
116 | LV_355-37_0_6_load_171 | 142 | 0.0080918 | 0.002028 | 0 | 0 |  | 1 | TRUE | wye
117 | LV_355-37_0_6_load_133 | 143 | 0.0012245 | 0.00030689 | 0 | 0 |  | 1 | TRUE | wye
118 | LV_355-37_0_6_load_177 | 145 | 0.0017302 | 0.00043363 | 0 | 0 |  | 1 | TRUE | wye
119 | LV_355-37_0_6_load_178 | 146 | 0.0045253 | 0.0011342 | 0 | 0 |  | 1 | TRUE | wye
120 | LV_355-37_0_6_load_127 | 147 | 0.0039383 | 0.00098702 | 0 | 0 |  | 1 | TRUE | wye
121 | LV_355-37_0_6_load_131 | 148 | 0.0019792 | 0.00049603 | 0 | 0 |  | 1 | TRUE | wye
122 | LV_355-37_0_6_load_132 | 149 | 0.0020687 | 0.00051846 | 0 | 0 |  | 1 | TRUE | wye
123 | LV_355-37_0_6_load_155 | 150 | 0.0018218 | 0.00045659 | 0 | 0 |  | 1 | TRUE | wye
124 | LV_355-37_0_6_load_156 | 151 | 0.0094171 | 0.0023601 | 0 | 0 |  | 1 | TRUE | wye
125 | LV_355-37_0_6_load_136 | 152 | 0.0015743 | 0.00039456 | 0 | 0 |  | 1 | TRUE | wye
126 | LV_355-37_0_6_load_137 | 153 | 0.0029214 | 0.00073218 | 0 | 0 |  | 1 | TRUE | wye
127 | LV_355-37_0_6_load_139 | 154 | 0.0023537 | 0.00058988 | 0 | 0 |  | 1 | TRUE | wye
128 | LV_355-37_0_6_load_147 | 155 | 0.0016451 | 0.00041229 | 0 | 0 |  | 1 | TRUE | wye
129 | LV_355-37_0_6_load_148 | 156 | 0.0026183 | 0.0006562 | 0 | 0 |  | 1 | TRUE | wye
130 | LV_355-37_0_6_load_146 | 157 | 0.0056017 | 0.0014039 | 0 | 0 |  | 1 | TRUE | wye
131 | LV_355-37_0_6_load_145 | 158 | 0.02562 | 0.0064209 | 0 | 0 |  | 1 | TRUE | wye
132 | LV_355-37_0_6_load_144 | 159 | 0.0036387 | 0.00091195 | 0 | 0 |  | 1 | TRUE | wye
133 | LV_355-37_0_6_load_150 | 161 | 0.007089 | 0.0017767 | 0 | 0 |  | 1 | TRUE | wye
134 | LV_355-37_0_6_load_154 | 164 | 0.0015162 | 0.00038 | 0 | 0 |  | 1 | TRUE | wye
135 | LV_355-37_0_6_load_149 | 165 | 0.0033572 | 0.0008414 | 0 | 0 |  | 1 | TRUE | wye
136 | LV_355-37_0_6_load_161 | 166 | 0.0016942 | 0.0004246 | 0 | 0 |  | 1 | TRUE | wye
137 | LV_355-37_0_6_load_159 | 167 | 0.0019609 | 0.00049145 | 0 | 0 |  | 1 | TRUE | wye
138 | LV_355-37_0_6_load_157 | 168 | 0.0088222 | 0.0022111 | 0 | 0 |  | 1 | TRUE | wye
139 | LV_355-37_0_6_load_158 | 169 | 0.0022809 | 0.00057166 | 0 | 0 |  | 1 | TRUE | wye
140 | LV_355-37_0_6_load_160 | 170 | 0.00080054 | 0.00020064 | 0 | 0 |  | 1 | TRUE | wye
141 | LV_355-37_0_6_load_162 | 171 | 0.0012007 | 0.00030093 | 0 | 0 |  | 1 | TRUE | wye
142 | LV_355-37_0_6_load_167 | 172 | 0.0014384 | 0.0003605 | 0 | 0 |  | 1 | TRUE | wye
143 | LV_355-37_0_6_load_168 | 173 | 0.0071176 | 0.0017838 | 0 | 0 |  | 1 | TRUE | wye
144 | LV_355-37_0_6_load_174 | 175 | 0.014846 | 0.0037207 | 0 | 0 |  | 1 | TRUE | wye

## ext_grid
| name | bus | vm_pu | va_degree | slack_weight | in_service
0 |  | 29 | 1 | 0 | 1 | TRUE

## line
| name | std_type | from_bus | to_bus | length_km | r_ohm_per_km | x_ohm_per_km | c_nf_per_km | g_us_per_km | max_i_ka | df | parallel | type | in_service
0 | LV_355-37_0_6_line_0 |  | 0 | 1 | 0.01505 | 0.125 | 0.08 | 261 | 0 | 0.364 | 1 | 1 | cs | TRUE
1 | LV_355-37_0_6_line_1 |  | 0 | 2 | 0.020091 | 0.125 | 0.08 | 261 | 0 | 0.364 | 1 | 1 | cs | TRUE
2 | LV_355-37_0_6_line_2 |  | 2 | 3 | 0.013838 | 0.125 | 0.08 | 261 | 0 | 0.364 | 1 | 5 | cs | TRUE
3 | LV_355-37_0_6_line_3 |  | 2 | 4 | 0.0081 | 0.125 | 0.08 | 261 | 0 | 0.364 | 1 | 5 | cs | TRUE
4 | LV_355-37_0_6_line_4 |  | 3 | 5 | 0.014527 | 0.125 | 0.08 | 261 | 0 | 0.364 | 1 | 5 | cs | TRUE
5 | LV_355-37_0_6_line_5 |  | 4 | 6 | 0.028199 | 0.125 | 0.08 | 261 | 0 | 0.364 | 1 | 5 | cs | TRUE
6 | LV_355-37_0_6_line_6 |  | 5 | 7 | 0.013899 | 0.125 | 0.08 | 261 | 0 | 0.364 | 1 | 5 | cs | TRUE
7 | LV_355-37_0_6_line_7 |  | 5 | 8 | 0.060346 | 0.125 | 0.08 | 261 | 0 | 0.364 | 1 | 1 | cs | TRUE
8 | LV_355-37_0_6_line_8 |  | 6 | 9 | 0.013298 | 0.125 | 0.08 | 261 | 0 | 0.364 | 1 | 1 | cs | TRUE
9 | LV_355-37_0_6_line_9 |  | 6 | 10 | 0.016409 | 0.125 | 0.08 | 261 | 0 | 0.364 | 1 | 5 | cs | TRUE
10 | LV_355-37_0_6_line_10 |  | 6 | 11 | 0.02479 | 0.125 | 0.08 | 261 | 0 | 0.364 | 1 | 1 | cs | TRUE
11 | LV_355-37_0_6_line_11 |  | 7 | 15 | 0.016699 | 0.125 | 0.08 | 261 | 0 | 0.364 | 1 | 5 | cs | TRUE
12 | LV_355-37_0_6_line_12 |  | 8 | 12 | 0.017746 | 0.125 | 0.08 | 261 | 0 | 0.364 | 1 | 1 | cs | TRUE
13 | LV_355-37_0_6_line_13 |  | 9 | 31 | 0.024738 | 0.125 | 0.08 | 261 | 0 | 0.364 | 1 | 1 | cs | TRUE
14 | LV_355-37_0_6_line_14 |  | 10 | 32 | 0.013101 | 0.125 | 0.08 | 261 | 0 | 0.364 | 1 | 5 | cs | TRUE
15 | LV_355-37_0_6_line_15 |  | 11 | 20 | 0.018972 | 0.125 | 0.08 | 261 | 0 | 0.364 | 1 | 1 | cs | TRUE
16 | LV_355-37_0_6_line_16 |  | 12 | 13 | 0.0098908 | 0.125 | 0.08 | 261 | 0 | 0.364 | 1 | 1 | cs | TRUE
17 | LV_355-37_0_6_line_17 |  | 13 | 14 | 0.0098701 | 0.125 | 0.08 | 261 | 0 | 0.364 | 1 | 1 | cs | TRUE
18 | LV_355-37_0_6_line_18 |  | 15 | 36 | 0.0070034 | 0.125 | 0.08 | 261 | 0 | 0.364 | 1 | 5 | cs | TRUE
19 | LV_355-37_0_6_line_19 |  | 16 | 17 | 0.0055028 | 0.125 | 0.08 | 261 | 0 | 0.364 | 1 | 1 | cs | TRUE
20 | LV_355-37_0_6_line_20 |  | 17 | 29 | 0.017439 | 0.125 | 0.08 | 261 | 0 | 0.364 | 1 | 1 | cs | TRUE
21 | LV_355-37_0_6_line_21 |  | 18 | 19 | 0.024601 | 0.125 | 0.08 | 261 | 0 | 0.364 | 1 | 1 | cs | TRUE
22 | LV_355-37_0_6_line_22 |  | 19 | 20 | 0.023923 | 0.125 | 0.08 | 261 | 0 | 0.364 | 1 | 1 | cs | TRUE
23 | LV_355-37_0_6_line_23 |  | 21 | 22 | 0.027162 | 0.125 | 0.08 | 261 | 0 | 0.364 | 1 | 1 | cs | TRUE
24 | LV_355-37_0_6_line_24 |  | 21 | 23 | 0.012412 | 0.125 | 0.08 | 261 | 0 | 0.364 | 1 | 1 | cs | TRUE
25 | LV_355-37_0_6_line_25 |  | 22 | 24 | 0.00245 | 0.125 | 0.08 | 261 | 0 | 0.364 | 1 | 1 | cs | TRUE
26 | LV_355-37_0_6_line_26 |  | 23 | 25 | 0.0090796 | 0.125 | 0.08 | 261 | 0 | 0.364 | 1 | 5 | cs | TRUE
27 | LV_355-37_0_6_line_27 |  | 23 | 26 | 0.009042 | 0.125 | 0.08 | 261 | 0 | 0.364 | 1 | 5 | cs | TRUE
28 | LV_355-37_0_6_line_28 |  | 24 | 27 | 0.018281 | 0.125 | 0.08 | 261 | 0 | 0.364 | 1 | 1 | cs | TRUE
29 | LV_355-37_0_6_line_29 |  | 25 | 28 | 0.0063579 | 0.125 | 0.08 | 261 | 0 | 0.364 | 1 | 5 | cs | TRUE
30 | LV_355-37_0_6_line_30 |  | 26 | 29 | 0.019748 | 0.125 | 0.08 | 261 | 0 | 0.364 | 1 | 5 | cs | TRUE
31 | LV_355-37_0_6_line_31 |  | 28 | 30 | 0.0092918 | 0.125 | 0.08 | 261 | 0 | 0.364 | 1 | 5 | cs | TRUE
32 | LV_355-37_0_6_line_32 |  | 30 | 112 | 0.018283 | 0.125 | 0.08 | 261 | 0 | 0.364 | 1 | 5 | cs | TRUE
33 | LV_355-37_0_6_line_33 |  | 31 | 33 | 0.031943 | 0.125 | 0.08 | 261 | 0 | 0.364 | 1 | 1 | cs | TRUE
34 | LV_355-37_0_6_line_34 |  | 32 | 34 | 0.017411 | 0.125 | 0.08 | 261 | 0 | 0.364 | 1 | 5 | cs | TRUE
35 | LV_355-37_0_6_line_35 |  | 32 | 35 | 0.014707 | 0.125 | 0.08 | 261 | 0 | 0.364 | 1 | 5 | cs | TRUE
36 | LV_355-37_0_6_line_36 |  | 33 | 37 | 0.0029926 | 0.125 | 0.08 | 261 | 0 | 0.364 | 1 | 1 | cs | TRUE
37 | LV_355-37_0_6_line_37 |  | 34 | 62 | 0.0086174 | 0.125 | 0.08 | 261 | 0 | 0.364 | 1 | 5 | cs | TRUE
38 | LV_355-37_0_6_line_38 |  | 35 | 157 | 0.049461 | 0.125 | 0.08 | 261 | 0 | 0.364 | 1 | 5 | cs | TRUE
39 | LV_355-37_0_6_line_39 |  | 36 | 64 | 0.016723 | 0.125 | 0.08 | 261 | 0 | 0.364 | 1 | 5 | cs | TRUE
40 | LV_355-37_0_6_line_40 |  | 37 | 38 | 0.016215 | 0.125 | 0.08 | 261 | 0 | 0.364 | 1 | 1 | cs | TRUE
41 | LV_355-37_0_6_line_41 |  | 38 | 39 | 0.020841 | 0.125 | 0.08 | 261 | 0 | 0.364 | 1 | 1 | cs | TRUE
42 | LV_355-37_0_6_line_42 |  | 40 | 41 | 0.0073407 | 0.125 | 0.08 | 261 | 0 | 0.364 | 1 | 1 | cs | TRUE
43 | LV_355-37_0_6_line_43 |  | 40 | 42 | 0.034863 | 0.125 | 0.08 | 261 | 0 | 0.364 | 1 | 1 | cs | TRUE
44 | LV_355-37_0_6_line_44 |  | 41 | 43 | 0.039403 | 0.125 | 0.08 | 261 | 0 | 0.364 | 1 | 1 | cs | TRUE
45 | LV_355-37_0_6_line_45 |  | 42 | 44 | 0.011679 | 0.125 | 0.08 | 261 | 0 | 0.364 | 1 | 1 | cs | TRUE
46 | LV_355-37_0_6_line_46 |  | 42 | 45 | 0.040824 | 0.125 | 0.08 | 261 | 0 | 0.364 | 1 | 1 | cs | TRUE
47 | LV_355-37_0_6_line_47 |  | 43 | 46 | 0.009495 | 0.125 | 0.08 | 261 | 0 | 0.364 | 1 | 1 | cs | TRUE
48 | LV_355-37_0_6_line_48 |  | 44 | 48 | 0.01194 | 0.125 | 0.08 | 261 | 0 | 0.364 | 1 | 1 | cs | TRUE
49 | LV_355-37_0_6_line_49 |  | 45 | 49 | 0.014768 | 0.125 | 0.08 | 261 | 0 | 0.364 | 1 | 1 | cs | TRUE
50 | LV_355-37_0_6_line_50 |  | 46 | 47 | 0.008672 | 0.125 | 0.08 | 261 | 0 | 0.364 | 1 | 1 | cs | TRUE
51 | LV_355-37_0_6_line_51 |  | 47 | 50 | 0.028558 | 0.125 | 0.08 | 261 | 0 | 0.364 | 1 | 1 | cs | TRUE
52 | LV_355-37_0_6_line_52 |  | 48 | 51 | 0.00027016 | 0.125 | 0.08 | 261 | 0 | 0.364 | 1 | 1 | cs | TRUE
53 | LV_355-37_0_6_line_53 |  | 50 | 52 | 0.0045638 | 0.125 | 0.08 | 261 | 0 | 0.364 | 1 | 1 | cs | TRUE
54 | LV_355-37_0_6_line_54 |  | 51 | 145 | 0.00045739 | 0.125 | 0.08 | 261 | 0 | 0.364 | 1 | 1 | cs | TRUE
55 | LV_355-37_0_6_line_55 |  | 52 | 53 | 0.014187 | 0.125 | 0.08 | 261 | 0 | 0.364 | 1 | 1 | cs | TRUE
56 | LV_355-37_0_6_line_56 |  | 52 | 54 | 0.035064 | 0.125 | 0.08 | 261 | 0 | 0.364 | 1 | 1 | cs | TRUE
57 | LV_355-37_0_6_line_57 |  | 53 | 55 | 0.006145 | 0.125 | 0.08 | 261 | 0 | 0.364 | 1 | 1 | cs | TRUE
58 | LV_355-37_0_6_line_58 |  | 54 | 56 | 0.0063148 | 0.125 | 0.08 | 261 | 0 | 0.364 | 1 | 1 | cs | TRUE
59 | LV_355-37_0_6_line_59 |  | 55 | 57 | 0.0059594 | 0.125 | 0.08 | 261 | 0 | 0.364 | 1 | 1 | cs | TRUE
60 | LV_355-37_0_6_line_60 |  | 56 | 58 | 0.012635 | 0.125 | 0.08 | 261 | 0 | 0.364 | 1 | 2 | cs | TRUE
61 | LV_355-37_0_6_line_61 |  | 57 | 66 | 0.0059592 | 0.125 | 0.08 | 261 | 0 | 0.364 | 1 | 1 | cs | TRUE
62 | LV_355-37_0_6_line_62 |  | 58 | 65 | 0.0037891 | 0.125 | 0.08 | 261 | 0 | 0.364 | 1 | 5 | cs | TRUE
63 | LV_355-37_0_6_line_63 |  | 59 | 60 | 0.026014 | 0.125 | 0.08 | 261 | 0 | 0.364 | 1 | 5 | cs | TRUE
64 | LV_355-37_0_6_line_64 |  | 59 | 61 | 0.0028793 | 0.125 | 0.08 | 261 | 0 | 0.364 | 1 | 5 | cs | TRUE
65 | LV_355-37_0_6_line_65 |  | 60 | 62 | 0.0094052 | 0.125 | 0.08 | 261 | 0 | 0.364 | 1 | 5 | cs | TRUE
66 | LV_355-37_0_6_line_66 |  | 61 | 63 | 0.035569 | 0.125 | 0.08 | 261 | 0 | 0.364 | 1 | 4 | cs | TRUE
67 | LV_355-37_0_6_line_67 |  | 64 | 65 | 0.014525 | 0.125 | 0.08 | 261 | 0 | 0.364 | 1 | 5 | cs | TRUE
68 | LV_355-37_0_6_line_68 |  | 65 | 68 | 0.01433 | 0.125 | 0.08 | 261 | 0 | 0.364 | 1 | 5 | cs | TRUE
69 | LV_355-37_0_6_line_69 |  | 66 | 67 | 0.0011223 | 0.125 | 0.08 | 261 | 0 | 0.364 | 1 | 1 | cs | TRUE
70 | LV_355-37_0_6_line_70 |  | 68 | 69 | 0.015336 | 0.125 | 0.08 | 261 | 0 | 0.364 | 1 | 5 | cs | TRUE
71 | LV_355-37_0_6_line_71 |  | 69 | 70 | 0.0034396 | 0.125 | 0.08 | 261 | 0 | 0.364 | 1 | 5 | cs | TRUE
72 | LV_355-37_0_6_line_72 |  | 70 | 71 | 0.015922 | 0.125 | 0.08 | 261 | 0 | 0.364 | 1 | 5 | cs | TRUE
73 | LV_355-37_0_6_line_73 |  | 71 | 72 | 0.0043733 | 0.125 | 0.08 | 261 | 0 | 0.364 | 1 | 5 | cs | TRUE
74 | LV_355-37_0_6_line_74 |  | 72 | 87 | 0.014886 | 0.125 | 0.08 | 261 | 0 | 0.364 | 1 | 5 | cs | TRUE
75 | LV_355-37_0_6_line_75 |  | 73 | 74 | 0.010548 | 0.125 | 0.08 | 261 | 0 | 0.364 | 1 | 1 | cs | TRUE
76 | LV_355-37_0_6_line_76 |  | 73 | 75 | 0.022815 | 0.125 | 0.08 | 261 | 0 | 0.364 | 1 | 1 | cs | TRUE
77 | LV_355-37_0_6_line_77 |  | 74 | 76 | 0.0089029 | 0.125 | 0.08 | 261 | 0 | 0.364 | 1 | 1 | cs | TRUE
78 | LV_355-37_0_6_line_78 |  | 75 | 77 | 0.0026317 | 0.125 | 0.08 | 261 | 0 | 0.364 | 1 | 1 | cs | TRUE
79 | LV_355-37_0_6_line_79 |  | 76 | 78 | 0.0022132 | 0.125 | 0.08 | 261 | 0 | 0.364 | 1 | 1 | cs | TRUE
80 | LV_355-37_0_6_line_80 |  | 78 | 79 | 0.022984 | 0.125 | 0.08 | 261 | 0 | 0.364 | 1 | 1 | cs | TRUE
81 | LV_355-37_0_6_line_81 |  | 79 | 148 | 0.0033367 | 0.125 | 0.08 | 261 | 0 | 0.364 | 1 | 1 | cs | TRUE
82 | LV_355-37_0_6_line_82 |  | 80 | 81 | 0.0039803 | 0.125 | 0.08 | 261 | 0 | 0.364 | 1 | 1 | cs | TRUE
83 | LV_355-37_0_6_line_83 |  | 80 | 82 | 0.015489 | 0.125 | 0.08 | 261 | 0 | 0.364 | 1 | 1 | cs | TRUE
84 | LV_355-37_0_6_line_84 |  | 81 | 83 | 0.0043725 | 0.125 | 0.08 | 261 | 0 | 0.364 | 1 | 1 | cs | TRUE
85 | LV_355-37_0_6_line_85 |  | 82 | 84 | 0.0046417 | 0.125 | 0.08 | 261 | 0 | 0.364 | 1 | 1 | cs | TRUE
86 | LV_355-37_0_6_line_86 |  | 83 | 85 | 0.0083486 | 0.125 | 0.08 | 261 | 0 | 0.364 | 1 | 1 | cs | TRUE
87 | LV_355-37_0_6_line_87 |  | 85 | 86 | 0.0072316 | 0.125 | 0.08 | 261 | 0 | 0.364 | 1 | 1 | cs | TRUE
88 | LV_355-37_0_6_line_88 |  | 86 | 96 | 0.011182 | 0.125 | 0.08 | 261 | 0 | 0.364 | 1 | 1 | cs | TRUE
89 | LV_355-37_0_6_line_89 |  | 87 | 88 | 0.00091884 | 0.125 | 0.08 | 261 | 0 | 0.364 | 1 | 5 | cs | TRUE
90 | LV_355-37_0_6_line_90 |  | 88 | 89 | 0.018542 | 0.125 | 0.08 | 261 | 0 | 0.364 | 1 | 5 | cs | TRUE
91 | LV_355-37_0_6_line_91 |  | 89 | 90 | 0.0015947 | 0.125 | 0.08 | 261 | 0 | 0.364 | 1 | 5 | cs | TRUE
92 | LV_355-37_0_6_line_92 |  | 90 | 91 | 0.015274 | 0.125 | 0.08 | 261 | 0 | 0.364 | 1 | 5 | cs | TRUE
93 | LV_355-37_0_6_line_93 |  | 91 | 92 | 0.0022758 | 0.125 | 0.08 | 261 | 0 | 0.364 | 1 | 5 | cs | TRUE
94 | LV_355-37_0_6_line_94 |  | 92 | 93 | 0.011859 | 0.125 | 0.08 | 261 | 0 | 0.364 | 1 | 5 | cs | TRUE
95 | LV_355-37_0_6_line_95 |  | 93 | 94 | 0.01634 | 0.125 | 0.08 | 261 | 0 | 0.364 | 1 | 1 | cs | TRUE
96 | LV_355-37_0_6_line_96 |  | 93 | 95 | 0.020015 | 0.125 | 0.08 | 261 | 0 | 0.364 | 1 | 5 | cs | TRUE
97 | LV_355-37_0_6_line_97 |  | 95 | 140 | 0.00075011 | 0.125 | 0.08 | 261 | 0 | 0.364 | 1 | 1 | cs | TRUE
98 | LV_355-37_0_6_line_98 |  | 95 | 136 | 0.012398 | 0.125 | 0.08 | 261 | 0 | 0.364 | 1 | 5 | cs | TRUE
99 | LV_355-37_0_6_line_99 |  | 96 | 97 | 0.030678 | 0.125 | 0.08 | 261 | 0 | 0.364 | 1 | 1 | cs | TRUE
100 | LV_355-37_0_6_line_100 |  | 97 | 98 | 0.033658 | 0.125 | 0.08 | 261 | 0 | 0.364 | 1 | 1 | cs | TRUE
101 | LV_355-37_0_6_line_101 |  | 98 | 99 | 0.027239 | 0.125 | 0.08 | 261 | 0 | 0.364 | 1 | 1 | cs | TRUE
102 | LV_355-37_0_6_line_102 |  | 99 | 115 | 0.017618 | 0.125 | 0.08 | 261 | 0 | 0.364 | 1 | 1 | cs | TRUE
103 | LV_355-37_0_6_line_103 |  | 100 | 101 | 0.01993 | 0.125 | 0.08 | 261 | 0 | 0.364 | 1 | 1 | cs | TRUE
104 | LV_355-37_0_6_line_104 |  | 100 | 102 | 0.0011771 | 0.125 | 0.08 | 261 | 0 | 0.364 | 1 | 1 | cs | TRUE
105 | LV_355-37_0_6_line_105 |  | 101 | 103 | 0.0024709 | 0.125 | 0.08 | 261 | 0 | 0.364 | 1 | 1 | cs | TRUE
106 | LV_355-37_0_6_line_106 |  | 102 | 104 | 0.021701 | 0.125 | 0.08 | 261 | 0 | 0.364 | 1 | 1 | cs | TRUE
107 | LV_355-37_0_6_line_107 |  | 103 | 105 | 0.019839 | 0.125 | 0.08 | 261 | 0 | 0.364 | 1 | 1 | cs | TRUE
108 | LV_355-37_0_6_line_108 |  | 104 | 106 | 0.00014193 | 0.125 | 0.08 | 261 | 0 | 0.364 | 1 | 1 | cs | TRUE
109 | LV_355-37_0_6_line_109 |  | 105 | 107 | 0.013352 | 0.125 | 0.08 | 261 | 0 | 0.364 | 1 | 1 | cs | TRUE
110 | LV_355-37_0_6_line_110 |  | 106 | 108 | 0.019197 | 0.125 | 0.08 | 261 | 0 | 0.364 | 1 | 1 | cs | TRUE
111 | LV_355-37_0_6_line_111 |  | 107 | 115 | 0.024934 | 0.125 | 0.08 | 261 | 0 | 0.364 | 1 | 1 | cs | TRUE
112 | LV_355-37_0_6_line_112 |  | 107 | 110 | 0.00043093 | 0.125 | 0.08 | 261 | 0 | 0.364 | 1 | 2 | cs | TRUE
113 | LV_355-37_0_6_line_113 |  | 108 | 147 | 0.00086432 | 0.125 | 0.08 | 261 | 0 | 0.364 | 1 | 1 | cs | TRUE
114 | LV_355-37_0_6_line_114 |  | 109 | 110 | 0.011314 | 0.125 | 0.08 | 261 | 0 | 0.364 | 1 | 5 | cs | TRUE
115 | LV_355-37_0_6_line_115 |  | 109 | 111 | 0.03412 | 0.125 | 0.08 | 261 | 0 | 0.364 | 1 | 5 | cs | TRUE
116 | LV_355-37_0_6_line_116 |  | 111 | 112 | 0.019073 | 0.125 | 0.08 | 261 | 0 | 0.364 | 1 | 5 | cs | TRUE
117 | LV_355-37_0_6_line_117 |  | 111 | 113 | 0.012245 | 0.125 | 0.08 | 261 | 0 | 0.364 | 1 | 5 | cs | TRUE
118 | LV_355-37_0_6_line_118 |  | 111 | 114 | 0.014076 | 0.125 | 0.08 | 261 | 0 | 0.364 | 1 | 1 | cs | TRUE
119 | LV_355-37_0_6_line_119 |  | 113 | 116 | 0.00047425 | 0.125 | 0.08 | 261 | 0 | 0.364 | 1 | 5 | cs | TRUE
120 | LV_355-37_0_6_line_120 |  | 114 | 117 | 0.011113 | 0.125 | 0.08 | 261 | 0 | 0.364 | 1 | 1 | cs | TRUE
121 | LV_355-37_0_6_line_121 |  | 115 | 118 | 0.016179 | 0.125 | 0.08 | 261 | 0 | 0.364 | 1 | 1 | cs | TRUE
122 | LV_355-37_0_6_line_122 |  | 115 | 119 | 0.033004 | 0.125 | 0.08 | 261 | 0 | 0.364 | 1 | 1 | cs | TRUE
123 | LV_355-37_0_6_line_123 |  | 116 | 122 | 0.020068 | 0.125 | 0.08 | 261 | 0 | 0.364 | 1 | 5 | cs | TRUE
124 | LV_355-37_0_6_line_124 |  | 117 | 123 | 0.0032645 | 0.125 | 0.08 | 261 | 0 | 0.364 | 1 | 1 | cs | TRUE
125 | LV_355-37_0_6_line_125 |  | 118 | 141 | 0.017018 | 0.125 | 0.08 | 261 | 0 | 0.364 | 1 | 1 | cs | TRUE
126 | LV_355-37_0_6_line_126 |  | 119 | 120 | 0.00699 | 0.125 | 0.08 | 261 | 0 | 0.364 | 1 | 1 | cs | TRUE
127 | LV_355-37_0_6_line_127 |  | 119 | 121 | 0.012022 | 0.125 | 0.08 | 261 | 0 | 0.364 | 1 | 1 | cs | TRUE
128 | LV_355-37_0_6_line_128 |  | 121 | 142 | 0.013807 | 0.125 | 0.08 | 261 | 0 | 0.364 | 1 | 1 | cs | TRUE
129 | LV_355-37_0_6_line_129 |  | 122 | 133 | 0.0055876 | 0.125 | 0.08 | 261 | 0 | 0.364 | 1 | 5 | cs | TRUE
130 | LV_355-37_0_6_line_130 |  | 123 | 150 | 0.020886 | 0.125 | 0.08 | 261 | 0 | 0.364 | 1 | 1 | cs | TRUE
131 | LV_355-37_0_6_line_131 |  | 124 | 125 | 0.0068051 | 0.125 | 0.08 | 261 | 0 | 0.364 | 1 | 1 | cs | TRUE
132 | LV_355-37_0_6_line_132 |  | 124 | 126 | 0.034166 | 0.125 | 0.08 | 261 | 0 | 0.364 | 1 | 1 | cs | TRUE
133 | LV_355-37_0_6_line_133 |  | 125 | 127 | 0.014761 | 0.125 | 0.08 | 261 | 0 | 0.364 | 1 | 1 | cs | TRUE
134 | LV_355-37_0_6_line_134 |  | 125 | 128 | 0.030783 | 0.125 | 0.08 | 261 | 0 | 0.364 | 1 | 1 | cs | TRUE
135 | LV_355-37_0_6_line_135 |  | 127 | 129 | 0.019689 | 0.125 | 0.08 | 261 | 0 | 0.364 | 1 | 1 | cs | TRUE
136 | LV_355-37_0_6_line_136 |  | 128 | 130 | 0.009697 | 0.125 | 0.08 | 261 | 0 | 0.364 | 1 | 1 | cs | TRUE
137 | LV_355-37_0_6_line_137 |  | 129 | 131 | 0.035658 | 0.125 | 0.08 | 261 | 0 | 0.364 | 1 | 1 | cs | TRUE
138 | LV_355-37_0_6_line_138 |  | 129 | 132 | 0.012866 | 0.125 | 0.08 | 261 | 0 | 0.364 | 1 | 1 | cs | TRUE
139 | LV_355-37_0_6_line_139 |  | 131 | 140 | 0.021542 | 0.125 | 0.08 | 261 | 0 | 0.364 | 1 | 1 | cs | TRUE
140 | LV_355-37_0_6_line_140 |  | 132 | 138 | 0.010392 | 0.125 | 0.08 | 261 | 0 | 0.364 | 1 | 1 | cs | TRUE
141 | LV_355-37_0_6_line_141 |  | 133 | 134 | 0.011973 | 0.125 | 0.08 | 261 | 0 | 0.364 | 1 | 5 | cs | TRUE
142 | LV_355-37_0_6_line_142 |  | 134 | 135 | 0.0093179 | 0.125 | 0.08 | 261 | 0 | 0.364 | 1 | 5 | cs | TRUE
143 | LV_355-37_0_6_line_143 |  | 135 | 136 | 0.0086739 | 0.125 | 0.08 | 261 | 0 | 0.364 | 1 | 5 | cs | TRUE
144 | LV_355-37_0_6_line_144 |  | 137 | 138 | 0.009245 | 0.125 | 0.08 | 261 | 0 | 0.364 | 1 | 1 | cs | TRUE
145 | LV_355-37_0_6_line_145 |  | 137 | 139 | 0.0086352 | 0.125 | 0.08 | 261 | 0 | 0.364 | 1 | 1 | cs | TRUE
146 | LV_355-37_0_6_line_146 |  | 141 | 143 | 0.010152 | 0.125 | 0.08 | 261 | 0 | 0.364 | 1 | 1 | cs | TRUE
147 | LV_355-37_0_6_line_147 |  | 141 | 144 | 0.015846 | 0.125 | 0.08 | 261 | 0 | 0.364 | 1 | 1 | cs | TRUE
148 | LV_355-37_0_6_line_148 |  | 142 | 174 | 0.022599 | 0.125 | 0.08 | 261 | 0 | 0.364 | 1 | 1 | cs | TRUE
149 | LV_355-37_0_6_line_149 |  | 143 | 149 | 0.0088142 | 0.125 | 0.08 | 261 | 0 | 0.364 | 1 | 1 | cs | TRUE
150 | LV_355-37_0_6_line_150 |  | 144 | 152 | 0.010879 | 0.125 | 0.08 | 261 | 0 | 0.364 | 1 | 1 | cs | TRUE
151 | LV_355-37_0_6_line_151 |  | 145 | 146 | 0.0018827 | 0.125 | 0.08 | 261 | 0 | 0.364 | 1 | 1 | cs | TRUE
152 | LV_355-37_0_6_line_152 |  | 148 | 149 | 0.00013205 | 0.125 | 0.08 | 261 | 0 | 0.364 | 1 | 1 | cs | TRUE
153 | LV_355-37_0_6_line_153 |  | 150 | 151 | 0.0045228 | 0.125 | 0.08 | 261 | 0 | 0.364 | 1 | 1 | cs | TRUE
154 | LV_355-37_0_6_line_154 |  | 151 | 168 | 0.030034 | 0.125 | 0.08 | 261 | 0 | 0.364 | 1 | 1 | cs | TRUE
155 | LV_355-37_0_6_line_155 |  | 152 | 153 | 0.0054898 | 0.125 | 0.08 | 261 | 0 | 0.364 | 1 | 1 | cs | TRUE
156 | LV_355-37_0_6_line_156 |  | 153 | 154 | 0.0028454 | 0.125 | 0.08 | 261 | 0 | 0.364 | 1 | 1 | cs | TRUE
157 | LV_355-37_0_6_line_157 |  | 154 | 155 | 0.024971 | 0.125 | 0.08 | 261 | 0 | 0.364 | 1 | 1 | cs | TRUE
158 | LV_355-37_0_6_line_158 |  | 155 | 156 | 0.00098877 | 0.125 | 0.08 | 261 | 0 | 0.364 | 1 | 1 | cs | TRUE
159 | LV_355-37_0_6_line_159 |  | 156 | 165 | 0.0084845 | 0.125 | 0.08 | 261 | 0 | 0.364 | 1 | 1 | cs | TRUE
160 | LV_355-37_0_6_line_160 |  | 157 | 158 | 0.017073 | 0.125 | 0.08 | 261 | 0 | 0.364 | 1 | 5 | cs | TRUE
161 | LV_355-37_0_6_line_161 |  | 158 | 159 | 0.011478 | 0.125 | 0.08 | 261 | 0 | 0.364 | 1 | 5 | cs | TRUE
162 | LV_355-37_0_6_line_162 |  | 159 | 160 | 0.17498 | 0.125 | 0.08 | 261 | 0 | 0.364 | 1 | 5 | cs | TRUE
163 | LV_355-37_0_6_line_163 |  | 160 | 161 | 0.026243 | 0.125 | 0.08 | 261 | 0 | 0.364 | 1 | 1 | cs | TRUE
164 | LV_355-37_0_6_line_164 |  | 161 | 162 | 0.0077417 | 0.125 | 0.08 | 261 | 0 | 0.364 | 1 | 1 | cs | TRUE
165 | LV_355-37_0_6_line_165 |  | 162 | 163 | 0.016161 | 0.125 | 0.08 | 261 | 0 | 0.364 | 1 | 1 | cs | TRUE
166 | LV_355-37_0_6_line_166 |  | 163 | 164 | 0.029879 | 0.125 | 0.08 | 261 | 0 | 0.364 | 1 | 1 | cs | TRUE
167 | LV_355-37_0_6_line_167 |  | 165 | 166 | 0.020482 | 0.125 | 0.08 | 261 | 0 | 0.364 | 1 | 1 | cs | TRUE
168 | LV_355-37_0_6_line_168 |  | 166 | 167 | 0.023084 | 0.125 | 0.08 | 261 | 0 | 0.364 | 1 | 1 | cs | TRUE
169 | LV_355-37_0_6_line_169 |  | 167 | 169 | 0.0010066 | 0.125 | 0.08 | 261 | 0 | 0.364 | 1 | 1 | cs | TRUE
170 | LV_355-37_0_6_line_170 |  | 169 | 170 | 0.025623 | 0.125 | 0.08 | 261 | 0 | 0.364 | 1 | 1 | cs | TRUE
171 | LV_355-37_0_6_line_171 |  | 170 | 171 | 0.0061133 | 0.125 | 0.08 | 261 | 0 | 0.364 | 1 | 1 | cs | TRUE
172 | LV_355-37_0_6_line_172 |  | 172 | 173 | 0.029396 | 0.125 | 0.08 | 261 | 0 | 0.364 | 1 | 1 | cs | TRUE
173 | LV_355-37_0_6_line_173 |  | 173 | 174 | 0.0065191 | 0.125 | 0.08 | 261 | 0 | 0.364 | 1 | 1 | cs | TRUE
174 | LV_355-37_0_6_line_174 |  | 174 | 175 | 0.013791 | 0.125 | 0.08 | 261 | 0 | 0.364 | 1 | 1 | cs | TRUE

## trafo
| name | std_type | hv_bus | lv_bus | sn_mva | vn_hv_kv | vn_lv_kv | vk_percent | vkr_percent | pfe_kw | i0_percent | shift_degree | tap_side | tap_neutral | tap_min | tap_max | tap_step_percent | tap_step_degree | tap_pos | tap_phase_shifter | parallel | df | in_service
0 | LV_355-37_0_6_trafo_25 | 0.63 MVA 20/0.4 kV | 176 | 29 | 0.63 | 20 | 0.4 | 6 | 1.206 | 1.65 | 0.2619 | 150 | hv | 0 | -2 | 2 | 2.5 | 0 | 0 | FALSE | 1 | 1 | TRUE

## line_geodata
| x0 | y0 | x1 | y1 | x2 | y2 | x3 | y3 | x4 | y4 | x5 | y5 | x6 | y6
0 | 2599456.5625 | 1197055.61 | 2599444.9364 | 1197046.0533
1 | 2599472.0827 | 1197068.3678 | 2599456.5625 | 1197055.61
2 | 2599472.0827 | 1197068.3678 | 2599477.9001 | 1197055.8121
3 | 2599472.0827 | 1197068.3678 | 2599468.8458 | 1197075.793
4 | 2599484.0074 | 1197042.6307 | 2599477.9001 | 1197055.8121
5 | 2599457.577 | 1197101.6426 | 2599468.8458 | 1197075.793
6 | 2599484.0074 | 1197042.6307 | 2599494.8555 | 1197051.3193
7 | 2599484.0074 | 1197042.6307 | 2599437.6653 | 1197003.826
8 | 2599457.577 | 1197101.6426 | 2599466.0089 | 1197107.9784 | 2599468.2083 | 1197109.6303
9 | 2599457.577 | 1197101.6426 | 2599451.5056 | 1197116.887
10 | 2599457.577 | 1197101.6426 | 2599446.2735 | 1197092.4722 | 2599438.3232 | 1197086.0271
11 | 2599494.8555 | 1197051.3193 | 2599507.8893 | 1197061.7586
12 | 2599437.6653 | 1197003.826 | 2599449.0297 | 1196990.1964
13 | 2599468.2083 | 1197109.6303 | 2599487.9889 | 1197124.4871
14 | 2599446.6581 | 1197129.0583 | 2599451.5056 | 1197116.887
15 | 2599423.617 | 1197074.0429 | 2599424.3899 | 1197074.7318 | 2599438.3232 | 1197086.0271
16 | 2599449.0297 | 1196990.1964 | 2599455.3637 | 1196982.5999
17 | 2599461.6845 | 1196975.0192 | 2599455.3637 | 1196982.5999
18 | 2599507.8893 | 1197061.7586 | 2599513.3556 | 1197066.1367
19 | 2599498.187 | 1197016.155 | 2599495.589 | 1197021.0059
20 | 2599498.187 | 1197016.155 | 2599506.4201 | 1197000.7823
21 | 2599387.3952 | 1197041.7537 | 2599405.7583 | 1197058.1251
22 | 2599423.617 | 1197074.0429 | 2599409.6356 | 1197061.582 | 2599405.7583 | 1197058.1251
23 | 2599489.7853 | 1196949.8581 | 2599510.5312 | 1196967.3908
24 | 2599520.0114 | 1196975.4027 | 2599510.5312 | 1196967.3908
25 | 2599489.7853 | 1196949.8581 | 2599487.9141 | 1196948.2766
26 | 2599520.0114 | 1196975.4027 | 2599524.5574 | 1196967.5432
27 | 2599520.0114 | 1196975.4027 | 2599515.7428 | 1196983.3737
28 | 2599473.9514 | 1196936.4765 | 2599487.9141 | 1196948.2766
29 | 2599524.5574 | 1196967.5432 | 2599527.7408 | 1196962.0396
30 | 2599506.4201 | 1197000.7823 | 2599509.4796 | 1196995.0697 | 2599515.7428 | 1196983.3737
31 | 2599532.3932 | 1196953.9964 | 2599527.7408 | 1196962.0396
32 | 2599532.3932 | 1196953.9964 | 2599541.5473 | 1196938.1702
33 | 2599513.5303 | 1197143.6706 | 2599487.9889 | 1197124.4871
34 | 2599446.6581 | 1197129.0583 | 2599440.2089 | 1197145.2343
35 | 2599446.6581 | 1197129.0583 | 2599431.9358 | 1197128.1594
36 | 2599513.5303 | 1197143.6706 | 2599515.9477 | 1197145.4345
37 | 2599440.2089 | 1197145.2343 | 2599437.0196 | 1197153.2398
38 | 2599431.9358 | 1197128.1594 | 2599422.2547 | 1197120.2229 | 2599414.6531 | 1197115.4323 | 2599409.5806 | 1197114.5323 | 2599403.244 | 1197115.9783 | 2599395.2779 | 1197120.4927 | 2599390.9373 | 1197126.174
39 | 2599526.4081 | 1197076.5909 | 2599513.3556 | 1197066.1367
40 | 2599529.0505 | 1197154.987 | 2599517.5671 | 1197146.6162 | 2599515.9477 | 1197145.4345
41 | 2599529.0505 | 1197154.987 | 2599532.7702 | 1197157.6985 | 2599545.8917 | 1197167.2639
42 | 2599650.5501 | 1197087.2626 | 2599644.7477 | 1197082.7662
43 | 2599641.972 | 1197057.9143 | 2599631.3863 | 1197072.4561 | 2599640.595 | 1197079.5481 | 2599644.7477 | 1197082.7662
44 | 2599650.5501 | 1197087.2626 | 2599626.144 | 1197118.1976
45 | 2599641.972 | 1197057.9143 | 2599632.5927 | 1197050.9559
46 | 2599641.972 | 1197057.9143 | 2599654.3169 | 1197040.5375 | 2599658.612 | 1197033.8225 | 2599649.2901 | 1197027.0244
47 | 2599620.2629 | 1197125.6519 | 2599626.144 | 1197118.1976
48 | 2599623.0031 | 1197043.8415 | 2599632.5927 | 1197050.9559
49 | 2599637.3578 | 1197018.3227 | 2599649.2901 | 1197027.0244
50 | 2599614.8026 | 1197132.4004 | 2599620.2629 | 1197125.6519
51 | 2599614.8026 | 1197132.4004 | 2599607.262 | 1197126.4311 | 2599596.9187 | 1197121.1958 | 2599590.167 | 1197118.2955
52 | 2599623.0031 | 1197043.8415 | 2599622.7862 | 1197043.6805
53 | 2599585.9737 | 1197116.4942 | 2599590.167 | 1197118.2955
54 | 2599622.7862 | 1197043.6805 | 2599622.4188 | 1197043.408
55 | 2599585.9737 | 1197116.4942 | 2599593.5717 | 1197104.5135
56 | 2599585.9737 | 1197116.4942 | 2599570.2152 | 1197110.7591 | 2599555.7383 | 1197099.5735
57 | 2599596.8627 | 1197099.324 | 2599593.5717 | 1197104.5135
58 | 2599555.7383 | 1197099.5735 | 2599550.7412 | 1197095.7126
59 | 2599600.0544 | 1197094.2914 | 2599596.8627 | 1197099.324
60 | 2599550.7412 | 1197095.7126 | 2599540.7431 | 1197087.9875
61 | 2599603.2459 | 1197089.2589 | 2599600.0544 | 1197094.2914
62 | 2599537.7447 | 1197085.6708 | 2599540.7431 | 1197087.9875
63 | 2599433.5388 | 1197161.9772 | 2599454.0649 | 1197165.6881 | 2599458.6295 | 1197168.0844
64 | 2599461.1789 | 1197169.4227 | 2599458.6295 | 1197168.0844
65 | 2599433.5388 | 1197161.9772 | 2599437.0196 | 1197153.2398
66 | 2599461.1789 | 1197169.4227 | 2599481.4866 | 1197198.6251
67 | 2599537.7447 | 1197085.6708 | 2599526.4081 | 1197076.5909
68 | 2599537.7447 | 1197085.6708 | 2599545.7542 | 1197073.7888
69 | 2599603.8469 | 1197088.3111 | 2599603.2459 | 1197089.2589
70 | 2599545.7542 | 1197073.7888 | 2599554.3265 | 1197061.0717
71 | 2599556.2491 | 1197058.2196 | 2599554.3265 | 1197061.0717
72 | 2599556.2491 | 1197058.2196 | 2599565.1488 | 1197045.0168
73 | 2599567.5932 | 1197041.3905 | 2599565.1488 | 1197045.0168
74 | 2599575.9137 | 1197029.0471 | 2599567.5932 | 1197041.3905
75 | 2599664.5925 | 1196859.0927 | 2599673.2236 | 1196865.1567
76 | 2599685.4746 | 1196883.0935 | 2599679.4327 | 1196879.1166 | 2599674.7705 | 1196866.2434 | 2599673.2236 | 1196865.1567
77 | 2599664.5925 | 1196859.0927 | 2599660.6258 | 1196856.3058 | 2599656.8089 | 1196854.9364
78 | 2599685.4746 | 1196883.0935 | 2599687.6728 | 1196884.5404
79 | 2599656.8089 | 1196854.9364 | 2599654.7257 | 1196854.1891
80 | 2599632.6203 | 1196850.6437 | 2599636.458 | 1196853.0168 | 2599651.4551 | 1196853.0158 | 2599654.7257 | 1196854.1891
81 | 2599632.6203 | 1196850.6437 | 2599629.7824 | 1196848.8889
82 | 2599718.1713 | 1196944.6166 | 2599714.8049 | 1196942.4928
83 | 2599731.2524 | 1196952.9114 | 2599718.8219 | 1196945.027 | 2599718.1713 | 1196944.6166
84 | 2599711.1069 | 1196940.1598 | 2599714.8049 | 1196942.4928
85 | 2599731.2524 | 1196952.9114 | 2599735.1721 | 1196955.3976
86 | 2599711.1069 | 1196940.1598 | 2599704.0459 | 1196935.7053
87 | 2599704.0459 | 1196935.7053 | 2599697.9297 | 1196931.8468
88 | 2599697.9297 | 1196931.8468 | 2599688.4721 | 1196925.8802
89 | 2599575.9137 | 1197029.0471 | 2599576.4273 | 1197028.2852
90 | 2599576.4273 | 1197028.2852 | 2599586.7912 | 1197012.9103
91 | 2599587.6826 | 1197011.5879 | 2599586.7912 | 1197012.9103
92 | 2599587.6826 | 1197011.5879 | 2599596.2201 | 1196998.9224
93 | 2599597.4922 | 1196997.0353 | 2599596.2201 | 1196998.9224
94 | 2599604.1208 | 1196987.2018 | 2599597.4922 | 1196997.0353
95 | 2599604.1208 | 1196987.2018 | 2599617.8426 | 1196996.0737
96 | 2599615.3157 | 1196970.5921 | 2599604.1208 | 1196987.2018
97 | 2599615.9203 | 1196971.0361 | 2599615.3157 | 1196970.5921
98 | 2599615.3157 | 1196970.5921 | 2599605.4542 | 1196963.078
99 | 2599688.4721 | 1196925.8802 | 2599662.5262 | 1196909.5118
100 | 2599634.0599 | 1196891.5533 | 2599662.5262 | 1196909.5118
101 | 2599634.0599 | 1196891.5533 | 2599626.5818 | 1196886.8356 | 2599611.1429 | 1196876.8308
102 | 2599596.3577 | 1196867.2497 | 2599611.1429 | 1196876.8308
103 | 2599627.1438 | 1196918.1294 | 2599610.6379 | 1196906.9594
104 | 2599627.1438 | 1196918.1294 | 2599628.1186 | 1196918.7891
105 | 2599610.6379 | 1196906.9594 | 2599608.5915 | 1196905.5746
106 | 2599628.1186 | 1196918.7891 | 2599646.0909 | 1196930.9514
107 | 2599608.5915 | 1196905.5746 | 2599592.1611 | 1196894.4557
108 | 2599646.2084 | 1196931.031 | 2599646.0909 | 1196930.9514
109 | 2599581.1033 | 1196886.9725 | 2599592.1611 | 1196894.4557
110 | 2599662.1071 | 1196941.7901 | 2599646.2084 | 1196931.031
111 | 2599581.1033 | 1196886.9725 | 2599591.118 | 1196873.9537 | 2599596.3577 | 1196867.2497
112 | 2599581.1033 | 1196886.9725 | 2599580.8214 | 1196887.2984
113 | 2599662.8229 | 1196942.2745 | 2599662.1071 | 1196941.7901
114 | 2599573.4196 | 1196895.855 | 2599580.8214 | 1196887.2984
115 | 2599551.097 | 1196921.6602 | 2599573.4196 | 1196895.855
116 | 2599551.097 | 1196921.6602 | 2599541.5473 | 1196938.1702
117 | 2599551.097 | 1196921.6602 | 2599560.8365 | 1196929.0812
118 | 2599551.097 | 1196921.6602 | 2599540.3702 | 1196912.5457
119 | 2599561.2137 | 1196929.3686 | 2599560.8365 | 1196929.0812
120 | 2599531.9017 | 1196905.35 | 2599540.3702 | 1196912.5457
121 | 2599596.3577 | 1196867.2497 | 2599604.7311 | 1196853.4059
122 | 2599572.3494 | 1196858.2135 | 2599591.118 | 1196873.9537 | 2599596.3577 | 1196867.2497
123 | 2599577.1757 | 1196941.531 | 2599561.2137 | 1196929.3686
124 | 2599529.4139 | 1196903.2362 | 2599531.9017 | 1196905.35
125 | 2599613.5386 | 1196838.8444 | 2599604.7311 | 1196853.4059
126 | 2599572.3494 | 1196858.2135 | 2599576.7819 | 1196852.7992
127 | 2599572.3494 | 1196858.2135 | 2599563.1882 | 1196850.4293
128 | 2599563.1882 | 1196850.4293 | 2599552.6661 | 1196841.4888
129 | 2599581.6202 | 1196944.9175 | 2599577.1757 | 1196941.531
130 | 2599529.4139 | 1196903.2362 | 2599513.4975 | 1196889.7121
131 | 2599689.9148 | 1197025.1158 | 2599695.4242 | 1197029.1103
132 | 2599695.4242 | 1197029.1103 | 2599686.6269 | 1197062.1246
133 | 2599689.9148 | 1197025.1158 | 2599677.9635 | 1197016.452
134 | 2599707.1948 | 1196999.6123 | 2599689.9148 | 1197025.1158
135 | 2599662.0222 | 1197004.8958 | 2599677.9635 | 1197016.452
136 | 2599707.1948 | 1196999.6123 | 2599699.0602 | 1196994.2988
137 | 2599662.0222 | 1197004.8958 | 2599633.2827 | 1196983.788
138 | 2599662.0222 | 1197004.8958 | 2599669.0434 | 1196994.114
139 | 2599615.9203 | 1196971.0361 | 2599633.2827 | 1196983.788
140 | 2599675.4526 | 1196988.0227 | 2599671.8542 | 1196993.0333 | 2599670.3842 | 1196992.0551 | 2599669.0434 | 1196994.114
141 | 2599581.6202 | 1196944.9175 | 2599591.1433 | 1196952.1737
142 | 2599598.5548 | 1196957.821 | 2599591.1433 | 1196952.1737
143 | 2599598.5548 | 1196957.821 | 2599605.4542 | 1196963.078
144 | 2599680.8453 | 1196980.5136 | 2599675.4526 | 1196988.0227
145 | 2599685.8824 | 1196973.4997 | 2599680.8453 | 1196980.5136
146 | 2599613.5386 | 1196838.8444 | 2599622.1734 | 1196844.1838
147 | 2599620.9409 | 1196824.8252 | 2599613.5386 | 1196838.8444
148 | 2599535.4442 | 1196826.8556 | 2599552.6661 | 1196841.4888
149 | 2599629.67 | 1196848.8194 | 2599622.1734 | 1196844.1838
150 | 2599620.9409 | 1196824.8252 | 2599612.6399 | 1196817.7936
151 | 2599622.4188 | 1197043.408 | 2599620.9068 | 1197042.2863
152 | 2599629.7824 | 1196848.8889 | 2599629.67 | 1196848.8194
153 | 2599510.0509 | 1196886.7835 | 2599513.4975 | 1196889.7121
154 | 2599487.1636 | 1196867.3363 | 2599510.0509 | 1196886.7835
155 | 2599612.6399 | 1196817.7936 | 2599608.451 | 1196814.2452
156 | 2599606.2799 | 1196812.4061 | 2599608.451 | 1196814.2452
157 | 2599606.2799 | 1196812.4061 | 2599587.2262 | 1196796.266
158 | 2599586.4718 | 1196795.6269 | 2599587.2262 | 1196796.266
159 | 2599579.9978 | 1196790.1428 | 2599586.4718 | 1196795.6269
160 | 2599387.1386 | 1197142.7832 | 2599387.1386 | 1197142.7832 | 2599388.5851 | 1197137.7248 | 2599389.4908 | 1197131.4103 | 2599390.9373 | 1197126.174 | 2599390.9373 | 1197126.174
161 | 2599387.1386 | 1197142.7832 | 2599385.0521 | 1197145.0291 | 2599381.4345 | 1197146.3858 | 2599377.1844 | 1197144.7632
162 | 2599377.1844 | 1197144.7632 | 2599202.2169 | 1197146.8984
163 | 2599202.2169 | 1197146.8984 | 2599186.9407 | 1197160.6413 | 2599183.5006 | 1197165.179
164 | 2599178.8235 | 1197171.3482 | 2599183.5006 | 1197165.179
165 | 2599178.8235 | 1197171.3482 | 2599174.4223 | 1197177.9635 | 2599171.0563 | 1197180.2096 | 2599167.1722 | 1197181.7888
166 | 2599167.1722 | 1197181.7888 | 2599159.7685 | 1197176.4427 | 2599153.2862 | 1197170.3515 | 2599152.874 | 1197164.782 | 2599156.5781 | 1197159.7266
167 | 2599579.9978 | 1196790.1428 | 2599564.3696 | 1196776.9044
168 | 2599564.3696 | 1196776.9044 | 2599546.7559 | 1196761.984
169 | 2599545.9878 | 1196761.3334 | 2599546.7559 | 1196761.984
170 | 2599545.9878 | 1196761.3334 | 2599526.4364 | 1196744.7716
171 | 2599526.4364 | 1196744.7716 | 2599524.9103 | 1196743.4789 | 2599521.772 | 1196740.8199
172 | 2599508.0516 | 1196803.6269 | 2599530.4721 | 1196822.6393
173 | 2599535.4442 | 1196826.8556 | 2599530.4721 | 1196822.6393
174 | 2599535.4442 | 1196826.8556 | 2599544.4537 | 1196816.3937

## bus_geodata
| x | y | coords
0 | 2599456.5625 | 1197055.61
1 | 2599444.9364 | 1197046.0533
2 | 2599472.0827 | 1197068.3678
3 | 2599477.9001 | 1197055.8121
4 | 2599468.8458 | 1197075.793
5 | 2599484.0074 | 1197042.6307
6 | 2599457.577 | 1197101.6426
7 | 2599494.8555 | 1197051.3193
8 | 2599437.6653 | 1197003.826
9 | 2599468.2083 | 1197109.6303
10 | 2599451.5056 | 1197116.887
11 | 2599438.3232 | 1197086.0271
12 | 2599449.0297 | 1196990.1964
13 | 2599455.3637 | 1196982.5999
14 | 2599461.6845 | 1196975.0192
15 | 2599507.8893 | 1197061.7586
16 | 2599495.589 | 1197021.0059
17 | 2599498.187 | 1197016.155
18 | 2599387.3952 | 1197041.7537
19 | 2599405.7583 | 1197058.1251
20 | 2599423.617 | 1197074.0429
21 | 2599510.5312 | 1196967.3908
22 | 2599489.7853 | 1196949.8581
23 | 2599520.0114 | 1196975.4027
24 | 2599487.9141 | 1196948.2766
25 | 2599524.5574 | 1196967.5432
26 | 2599515.7428 | 1196983.3737
27 | 2599473.9514 | 1196936.4765
28 | 2599527.7408 | 1196962.0396
29 | 2599506.4201 | 1197000.7823
30 | 2599532.3932 | 1196953.9964
31 | 2599487.9889 | 1197124.4871
32 | 2599446.6581 | 1197129.0583
33 | 2599513.5303 | 1197143.6706
34 | 2599440.2089 | 1197145.2343
35 | 2599431.9358 | 1197128.1594
36 | 2599513.3556 | 1197066.1367
37 | 2599515.9477 | 1197145.4345
38 | 2599529.0505 | 1197154.987
39 | 2599545.8917 | 1197167.2639
40 | 2599644.7477 | 1197082.7662
41 | 2599650.5501 | 1197087.2626
42 | 2599641.972 | 1197057.9143
43 | 2599626.144 | 1197118.1976
44 | 2599632.5927 | 1197050.9559
45 | 2599649.2901 | 1197027.0244
46 | 2599620.2629 | 1197125.6519
47 | 2599614.8026 | 1197132.4004
48 | 2599623.0031 | 1197043.8415
49 | 2599637.3578 | 1197018.3227
50 | 2599590.167 | 1197118.2955
51 | 2599622.7862 | 1197043.6805
52 | 2599585.9737 | 1197116.4942
53 | 2599593.5717 | 1197104.5135
54 | 2599555.7383 | 1197099.5735
55 | 2599596.8627 | 1197099.324
56 | 2599550.7412 | 1197095.7126
57 | 2599600.0544 | 1197094.2914
58 | 2599540.7431 | 1197087.9875
59 | 2599458.6295 | 1197168.0844
60 | 2599433.5388 | 1197161.9772
61 | 2599461.1789 | 1197169.4227
62 | 2599437.0196 | 1197153.2398
63 | 2599481.4866 | 1197198.6251
64 | 2599526.4081 | 1197076.5909
65 | 2599537.7447 | 1197085.6708
66 | 2599603.2459 | 1197089.2589
67 | 2599603.8469 | 1197088.3111
68 | 2599545.7542 | 1197073.7888
69 | 2599554.3265 | 1197061.0717
70 | 2599556.2491 | 1197058.2196
71 | 2599565.1488 | 1197045.0168
72 | 2599567.5932 | 1197041.3905
73 | 2599673.2236 | 1196865.1567
74 | 2599664.5925 | 1196859.0927
75 | 2599685.4746 | 1196883.0935
76 | 2599656.8089 | 1196854.9364
77 | 2599687.6728 | 1196884.5404
78 | 2599654.7257 | 1196854.1891
79 | 2599632.6203 | 1196850.6437
80 | 2599718.1713 | 1196944.6166
81 | 2599714.8049 | 1196942.4928
82 | 2599731.2524 | 1196952.9114
83 | 2599711.1069 | 1196940.1598
84 | 2599735.1721 | 1196955.3976
85 | 2599704.0459 | 1196935.7053
86 | 2599697.9297 | 1196931.8468
87 | 2599575.9137 | 1197029.0471
88 | 2599576.4273 | 1197028.2852
89 | 2599586.7912 | 1197012.9103
90 | 2599587.6826 | 1197011.5879
91 | 2599596.2201 | 1196998.9224
92 | 2599597.4922 | 1196997.0353
93 | 2599604.1208 | 1196987.2018
94 | 2599617.8426 | 1196996.0737
95 | 2599615.3157 | 1196970.5921
96 | 2599688.4721 | 1196925.8802
97 | 2599662.5262 | 1196909.5118
98 | 2599634.0599 | 1196891.5533
99 | 2599611.1429 | 1196876.8308
100 | 2599627.1438 | 1196918.1294
101 | 2599610.6379 | 1196906.9594
102 | 2599628.1186 | 1196918.7891
103 | 2599608.5915 | 1196905.5746
104 | 2599646.0909 | 1196930.9514
105 | 2599592.1611 | 1196894.4557
106 | 2599646.2084 | 1196931.031
107 | 2599581.1033 | 1196886.9725
108 | 2599662.1071 | 1196941.7901
109 | 2599573.4196 | 1196895.855
110 | 2599580.8214 | 1196887.2984
111 | 2599551.097 | 1196921.6602
112 | 2599541.5473 | 1196938.1702
113 | 2599560.8365 | 1196929.0812
114 | 2599540.3702 | 1196912.5457
115 | 2599596.3577 | 1196867.2497
116 | 2599561.2137 | 1196929.3686
117 | 2599531.9017 | 1196905.35
118 | 2599604.7311 | 1196853.4059
119 | 2599572.3494 | 1196858.2135
120 | 2599576.7819 | 1196852.7992
121 | 2599563.1882 | 1196850.4293
122 | 2599577.1757 | 1196941.531
123 | 2599529.4139 | 1196903.2362
124 | 2599695.4242 | 1197029.1103
125 | 2599689.9148 | 1197025.1158
126 | 2599686.6269 | 1197062.1246
127 | 2599677.9635 | 1197016.452
128 | 2599707.1948 | 1196999.6123
129 | 2599662.0222 | 1197004.8958
130 | 2599699.0602 | 1196994.2988
131 | 2599633.2827 | 1196983.788
132 | 2599669.0434 | 1196994.114
133 | 2599581.6202 | 1196944.9175
134 | 2599591.1433 | 1196952.1737
135 | 2599598.5548 | 1196957.821
136 | 2599605.4542 | 1196963.078
137 | 2599680.8453 | 1196980.5136
138 | 2599675.4526 | 1196988.0227
139 | 2599685.8824 | 1196973.4997
140 | 2599615.9203 | 1196971.0361
141 | 2599613.5386 | 1196838.8444
142 | 2599552.6661 | 1196841.4888
143 | 2599622.1734 | 1196844.1838
144 | 2599620.9409 | 1196824.8252
145 | 2599622.4188 | 1197043.408
146 | 2599620.9068 | 1197042.2863
147 | 2599662.8229 | 1196942.2745
148 | 2599629.7824 | 1196848.8889
149 | 2599629.67 | 1196848.8194
150 | 2599513.4975 | 1196889.7121
151 | 2599510.0509 | 1196886.7835
152 | 2599612.6399 | 1196817.7936
153 | 2599608.451 | 1196814.2452
154 | 2599606.2799 | 1196812.4061
155 | 2599587.2262 | 1196796.266
156 | 2599586.4718 | 1196795.6269
157 | 2599390.9373 | 1197126.174
158 | 2599387.1386 | 1197142.7832
159 | 2599377.1844 | 1197144.7632
160 | 2599202.2169 | 1197146.8984
161 | 2599183.5006 | 1197165.179
162 | 2599178.8235 | 1197171.3482
163 | 2599167.1722 | 1197181.7888
164 | 2599156.5781 | 1197159.7266
165 | 2599579.9978 | 1196790.1428
166 | 2599564.3696 | 1196776.9044
167 | 2599546.7559 | 1196761.984
168 | 2599487.1636 | 1196867.3363
169 | 2599545.9878 | 1196761.3334
170 | 2599526.4364 | 1196744.7716
171 | 2599521.772 | 1196740.8199
172 | 2599508.0516 | 1196803.6269
173 | 2599530.4721 | 1196822.6393
174 | 2599535.4442 | 1196826.8556
175 | 2599544.4537 | 1196816.3937
176 | 2599520.0114 | 1196975.4027

## line_std_types
| c_nf_per_km | r_ohm_per_km | x_ohm_per_km | max_i_ka | type | q_mm2 | alpha | voltage_rating
NAYY 4x50 SE | 210 | 0.642 | 0.083 | 0.142 | cs | 50 | 0.00403 | LV
NAYY 4x120 SE | 264 | 0.225 | 0.08 | 0.242 | cs | 120 | 0.00403 | LV
NAYY 4x150 SE | 261 | 0.208 | 0.08 | 0.27 | cs | 150 | 0.00403 | LV
NA2XS2Y 1x95 RM/25 12/20 kV | 216 | 0.313 | 0.132 | 0.252 | cs | 95 | 0.00403 | MV
NA2XS2Y 1x185 RM/25 12/20 kV | 273 | 0.161 | 0.117 | 0.362 | cs | 185 | 0.00403 | MV
NA2XS2Y 1x240 RM/25 12/20 kV | 304 | 0.122 | 0.112 | 0.421 | cs | 240 | 0.00403 | MV
NA2XS2Y 1x95 RM/25 6/10 kV | 315 | 0.313 | 0.123 | 0.249 | cs | 95 | 0.00403 | MV
NA2XS2Y 1x185 RM/25 6/10 kV | 406 | 0.161 | 0.11 | 0.358 | cs | 185 | 0.00403 | MV
NA2XS2Y 1x240 RM/25 6/10 kV | 456 | 0.122 | 0.105 | 0.416 | cs | 240 | 0.00403 | MV
NA2XS2Y 1x150 RM/25 12/20 kV | 250 | 0.206 | 0.116 | 0.319 | cs | 150 | 0.00403 | MV
NA2XS2Y 1x120 RM/25 12/20 kV | 230 | 0.253 | 0.119 | 0.283 | cs | 120 | 0.00403 | MV
NA2XS2Y 1x70 RM/25 12/20 kV | 190 | 0.443 | 0.132 | 0.22 | cs | 70 | 0.00403 | MV
NA2XS2Y 1x150 RM/25 6/10 kV | 360 | 0.206 | 0.11 | 0.315 | cs | 150 | 0.00403 | MV
NA2XS2Y 1x120 RM/25 6/10 kV | 340 | 0.253 | 0.113 | 0.28 | cs | 120 | 0.00403 | MV
NA2XS2Y 1x70 RM/25 6/10 kV | 280 | 0.443 | 0.123 | 0.217 | cs | 70 | 0.00403 | MV
N2XS(FL)2Y 1x120 RM/35 64/110 kV | 112 | 0.153 | 0.166 | 0.366 | cs | 120 | 0.00393 | HV
N2XS(FL)2Y 1x185 RM/35 64/110 kV | 125 | 0.099 | 0.156 | 0.457 | cs | 185 | 0.00393 | HV
N2XS(FL)2Y 1x240 RM/35 64/110 kV | 135 | 0.075 | 0.149 | 0.526 | cs | 240 | 0.00393 | HV
N2XS(FL)2Y 1x300 RM/35 64/110 kV | 144 | 0.06 | 0.144 | 0.588 | cs | 300 | 0.00393 | HV
15-AL1/3-ST1A 0.4 | 11 | 1.8769 | 0.35 | 0.105 | ol | 16 | 0.00403 | LV
24-AL1/4-ST1A 0.4 | 11.25 | 1.2012 | 0.335 | 0.14 | ol | 24 | 0.00403 | LV
48-AL1/8-ST1A 0.4 | 12.2 | 0.5939 | 0.3 | 0.21 | ol | 48 | 0.00403 | LV
94-AL1/15-ST1A 0.4 | 13.2 | 0.306 | 0.29 | 0.35 | ol | 94 | 0.00403 | LV
34-AL1/6-ST1A 10.0 | 9.7 | 0.8342 | 0.36 | 0.17 | ol | 34 | 0.00403 | MV
48-AL1/8-ST1A 10.0 | 10.1 | 0.5939 | 0.35 | 0.21 | ol | 48 | 0.00403 | MV
70-AL1/11-ST1A 10.0 | 10.4 | 0.4132 | 0.339 | 0.29 | ol | 70 | 0.00403 | MV
94-AL1/15-ST1A 10.0 | 10.75 | 0.306 | 0.33 | 0.35 | ol | 94 | 0.00403 | MV
122-AL1/20-ST1A 10.0 | 11.1 | 0.2376 | 0.323 | 0.41 | ol | 122 | 0.00403 | MV
149-AL1/24-ST1A 10.0 | 11.25 | 0.194 | 0.315 | 0.47 | ol | 149 | 0.00403 | MV
34-AL1/6-ST1A 20.0 | 9.15 | 0.8342 | 0.382 | 0.17 | ol | 34 | 0.00403 | MV
48-AL1/8-ST1A 20.0 | 9.5 | 0.5939 | 0.372 | 0.21 | ol | 48 | 0.00403 | MV
70-AL1/11-ST1A 20.0 | 9.7 | 0.4132 | 0.36 | 0.29 | ol | 70 | 0.00403 | MV
94-AL1/15-ST1A 20.0 | 10 | 0.306 | 0.35 | 0.35 | ol | 94 | 0.00403 | MV
122-AL1/20-ST1A 20.0 | 10.3 | 0.2376 | 0.344 | 0.41 | ol | 122 | 0.00403 | MV
149-AL1/24-ST1A 20.0 | 10.5 | 0.194 | 0.337 | 0.47 | ol | 149 | 0.00403 | MV
184-AL1/30-ST1A 20.0 | 10.75 | 0.1571 | 0.33 | 0.535 | ol | 184 | 0.00403 | MV
243-AL1/39-ST1A 20.0 | 11 | 0.1188 | 0.32 | 0.645 | ol | 243 | 0.00403 | MV
48-AL1/8-ST1A 110.0 | 8 | 0.5939 | 0.46 | 0.21 | ol | 48 | 0.00403 | HV
70-AL1/11-ST1A 110.0 | 8.4 | 0.4132 | 0.45 | 0.29 | ol | 70 | 0.00403 | HV
94-AL1/15-ST1A 110.0 | 8.65 | 0.306 | 0.44 | 0.35 | ol | 94 | 0.00403 | HV
122-AL1/20-ST1A 110.0 | 8.5 | 0.2376 | 0.43 | 0.41 | ol | 122 | 0.00403 | HV
149-AL1/24-ST1A 110.0 | 8.75 | 0.194 | 0.41 | 0.47 | ol | 149 | 0.00403 | HV
184-AL1/30-ST1A 110.0 | 8.8 | 0.1571 | 0.4 | 0.535 | ol | 184 | 0.00403 | HV
243-AL1/39-ST1A 110.0 | 9 | 0.1188 | 0.39 | 0.645 | ol | 243 | 0.00403 | HV
305-AL1/39-ST1A 110.0 | 9.2 | 0.0949 | 0.38 | 0.74 | ol | 305 | 0.00403 | HV
490-AL1/64-ST1A 110.0 | 9.75 | 0.059 | 0.37 | 0.96 | ol | 490 | 0.00403 | HV
679-AL1/86-ST1A 110.0 | 9.95 | 0.042 | 0.36 | 1.15 | ol | 679 | 0.00403 | HV
490-AL1/64-ST1A 220.0 | 10 | 0.059 | 0.285 | 0.96 | ol | 490 | 0.00403 | HV
679-AL1/86-ST1A 220.0 | 11.7 | 0.042 | 0.275 | 1.15 | ol | 679 | 0.00403 | HV
490-AL1/64-ST1A 380.0 | 11 | 0.059 | 0.253 | 0.96 | ol | 490 | 0.00403 | HV
679-AL1/86-ST1A 380.0 | 14.6 | 0.042 | 0.25 | 1.15 | ol | 679 | 0.00403 | HV

## trafo_std_types
| i0_percent | pfe_kw | vkr_percent | sn_mva | vn_lv_kv | vn_hv_kv | vk_percent | shift_degree | vector_group | tap_side | tap_neutral | tap_min | tap_max | tap_step_degree | tap_step_percent | tap_phase_shifter
160 MVA 380/110 kV | 0.06 | 60 | 0.25 | 160 | 110 | 380 | 12.2 | 0 | Yy0 | hv | 0 | -9 | 9 | 0 | 1.5 | FALSE
100 MVA 220/110 kV | 0.06 | 55 | 0.26 | 100 | 110 | 220 | 12 | 0 | Yy0 | hv | 0 | -9 | 9 | 0 | 1.5 | FALSE
63 MVA 110/20 kV | 0.04 | 22 | 0.32 | 63 | 20 | 110 | 18 | 150 | YNd5 | hv | 0 | -9 | 9 | 0 | 1.5 | FALSE
40 MVA 110/20 kV | 0.05 | 18 | 0.34 | 40 | 20 | 110 | 16.2 | 150 | YNd5 | hv | 0 | -9 | 9 | 0 | 1.5 | FALSE
25 MVA 110/20 kV | 0.07 | 14 | 0.41 | 25 | 20 | 110 | 12 | 150 | YNd5 | hv | 0 | -9 | 9 | 0 | 1.5 | FALSE
63 MVA 110/10 kV | 0.04 | 22 | 0.32 | 63 | 10 | 110 | 18 | 150 | YNd5 | hv | 0 | -9 | 9 | 0 | 1.5 | FALSE
40 MVA 110/10 kV | 0.05 | 18 | 0.34 | 40 | 10 | 110 | 16.2 | 150 | YNd5 | hv | 0 | -9 | 9 | 0 | 1.5 | FALSE
25 MVA 110/10 kV | 0.07 | 14 | 0.41 | 25 | 10 | 110 | 12 | 150 | YNd5 | hv | 0 | -9 | 9 | 0 | 1.5 | FALSE
0.25 MVA 20/0.4 kV | 0.32 | 0.8 | 1.44 | 0.25 | 0.4 | 20 | 6 | 150 | Yzn5 | hv | 0 | -2 | 2 | 0 | 2.5 | FALSE
0.4 MVA 20/0.4 kV | 0.3375 | 1.35 | 1.425 | 0.4 | 0.4 | 20 | 6 | 150 | Dyn5 | hv | 0 | -2 | 2 | 0 | 2.5 | FALSE
0.63 MVA 20/0.4 kV | 0.2619 | 1.65 | 1.206 | 0.63 | 0.4 | 20 | 6 | 150 | Dyn5 | hv | 0 | -2 | 2 | 0 | 2.5 | FALSE
0.25 MVA 10/0.4 kV | 0.24 | 0.6 | 1.2 | 0.25 | 0.4 | 10 | 4 | 150 | Dyn5 | hv | 0 | -2 | 2 | 0 | 2.5 | FALSE
0.4 MVA 10/0.4 kV | 0.2375 | 0.95 | 1.325 | 0.4 | 0.4 | 10 | 4 | 150 | Dyn5 | hv | 0 | -2 | 2 | 0 | 2.5 | FALSE
0.63 MVA 10/0.4 kV | 0.1873 | 1.18 | 1.0794 | 0.63 | 0.4 | 10 | 4 | 150 | Dyn5 | hv | 0 | -2 | 2 | 0 | 2.5 | FALSE

## trafo3w_std_types
| sn_hv_mva | sn_mv_mva | sn_lv_mva | vn_hv_kv | vn_mv_kv | vn_lv_kv | vk_hv_percent | vk_mv_percent | vk_lv_percent | vkr_hv_percent | vkr_mv_percent | vkr_lv_percent | pfe_kw | i0_percent | shift_mv_degree | shift_lv_degree | vector_group | tap_side | tap_neutral | tap_min | tap_max | tap_step_percent
63/25/38 MVA 110/20/10 kV | 63 | 25 | 38 | 110 | 20 | 10 | 10.4 | 10.4 | 10.4 | 0.28 | 0.32 | 0.35 | 35 | 0.89 | 0 | 0 | YN0yn0yn0 | hv | 0 | -10 | 10 | 1.2
63/25/38 MVA 110/10/10 kV | 63 | 25 | 38 | 110 | 10 | 10 | 10.4 | 10.4 | 10.4 | 0.28 | 0.32 | 0.35 | 35 | 0.89 | 0 | 0 | YN0yn0yn0 | hv | 0 | -10 | 10 | 1.2

## fuse_std_types
| fuse_type | i_rated_a | t_avg | t_min | t_total | x_avg | x_min | x_total
HV 100A | HV 100A | 100 | 0 | [10.0, 3.64, 0.854, 0.281, 0.1, 0.0531, 0.022, 0.01] | [10.0, 4.267, 1.21, 0.403, 0.1, 0.058, 0.022, 0.01] | 0 | [300.0, 350.0, 450.0, 550.0, 700.0, 850.0, 1200.0, 1752.0] | [600.0, 700.0, 900.0, 1150.0, 1665.0, 2000.0, 3000.0, 4313.0]
HV 10A | HV 10A | 10 | 0 | [10.0, 1675.0, 0.344, 0.156, 0.1, 0.0417, 0.0171, 0.01] | [10.0, 1.3, 0.3, 0.155, 0.1, 0.0555, 0.023, 0.01] | 0 | [30.0, 32.0, 35.0, 37.0, 39.0, 50.0, 70.0, 88.0] | [60.0, 70.0, 80.0, 87.0, 94.0, 110.0, 150.0, 216.0]
HV 125A | HV 125A | 125 | 0 | [10.0, 1.82, 0.344, 0.1, 0.0467, 0.0269, 0.01] | [10.0, 2.478, 0.426, 0.1, 0.0427, 0.0211, 0.01] | 0 | [375.0, 500.0, 700.0, 925.0, 1200.0, 1500.0, 2341.0] | [750.0, 1000.0, 1500.0, 2200.0, 3000.0, 4000.0, 5765.0]
HV 160A | HV 160A | 160 | 0 | [10.0, 4.15, 1.03, 0.198, 0.1, 0.051, 0.0172, 0.01] | [10.0, 2.3, 0.734, 0.274, 0.1, 0.046, 0.0177, 0.01] | 0 | [480.0, 550.0, 700.0, 1000.0, 1260.0, 1600.0, 2500.0, 3227.0] | [960.0, 1300.0, 1700.0, 2200.0, 2996.0, 4000.0, 6000.0, 7946.0]
HV 16A | HV 16A | 16 | 0 | [10.0, 0.352, 0.164, 0.1, 0.0649, 0.0342, 0.01] | [10.0, 2.34, 0.722, 0.181, 0.1, 0.055, 0.0296, 0.01] | 0 | [48.0, 60.0, 65.0, 71.0, 80.0, 100.0, 162.0] | [96.0, 110.0, 125.0, 150.0, 168.0, 200.0, 250.0, 398.0]
HV 200A | HV 200A | 200 | 0 | [10.0, 4.267, 1.21, 0.403, 0.1, 0.058, 0.022, 0.01] | [10.0, 3.73, 1.654, 0.328, 0.1, 0.0531, 0.019, 0.01] | 0 | [600.0, 700.0, 900.0, 1150.0, 1665.0, 2000.0, 3000.0, 4313.0] | [1200.0, 1500.0, 1800.0, 2700.0, 3960.0, 5000.0, 7500.0, 10620.0]
HV 20A | HV 20A | 20 | 0 | [10.0, 1.3, 0.3, 0.155, 0.1, 0.0555, 0.023, 0.01] | [10.0, 1.3, 0.161, 0.1, 0.0611, 0.0399, 0.0141, 0.01] | 0 | [60.0, 70.0, 80.0, 87.0, 94.0, 110.0, 150.0, 216.0] | [120.0, 150.0, 200.0, 223.0, 260.0, 300.0, 450.0, 532.0]
HV 25A | HV 25A | 25 | 0 | [10.0, 2.512, 0.833, 0.299, 0.1, 0.0372, 0.0223, 0.01] | [10.0, 3.125, 0.597, 0.198, 0.1, 0.0378, 0.022, 0.01] | 0 | [75.0, 82.0, 90.0, 100.0, 124.0, 170.0, 200.0, 289.0] | [150.0, 170.0, 210.0, 250.0, 294.0, 400.0, 500.0, 711.0]
HV 31.5A | HV 31.5A | 31.5 | 0 | [10.0, 2.34, 0.722, 0.181, 0.1, 0.055, 0.0296, 0.01] | [10.0, 2.84, 0.368, 0.164, 0.1, 0.0621, 0.0378, 0.0195, 0.01] | 0 | [95.0, 110.0, 125.0, 150.0, 165.0, 200.0, 250.0, 390.0] | [189.0, 220.0, 300.0, 350.0, 393.0, 450.0, 530.0, 700.0, 960.0]
HV 40A | HV 40A | 40 | 0 | [10.0, 1.3, 0.161, 0.1, 0.0611, 0.0399, 0.0141, 0.01] | [10.0, 2.05, 0.369, 0.198, 0.1, 0.051, 0.0298, 0.01] | 0 | [120.0, 150.0, 200.0, 223.0, 260.0, 300.0, 450.0, 532.0] | [240.0, 300.0, 400.0, 450.0, 530.0, 650.0, 800.0, 1311.0]
HV 50A | HV 50A | 50 | 0 | [10.0, 3.215, 0.597, 0.198, 0.1, 0.0378, 0.022, 0.01] | [10.0, 3.64, 0.854, 0.281, 0.1, 0.0531, 0.022, 0.01] | 0 | [150.0, 170.0, 210.0, 250.0, 294.0, 400.0, 500.0, 711.0] | [300.0, 350.0, 450.0, 550.0, 700.0, 850.0, 1200.0, 1752.0]
HV 6.3A | HV 6.3A | 6.3 | 0 | [10.0, 1.39, 0.344, 0.168, 0.1, 0.056, 0.0263, 0.01] | [10.0, 1.711, 0.516, 0.198, 0.1, 0.0634, 0.0303, 0.01] | 0 | [19.0, 19.5, 20.4, 20.8, 22.0, 25.0, 32.0, 48.0] | [38.0, 40.0, 43.0, 48.0, 53.0, 60.0, 75.0, 118.0]
HV 63A | HV 63A | 63 | 0 | [10.0, 2.84, 0.368, 0.164, 0.1, 0.0621, 0.0378, 0.0195, 0.01] | [10.0, 1.82, 0.344, 0.1, 0.0467, 0.0269, 0.01] | 0 | [189.0, 220.0, 300.0, 350.0, 393.0, 450.0, 530.0, 700.0, 961.0] | [378.0, 500.0, 700.0, 934.0, 1200.0, 1500.0, 2366.0]
HV 80A | HV 80A | 80 | 0 | [10.0, 2.05, 0.369, 0.198, 0.1, 0.051, 0.0298, 0.01] | [10.0, 4.15, 1.03, 0.198, 0.1, 0.051, 0.0172, 0.01] | 0 | [240.0, 300.0, 400.0, 450.0, 530.0, 650.0, 800.0, 1311.0] | [480.0, 550.0, 700.0, 1000.0, 1260.0, 1600.0, 2500.0, 3227.0]
Siemens NH-1-100 | Siemens NH-1-100 | 100 | [5400.0, 2000.0, 400.0, 20.0, 1.0, 0.2, 0.012, 0.004] | 0 | 0 | [150.0, 190.0, 250.0, 430.0, 900.0, 1250.0, 2700.0, 3600.0] | 0 | 0
Siemens NH-1-125 | Siemens NH-1-125 | 125 | [4800.0, 120.0, 7.0, 0.1, 0.004] | 0 | 0 | [180.0, 400.0, 740.0, 2000.0, 4250.0] | 0 | 0
Siemens NH-1-16 | Siemens NH-1-16 | 16 | [4000.0, 400.0, 2.0, 0.1, 0.04, 0.01] | 0 | 0 | [26.0, 35.0, 75.0, 150.0, 200.0, 300.0] | 0 | 0
Siemens NH-1-160 | Siemens NH-1-160 | 160 | [4800.0, 120.0, 7.0, 0.1, 0.004] | 0 | 0 | [210.0, 500.0, 900.0, 2300.0, 5000.0] | 0 | 0
Siemens NH-1-25 | Siemens NH-1-25 | 25 | [4000.0, 1000.0, 10.0, 0.2, 0.02, 0.01] | 0 | 0 | [40.0, 50.0, 100.0, 210.0, 400.0, 500.0] | 0 | 0
Siemens NH-1-50 | Siemens NH-1-50 | 50 | [4000.0, 40.0, 4.0, 1.0, 0.02, 0.01] | 0 | 0 | [86.0, 200.0, 300.0, 400.0, 1000.0, 1280.0] | 0 | 0
Siemens NH-1-63 | Siemens NH-1-63 | 63 | [4000.0, 100.0, 10.0, 2.0, 0.04, 0.01] | 0 | 0 | [100.0, 200.0, 300.0, 400.0, 1000.0, 1500.0] | 0 | 0
Siemens NH-1-80 | Siemens NH-1-80 | 80 | [4800.0, 120.0, 7.0, 0.1, 0.01] | 0 | 0 | [150.58, 250.0, 450.0, 1150.0, 2470.0] | 0 | 0
Siemens NH-2-1000 | Siemens NH-2-1000 | 1000 | [4800.0, 120.0, 7.0, 0.1, 0.004] | 0 | 0 | [1900.0, 3500.0, 8400.0, 24000.0, 52000.0] | 0 | 0
Siemens NH-2-200 | Siemens NH-2-200 | 200 | [4800.0, 120.0, 7.0, 0.1, 0.004] | 0 | 0 | [280.0, 650.0, 1200.0, 3000.0, 7000.0] | 0 | 0
Siemens NH-2-224 | Siemens NH-2-224 | 224 | [4800.0, 120.0, 7.0, 0.2, 0.04, 0.004] | 0 | 0 | [400.0, 750.0, 1453.0, 3025.0, 4315.0, 7600.0] | 0 | 0
Siemens NH-2-250 | Siemens NH-2-250 | 250 | [4800.0, 120.0, 7.0, 0.1, 0.004] | 0 | 0 | [450.0, 800.0, 1650.0, 4000.0, 8500.0] | 0 | 0
Siemens NH-2-315 | Siemens NH-2-315 | 315 | [4800.0, 120.0, 7.0, 0.1, 0.004] | 0 | 0 | [550.0, 920.0, 1900.0, 5000.0, 11000.0] | 0 | 0
Siemens NH-2-355 | Siemens NH-2-355 | 355 | [4800.0, 120.0, 6.0, 0.1, 0.004] | 0 | 0 | [650.0, 1116.27, 2350.0, 5840.0, 12790.0] | 0 | 0
Siemens NH-2-400 | Siemens NH-2-400 | 400 | [4800.0, 120.0, 7.0, 0.1, 0.004] | 0 | 0 | [720.0, 1350.0, 2800.0, 6500.0, 15000.0] | 0 | 0
Siemens NH-2-425 | Siemens NH-2-425 | 425 | [4800.0, 120.0, 7.0, 0.1, 0.004] | 0 | 0 | [850.0, 1500.0, 3050.0, 7500.0, 16500.0] | 0 | 0
Siemens NH-2-630 | Siemens NH-2-630 | 630 | [4800.0, 120.0, 7.0, 0.1, 0.004] | 0 | 0 | [1200.0, 2000.0, 4800.0, 12000.0, 26000.0] | 0 | 0

## dtypes
| element | column | dtype
0 | bus | name | object
1 | bus | vn_kv | float64
2 | bus | type | object
3 | bus | zone | object
4 | bus | in_service | bool
5 | load | name | object
6 | load | bus | uint32
7 | load | p_mw | float64
8 | load | q_mvar | float64
9 | load | const_z_percent | float64
10 | load | const_i_percent | float64
11 | load | sn_mva | float64
12 | load | scaling | float64
13 | load | in_service | bool
14 | load | type | object
15 | ext_grid | name | object
16 | ext_grid | bus | uint32
17 | ext_grid | vm_pu | float64
18 | ext_grid | va_degree | float64
19 | ext_grid | slack_weight | float64
20 | ext_grid | in_service | bool
21 | line | name | object
22 | line | std_type | object
23 | line | from_bus | uint32
24 | line | to_bus | uint32
25 | line | length_km | float64
26 | line | r_ohm_per_km | float64
27 | line | x_ohm_per_km | float64
28 | line | c_nf_per_km | float64
29 | line | g_us_per_km | float64
30 | line | max_i_ka | float64
31 | line | df | float64
32 | line | parallel | uint32
33 | line | type | object
34 | line | in_service | bool
35 | trafo | name | object
36 | trafo | std_type | object
37 | trafo | hv_bus | uint32
38 | trafo | lv_bus | uint32
39 | trafo | sn_mva | float64
40 | trafo | vn_hv_kv | float64
41 | trafo | vn_lv_kv | float64
42 | trafo | vk_percent | float64
43 | trafo | vkr_percent | float64
44 | trafo | pfe_kw | float64
45 | trafo | i0_percent | float64
46 | trafo | shift_degree | float64
47 | trafo | tap_side | object
48 | trafo | tap_neutral | int32
49 | trafo | tap_min | int32
50 | trafo | tap_max | int32
51 | trafo | tap_step_percent | float64
52 | trafo | tap_step_degree | float64
53 | trafo | tap_pos | int32
54 | trafo | tap_phase_shifter | bool
55 | trafo | parallel | uint32
56 | trafo | df | float64
57 | trafo | in_service | bool
58 | line_geodata | coords | object
59 | bus_geodata | x | float64
60 | bus_geodata | y | float64
61 | bus_geodata | coords | object

## parameters
| version | format_version | converged | OPF_converged | name | f_hz | sn_mva
0 | 2.14.6 | 2.14.0 | FALSE | FALSE |  | 50 | 1