## bus
| name | vn_kv | type | zone | in_service
0 | bus_LV_355-40_0_7_node_0 | 0.4 | n |  | TRUE
1 | bus_LV_355-40_0_7_node_1 | 0.4 | n |  | TRUE
2 | bus_LV_355-40_0_7_node_2 | 0.4 | n |  | TRUE
3 | bus_LV_355-40_0_7_node_3 | 0.4 | n |  | TRUE
4 | bus_LV_355-40_0_7_node_4 | 0.4 | n |  | TRUE
5 | bus_LV_355-40_0_7_node_25 | 0.4 | n |  | TRUE
6 | bus_LV_355-40_0_7_node_5 | 0.4 | n |  | TRUE
7 | bus_LV_355-40_0_7_node_26 | 0.4 | n |  | TRUE
8 | bus_LV_355-40_0_7_node_6 | 0.4 | n |  | TRUE
9 | bus_LV_355-40_0_7_node_7 | 0.4 | n |  | TRUE
10 | bus_LV_355-40_0_7_node_18 | 0.4 | n |  | TRUE
11 | bus_LV_355-40_0_7_node_121 | 0.4 | n |  | TRUE
12 | bus_LV_355-40_0_7_node_16 | 0.4 | n |  | TRUE
13 | bus_LV_355-40_0_7_node_119 | 0.4 | n |  | TRUE
14 | bus_LV_355-40_0_7_node_8 | 0.4 | n |  | TRUE
15 | bus_LV_355-40_0_7_node_9 | 0.4 | n |  | TRUE
16 | bus_LV_355-40_0_7_node_10 | 0.4 | n |  | TRUE
17 | bus_LV_355-40_0_7_node_11 | 0.4 | n |  | TRUE
18 | bus_LV_355-40_0_7_node_12 | 0.4 | n |  | TRUE
19 | bus_LV_355-40_0_7_node_13 | 0.4 | n |  | TRUE
20 | bus_LV_355-40_0_7_node_34 | 0.4 | n |  | TRUE
21 | bus_LV_355-40_0_7_node_161 | 0.4 | n |  | TRUE
22 | bus_LV_355-40_0_7_node_32 | 0.4 | n |  | TRUE
23 | bus_LV_355-40_0_7_node_14 | 0.4 | n |  | TRUE
24 | bus_LV_355-40_0_7_node_181 | 0.4 | n |  | TRUE
25 | bus_LV_355-40_0_7_node_169 | 0.4 | n |  | TRUE
26 | bus_LV_355-40_0_7_node_180 | 0.4 | n |  | TRUE
27 | bus_LV_355-40_0_7_node_31 | 0.4 | n |  | TRUE
28 | bus_LV_355-40_0_7_node_162 | 0.4 | n |  | TRUE
29 | bus_LV_355-40_0_7_node_144 | 0.4 | n |  | TRUE
30 | bus_LV_355-40_0_7_node_33 | 0.4 | n |  | TRUE
31 | bus_LV_355-40_0_7_node_160 | 0.4 | n |  | TRUE
32 | bus_LV_355-40_0_7_node_19 | 0.4 | n |  | TRUE
33 | bus_LV_355-40_0_7_node_189 | 0.4 | n |  | TRUE
34 | bus_LV_355-40_0_7_node_167 | 0.4 | n |  | TRUE
35 | bus_LV_355-40_0_7_node_179 | 0.4 | n |  | TRUE
36 | bus_LV_355-40_0_7_node_15 | 0.4 | n |  | TRUE
37 | bus_LV_355-40_0_7_node_17 | 0.4 | n |  | TRUE
38 | bus_LV_355-40_0_7_node_20 | 0.4 | n |  | TRUE
39 | bus_LV_355-40_0_7_node_22 | 0.4 | n |  | TRUE
40 | bus_LV_355-40_0_7_node_24 | 0.4 | n |  | TRUE
41 | bus_LV_355-40_0_7_node_23 | 0.4 | n |  | TRUE
42 | bus_LV_355-40_0_7_node_41 | 0.4 | n |  | TRUE
43 | bus_LV_355-40_0_7_node_37 | 0.4 | n |  | TRUE
44 | bus_LV_355-40_0_7_node_39 | 0.4 | n |  | TRUE
45 | bus_LV_355-40_0_7_node_35 | 0.4 | n |  | TRUE
46 | bus_LV_355-40_0_7_node_27 | 0.4 | n |  | TRUE
47 | bus_LV_355-40_0_7_node_29 | 0.4 | n |  | TRUE
48 | bus_LV_355-40_0_7_node_30 | 0.4 | n |  | TRUE
49 | bus_LV_355-40_0_7_node_158 | 0.4 | n |  | TRUE
50 | bus_LV_355-40_0_7_node_36 | 0.4 | n |  | TRUE
51 | bus_LV_355-40_0_7_node_38 | 0.4 | n |  | TRUE
52 | bus_LV_355-40_0_7_node_40 | 0.4 | n |  | TRUE
53 | bus_LV_355-40_0_7_node_74 | 0.4 | n |  | TRUE
54 | bus_LV_355-40_0_7_node_80 | 0.4 | n |  | TRUE
55 | bus_LV_355-40_0_7_node_70 | 0.4 | n |  | TRUE
56 | bus_LV_355-40_0_7_node_42 | 0.4 | n |  | TRUE
57 | bus_LV_355-40_0_7_node_43 | 0.4 | n |  | TRUE
58 | bus_LV_355-40_0_7_node_44 | 0.4 | n |  | TRUE
59 | bus_LV_355-40_0_7_node_45 | 0.4 | n |  | TRUE
60 | bus_LV_355-40_0_7_node_46 | 0.4 | n |  | TRUE
61 | bus_LV_355-40_0_7_node_89 | 0.4 | n |  | TRUE
62 | bus_LV_355-40_0_7_node_90 | 0.4 | n |  | TRUE
63 | bus_LV_355-40_0_7_node_47 | 0.4 | n |  | TRUE
64 | bus_LV_355-40_0_7_node_48 | 0.4 | n |  | TRUE
65 | bus_LV_355-40_0_7_node_49 | 0.4 | n |  | TRUE
66 | bus_LV_355-40_0_7_node_50 | 0.4 | n |  | TRUE
67 | bus_LV_355-40_0_7_node_81 | 0.4 | n |  | TRUE
68 | bus_LV_355-40_0_7_node_51 | 0.4 | n |  | TRUE
69 | bus_LV_355-40_0_7_node_62 | 0.4 | n |  | TRUE
70 | bus_LV_355-40_0_7_node_82 | 0.4 | n |  | TRUE
71 | bus_LV_355-40_0_7_node_64 | 0.4 | n |  | TRUE
72 | bus_LV_355-40_0_7_node_60 | 0.4 | n |  | TRUE
73 | bus_LV_355-40_0_7_node_52 | 0.4 | n |  | TRUE
74 | bus_LV_355-40_0_7_node_53 | 0.4 | n |  | TRUE
75 | bus_LV_355-40_0_7_node_54 | 0.4 | n |  | TRUE
76 | bus_LV_355-40_0_7_node_55 | 0.4 | n |  | TRUE
77 | bus_LV_355-40_0_7_node_56 | 0.4 | n |  | TRUE
78 | bus_LV_355-40_0_7_node_59 | 0.4 | n |  | TRUE
79 | bus_LV_355-40_0_7_node_57 | 0.4 | n |  | TRUE
80 | bus_LV_355-40_0_7_node_188 | 0.4 | n |  | TRUE
81 | bus_LV_355-40_0_7_node_58 | 0.4 | n |  | TRUE
82 | bus_LV_355-40_0_7_node_187 | 0.4 | n |  | TRUE
83 | bus_LV_355-40_0_7_node_105 | 0.4 | n |  | TRUE
84 | bus_LV_355-40_0_7_node_63 | 0.4 | n |  | TRUE
85 | bus_LV_355-40_0_7_node_61 | 0.4 | n |  | TRUE
86 | bus_LV_355-40_0_7_node_68 | 0.4 | n |  | TRUE
87 | bus_LV_355-40_0_7_node_75 | 0.4 | n |  | TRUE
88 | bus_LV_355-40_0_7_node_73 | 0.4 | n |  | TRUE
89 | bus_LV_355-40_0_7_node_69 | 0.4 | n |  | TRUE
90 | bus_LV_355-40_0_7_node_65 | 0.4 | n |  | TRUE
91 | bus_LV_355-40_0_7_node_66 | 0.4 | n |  | TRUE
92 | bus_LV_355-40_0_7_node_67 | 0.4 | n |  | TRUE
93 | bus_LV_355-40_0_7_node_71 | 0.4 | n |  | TRUE
94 | bus_LV_355-40_0_7_node_72 | 0.4 | n |  | TRUE
95 | bus_LV_355-40_0_7_node_190 | 0.4 | n |  | TRUE
96 | bus_LV_355-40_0_7_node_191 | 0.4 | n |  | TRUE
97 | bus_LV_355-40_0_7_node_100 | 0.4 | n |  | TRUE
98 | bus_LV_355-40_0_7_node_106 | 0.4 | n |  | TRUE
99 | bus_LV_355-40_0_7_node_98 | 0.4 | n |  | TRUE
100 | bus_LV_355-40_0_7_node_78 | 0.4 | n |  | TRUE
101 | bus_LV_355-40_0_7_node_107 | 0.4 | n |  | TRUE
102 | bus_LV_355-40_0_7_node_76 | 0.4 | n |  | TRUE
103 | bus_LV_355-40_0_7_node_77 | 0.4 | n |  | TRUE
104 | bus_LV_355-40_0_7_node_79 | 0.4 | n |  | TRUE
105 | bus_LV_355-40_0_7_node_83 | 0.4 | n |  | TRUE
106 | bus_LV_355-40_0_7_node_86 | 0.4 | n |  | TRUE
107 | bus_LV_355-40_0_7_node_111 | 0.4 | n |  | TRUE
108 | bus_LV_355-40_0_7_node_85 | 0.4 | n |  | TRUE
109 | bus_LV_355-40_0_7_node_94 | 0.4 | n |  | TRUE
110 | bus_LV_355-40_0_7_node_87 | 0.4 | n |  | TRUE
111 | bus_LV_355-40_0_7_node_88 | 0.4 | n |  | TRUE
112 | bus_LV_355-40_0_7_node_112 | 0.4 | n |  | TRUE
113 | bus_LV_355-40_0_7_node_113 | 0.4 | n |  | TRUE
114 | bus_LV_355-40_0_7_node_91 | 0.4 | n |  | TRUE
115 | bus_LV_355-40_0_7_node_92 | 0.4 | n |  | TRUE
116 | bus_LV_355-40_0_7_node_93 | 0.4 | n |  | TRUE
117 | bus_LV_355-40_0_7_node_95 | 0.4 | n |  | TRUE
118 | bus_LV_355-40_0_7_node_102 | 0.4 | n |  | TRUE
119 | bus_LV_355-40_0_7_node_101 | 0.4 | n |  | TRUE
120 | bus_LV_355-40_0_7_node_96 | 0.4 | n |  | TRUE
121 | bus_LV_355-40_0_7_node_97 | 0.4 | n |  | TRUE
122 | bus_LV_355-40_0_7_node_99 | 0.4 | n |  | TRUE
123 | bus_LV_355-40_0_7_node_103 | 0.4 | n |  | TRUE
124 | bus_LV_355-40_0_7_node_104 | 0.4 | n |  | TRUE
125 | bus_LV_355-40_0_7_node_108 | 0.4 | n |  | TRUE
126 | bus_LV_355-40_0_7_node_109 | 0.4 | n |  | TRUE
127 | bus_LV_355-40_0_7_node_110 | 0.4 | n |  | TRUE
128 | bus_LV_355-40_0_7_node_128 | 0.4 | n |  | TRUE
129 | bus_LV_355-40_0_7_node_140 | 0.4 | n |  | TRUE
130 | bus_LV_355-40_0_7_node_114 | 0.4 | n |  | TRUE
131 | bus_LV_355-40_0_7_node_115 | 0.4 | n |  | TRUE
132 | bus_LV_355-40_0_7_node_116 | 0.4 | n |  | TRUE
133 | bus_LV_355-40_0_7_node_117 | 0.4 | n |  | TRUE
134 | bus_LV_355-40_0_7_node_118 | 0.4 | n |  | TRUE
135 | bus_LV_355-40_0_7_node_129 | 0.4 | n |  | TRUE
136 | bus_LV_355-40_0_7_node_133 | 0.4 | n |  | TRUE
137 | bus_LV_355-40_0_7_node_134 | 0.4 | n |  | TRUE
138 | bus_LV_355-40_0_7_node_120 | 0.4 | n |  | TRUE
139 | bus_LV_355-40_0_7_node_122 | 0.4 | n |  | TRUE
140 | bus_LV_355-40_0_7_node_131 | 0.4 | n |  | TRUE
141 | bus_LV_355-40_0_7_node_132 | 0.4 | n |  | TRUE
142 | bus_LV_355-40_0_7_node_123 | 0.4 | n |  | TRUE
143 | bus_LV_355-40_0_7_node_124 | 0.4 | n |  | TRUE
144 | bus_LV_355-40_0_7_node_125 | 0.4 | n |  | TRUE
145 | bus_LV_355-40_0_7_node_126 | 0.4 | n |  | TRUE
146 | bus_LV_355-40_0_7_node_127 | 0.4 | n |  | TRUE
147 | bus_LV_355-40_0_7_node_138 | 0.4 | n |  | TRUE
148 | bus_LV_355-40_0_7_node_139 | 0.4 | n |  | TRUE
149 | bus_LV_355-40_0_7_node_156 | 0.4 | n |  | TRUE
150 | bus_LV_355-40_0_7_node_165 | 0.4 | n |  | TRUE
151 | bus_LV_355-40_0_7_node_182 | 0.4 | n |  | TRUE
152 | bus_LV_355-40_0_7_node_164 | 0.4 | n |  | TRUE
153 | bus_LV_355-40_0_7_node_135 | 0.4 | n |  | TRUE
154 | bus_LV_355-40_0_7_node_136 | 0.4 | n |  | TRUE
155 | bus_LV_355-40_0_7_node_137 | 0.4 | n |  | TRUE
156 | bus_LV_355-40_0_7_node_141 | 0.4 | n |  | TRUE
157 | bus_LV_355-40_0_7_node_142 | 0.4 | n |  | TRUE
158 | bus_LV_355-40_0_7_node_143 | 0.4 | n |  | TRUE
159 | bus_LV_355-40_0_7_node_178 | 0.4 | n |  | TRUE
160 | bus_LV_355-40_0_7_node_183 | 0.4 | n |  | TRUE
161 | bus_LV_355-40_0_7_node_146 | 0.4 | n |  | TRUE
162 | bus_LV_355-40_0_7_node_147 | 0.4 | n |  | TRUE
163 | bus_LV_355-40_0_7_node_148 | 0.4 | n |  | TRUE
164 | bus_LV_355-40_0_7_node_149 | 0.4 | n |  | TRUE
165 | bus_LV_355-40_0_7_node_150 | 0.4 | n |  | TRUE
166 | bus_LV_355-40_0_7_node_186 | 0.4 | n |  | TRUE
167 | bus_LV_355-40_0_7_node_151 | 0.4 | n |  | TRUE
168 | bus_LV_355-40_0_7_node_152 | 0.4 | n |  | TRUE
169 | bus_LV_355-40_0_7_node_154 | 0.4 | n |  | TRUE
170 | bus_LV_355-40_0_7_node_163 | 0.4 | n |  | TRUE
171 | bus_LV_355-40_0_7_node_157 | 0.4 | n |  | TRUE
172 | bus_LV_355-40_0_7_node_159 | 0.4 | n |  | TRUE
173 | bus_LV_355-40_0_7_node_166 | 0.4 | n |  | TRUE
174 | bus_LV_355-40_0_7_node_177 | 0.4 | n |  | TRUE
175 | bus_LV_355-40_0_7_node_176 | 0.4 | n |  | TRUE
176 | bus_LV_355-40_0_7_node_168 | 0.4 | n |  | TRUE
177 | bus_LV_355-40_0_7_node_170 | 0.4 | n |  | TRUE
178 | bus_LV_355-40_0_7_node_173 | 0.4 | n |  | TRUE
179 | bus_LV_355-40_0_7_node_171 | 0.4 | n |  | TRUE
180 | bus_LV_355-40_0_7_node_172 | 0.4 | n |  | TRUE
181 | bus_LV_355-40_0_7_node_174 | 0.4 | n |  | TRUE
182 | bus_LV_355-40_0_7_node_175 | 0.4 | n |  | TRUE
183 | bus_LV_355-40_0_7_node_184 | 0.4 | n |  | TRUE
184 | bus_LV_355-40_0_7_node_185 | 0.4 | n |  | TRUE
185 | bus_MV_600_0_node_166 | 20 | n |  | TRUE

## load
| name | bus | p_mw | q_mvar | const_z_percent | const_i_percent | sn_mva | scaling | in_service | type
0 | LV_355-40_0_7_load_0 | 0 | 0.002221 | 0.00055664 | 0 | 0 |  | 1 | TRUE | wye
1 | LV_355-40_0_7_load_1 | 1 | 0.0049949 | 0.0012518 | 0 | 0 |  | 1 | TRUE | wye
2 | LV_355-40_0_7_load_2 | 2 | 0.0028791 | 0.00072157 | 0 | 0 |  | 1 | TRUE | wye
3 | LV_355-40_0_7_load_3 | 3 | 0.0026784 | 0.00067126 | 0 | 0 |  | 1 | TRUE | wye
4 | LV_355-40_0_7_load_4 | 4 | 0.0024137 | 0.00060492 | 0 | 0 |  | 1 | TRUE | wye
5 | LV_355-40_0_7_load_25 | 5 | 0.0036546 | 0.00091594 | 0 | 0 |  | 1 | TRUE | wye
6 | LV_355-40_0_7_load_5 | 6 | 0.0021449 | 0.00053755 | 0 | 0 |  | 1 | TRUE | wye
7 | LV_355-40_0_7_load_6 | 8 | 0.0026795 | 0.00067153 | 0 | 0 |  | 1 | TRUE | wye
8 | LV_355-40_0_7_load_18 | 10 | 0.0042412 | 0.001063 | 0 | 0 |  | 1 | TRUE | wye
9 | LV_355-40_0_7_load_121 | 11 | 0.0041638 | 0.0010435 | 0 | 0 |  | 1 | TRUE | wye
10 | LV_355-40_0_7_load_16 | 12 | 0.0022563 | 0.00056549 | 0 | 0 |  | 1 | TRUE | wye
11 | LV_355-40_0_7_load_119 | 13 | 0.0037467 | 0.00093902 | 0 | 0 |  | 1 | TRUE | wye
12 | LV_355-40_0_7_load_8 | 14 | 0.0035811 | 0.0008975 | 0 | 0 |  | 1 | TRUE | wye
13 | LV_355-40_0_7_load_9 | 15 | 0.0024978 | 0.000626 | 0 | 0 |  | 1 | TRUE | wye
14 | LV_355-40_0_7_load_11 | 17 | 0.0068937 | 0.0017277 | 0 | 0 |  | 1 | TRUE | wye
15 | LV_355-40_0_7_load_12 | 18 | 0.0070017 | 0.0017548 | 0 | 0 |  | 1 | TRUE | wye
16 | LV_355-40_0_7_load_34 | 20 | 0.0086105 | 0.002158 | 0 | 0 |  | 1 | TRUE | wye
17 | LV_355-40_0_7_load_32 | 22 | 0.0051546 | 0.0012919 | 0 | 0 |  | 1 | TRUE | wye
18 | LV_355-40_0_7_load_169 | 25 | 0.0033164 | 0.00083117 | 0 | 0 |  | 1 | TRUE | wye
19 | LV_355-40_0_7_load_31 | 27 | 0.0041095 | 0.0010299 | 0 | 0 |  | 1 | TRUE | wye
20 | LV_355-40_0_7_load_162 | 28 | 0.0016374 | 0.00041036 | 0 | 0 |  | 1 | TRUE | wye
21 | LV_355-40_0_7_load_33 | 30 | 0.0034922 | 0.00087524 | 0 | 0 |  | 1 | TRUE | wye
22 | LV_355-40_0_7_load_160 | 31 | 0.0031489 | 0.0007892 | 0 | 0 |  | 1 | TRUE | wye
23 | LV_355-40_0_7_load_19 | 32 | 0.0074756 | 0.0018736 | 0 | 0 |  | 1 | TRUE | wye
24 | LV_355-40_0_7_load_189 | 33 | 0.0018264 | 0.00045775 | 0 | 0 |  | 1 | TRUE | wye
25 | LV_355-40_0_7_load_167 | 34 | 0.0031525 | 0.0007901 | 0 | 0 |  | 1 | TRUE | wye
26 | LV_355-40_0_7_load_179 | 35 | 0.0068046 | 0.0017054 | 0 | 0 |  | 1 | TRUE | wye
27 | LV_355-40_0_7_load_15 | 36 | 0.0018921 | 0.00047421 | 0 | 0 |  | 1 | TRUE | wye
28 | LV_355-40_0_7_load_17 | 37 | 0.0034385 | 0.00086177 | 0 | 0 |  | 1 | TRUE | wye
29 | LV_355-40_0_7_load_20 | 38 | 0.0072119 | 0.0018075 | 0 | 0 |  | 1 | TRUE | wye
30 | LV_355-40_0_7_load_23 | 41 | 0.0045275 | 0.0011347 | 0 | 0 |  | 1 | TRUE | wye
31 | LV_355-40_0_7_load_41 | 42 | 0.0045943 | 0.0011515 | 0 | 0 |  | 1 | TRUE | wye
32 | LV_355-40_0_7_load_37 | 43 | 0.0048303 | 0.0012106 | 0 | 0 |  | 1 | TRUE | wye
33 | LV_355-40_0_7_load_35 | 45 | 0.0034437 | 0.00086308 | 0 | 0 |  | 1 | TRUE | wye
34 | LV_355-40_0_7_load_27 | 46 | 0.0026864 | 0.00067328 | 0 | 0 |  | 1 | TRUE | wye
35 | LV_355-40_0_7_load_30 | 48 | 0.012001 | 0.0030076 | 0 | 0 |  | 1 | TRUE | wye
36 | LV_355-40_0_7_load_36 | 50 | 0.0033765 | 0.00084624 | 0 | 0 |  | 1 | TRUE | wye
37 | LV_355-40_0_7_load_38 | 51 | 0.0034774 | 0.00087153 | 0 | 0 |  | 1 | TRUE | wye
38 | LV_355-40_0_7_load_40 | 52 | 0.0041828 | 0.0010483 | 0 | 0 |  | 1 | TRUE | wye
39 | LV_355-40_0_7_load_80 | 54 | 0.0053388 | 0.001338 | 0 | 0 |  | 1 | TRUE | wye
40 | LV_355-40_0_7_load_42 | 56 | 0.0047692 | 0.0011953 | 0 | 0 |  | 1 | TRUE | wye
41 | LV_355-40_0_7_load_43 | 57 | 0.0034774 | 0.00087151 | 0 | 0 |  | 1 | TRUE | wye
42 | LV_355-40_0_7_load_44 | 58 | 0.0026629 | 0.00066738 | 0 | 0 |  | 1 | TRUE | wye
43 | LV_355-40_0_7_load_45 | 59 | 0.004156 | 0.0010416 | 0 | 0 |  | 1 | TRUE | wye
44 | LV_355-40_0_7_load_46 | 60 | 0.00325 | 0.00081453 | 0 | 0 |  | 1 | TRUE | wye
45 | LV_355-40_0_7_load_89 | 61 | 0.0033439 | 0.00083805 | 0 | 0 |  | 1 | TRUE | wye
46 | LV_355-40_0_7_load_90 | 62 | 0.0067578 | 0.0016937 | 0 | 0 |  | 1 | TRUE | wye
47 | LV_355-40_0_7_load_47 | 63 | 0.0036621 | 0.0009178 | 0 | 0 |  | 1 | TRUE | wye
48 | LV_355-40_0_7_load_48 | 64 | 0.0019561 | 0.00049024 | 0 | 0 |  | 1 | TRUE | wye
49 | LV_355-40_0_7_load_49 | 65 | 0.0077164 | 0.0019339 | 0 | 0 |  | 1 | TRUE | wye
50 | LV_355-40_0_7_load_50 | 66 | 0.0017743 | 0.00044467 | 0 | 0 |  | 1 | TRUE | wye
51 | LV_355-40_0_7_load_81 | 67 | 0.0019054 | 0.00047754 | 0 | 0 |  | 1 | TRUE | wye
52 | LV_355-40_0_7_load_51 | 68 | 0.0039885 | 0.00099961 | 0 | 0 |  | 1 | TRUE | wye
53 | LV_355-40_0_7_load_60 | 72 | 0.0037598 | 0.0009423 | 0 | 0 |  | 1 | TRUE | wye
54 | LV_355-40_0_7_load_52 | 73 | 0.003016 | 0.00075587 | 0 | 0 |  | 1 | TRUE | wye
55 | LV_355-40_0_7_load_53 | 74 | 0.0025656 | 0.000643 | 0 | 0 |  | 1 | TRUE | wye
56 | LV_355-40_0_7_load_54 | 75 | 0.0023474 | 0.00058833 | 0 | 0 |  | 1 | TRUE | wye
57 | LV_355-40_0_7_load_55 | 76 | 0.0033917 | 0.00085003 | 0 | 0 |  | 1 | TRUE | wye
58 | LV_355-40_0_7_load_56 | 77 | 0.0029473 | 0.00073865 | 0 | 0 |  | 1 | TRUE | wye
59 | LV_355-40_0_7_load_59 | 78 | 0.0021746 | 0.00054502 | 0 | 0 |  | 1 | TRUE | wye
60 | LV_355-40_0_7_load_57 | 79 | 0.0037824 | 0.00094795 | 0 | 0 |  | 1 | TRUE | wye
61 | LV_355-40_0_7_load_188 | 80 | 0.0015124 | 0.00037905 | 0 | 0 |  | 1 | TRUE | wye
62 | LV_355-40_0_7_load_187 | 82 | 0.0032849 | 0.00082326 | 0 | 0 |  | 1 | TRUE | wye
63 | LV_355-40_0_7_load_105 | 83 | 0.0032513 | 0.00081484 | 0 | 0 |  | 1 | TRUE | wye
64 | LV_355-40_0_7_load_63 | 84 | 0.007029 | 0.0017616 | 0 | 0 |  | 1 | TRUE | wye
65 | LV_355-40_0_7_load_61 | 85 | 0.0030858 | 0.00077339 | 0 | 0 |  | 1 | TRUE | wye
66 | LV_355-40_0_7_load_68 | 86 | 0.0043274 | 0.0010845 | 0 | 0 |  | 1 | TRUE | wye
67 | LV_355-40_0_7_load_75 | 87 | 0.0045279 | 0.0011348 | 0 | 0 |  | 1 | TRUE | wye
68 | LV_355-40_0_7_load_73 | 88 | 0.0084539 | 0.0021187 | 0 | 0 |  | 1 | TRUE | wye
69 | LV_355-40_0_7_load_65 | 90 | 0.0084507 | 0.002118 | 0 | 0 |  | 1 | TRUE | wye
70 | LV_355-40_0_7_load_66 | 91 | 0.0046053 | 0.0011542 | 0 | 0 |  | 1 | TRUE | wye
71 | LV_355-40_0_7_load_67 | 92 | 0.0045227 | 0.0011335 | 0 | 0 |  | 1 | TRUE | wye
72 | LV_355-40_0_7_load_72 | 94 | 0.0041866 | 0.0010493 | 0 | 0 |  | 1 | TRUE | wye
73 | LV_355-40_0_7_load_190 | 95 | 0.006245 | 0.0015651 | 0 | 0 |  | 1 | TRUE | wye
74 | LV_355-40_0_7_load_191 | 96 | 0.0050781 | 0.0012727 | 0 | 0 |  | 1 | TRUE | wye
75 | LV_355-40_0_7_load_100 | 97 | 0.0050732 | 0.0012715 | 0 | 0 |  | 1 | TRUE | wye
76 | LV_355-40_0_7_load_106 | 98 | 0.0036536 | 0.00091567 | 0 | 0 |  | 1 | TRUE | wye
77 | LV_355-40_0_7_load_78 | 100 | 0.0037709 | 0.00094508 | 0 | 0 |  | 1 | TRUE | wye
78 | LV_355-40_0_7_load_107 | 101 | 0.0036362 | 0.00091133 | 0 | 0 |  | 1 | TRUE | wye
79 | LV_355-40_0_7_load_76 | 102 | 0.0026901 | 0.00067419 | 0 | 0 |  | 1 | TRUE | wye
80 | LV_355-40_0_7_load_77 | 103 | 0.0035861 | 0.00089876 | 0 | 0 |  | 1 | TRUE | wye
81 | LV_355-40_0_7_load_79 | 104 | 0.0018463 | 0.00046272 | 0 | 0 |  | 1 | TRUE | wye
82 | LV_355-40_0_7_load_86 | 106 | 0.002721 | 0.00068195 | 0 | 0 |  | 1 | TRUE | wye
83 | LV_355-40_0_7_load_111 | 107 | 0.0019641 | 0.00049226 | 0 | 0 |  | 1 | TRUE | wye
84 | LV_355-40_0_7_load_85 | 108 | 0.0028728 | 0.00071998 | 0 | 0 |  | 1 | TRUE | wye
85 | LV_355-40_0_7_load_94 | 109 | 0.0019641 | 0.00049226 | 0 | 0 |  | 1 | TRUE | wye
86 | LV_355-40_0_7_load_87 | 110 | 0.0027256 | 0.00068311 | 0 | 0 |  | 1 | TRUE | wye
87 | LV_355-40_0_7_load_88 | 111 | 0.0021278 | 0.00053328 | 0 | 0 |  | 1 | TRUE | wye
88 | LV_355-40_0_7_load_112 | 112 | 0.0021198 | 0.00053126 | 0 | 0 |  | 1 | TRUE | wye
89 | LV_355-40_0_7_load_91 | 114 | 0.0021301 | 0.00053386 | 0 | 0 |  | 1 | TRUE | wye
90 | LV_355-40_0_7_load_92 | 115 | 0.0019815 | 0.00049661 | 0 | 0 |  | 1 | TRUE | wye
91 | LV_355-40_0_7_load_93 | 116 | 0.0023082 | 0.00057848 | 0 | 0 |  | 1 | TRUE | wye
92 | LV_355-40_0_7_load_95 | 117 | 0.0023655 | 0.00059285 | 0 | 0 |  | 1 | TRUE | wye
93 | LV_355-40_0_7_load_102 | 118 | 0.0019125 | 0.00047932 | 0 | 0 |  | 1 | TRUE | wye
94 | LV_355-40_0_7_load_101 | 119 | 0.0018859 | 0.00047265 | 0 | 0 |  | 1 | TRUE | wye
95 | LV_355-40_0_7_load_96 | 120 | 0.0037365 | 0.00093644 | 0 | 0 |  | 1 | TRUE | wye
96 | LV_355-40_0_7_load_99 | 122 | 0.0044886 | 0.0011249 | 0 | 0 |  | 1 | TRUE | wye
97 | LV_355-40_0_7_load_103 | 123 | 0.0018835 | 0.00047205 | 0 | 0 |  | 1 | TRUE | wye
98 | LV_355-40_0_7_load_104 | 124 | 0.0018689 | 0.00046839 | 0 | 0 |  | 1 | TRUE | wye
99 | LV_355-40_0_7_load_108 | 125 | 0.0031116 | 0.00077984 | 0 | 0 |  | 1 | TRUE | wye
100 | LV_355-40_0_7_load_109 | 126 | 0.0018334 | 0.0004595 | 0 | 0 |  | 1 | TRUE | wye
101 | LV_355-40_0_7_load_110 | 127 | 0.0023264 | 0.00058305 | 0 | 0 |  | 1 | TRUE | wye
102 | LV_355-40_0_7_load_128 | 128 | 0.0013891 | 0.00034813 | 0 | 0 |  | 1 | TRUE | wye
103 | LV_355-40_0_7_load_140 | 129 | 0.00135 | 0.00033835 | 0 | 0 |  | 1 | TRUE | wye
104 | LV_355-40_0_7_load_114 | 130 | 0.0024832 | 0.00062235 | 0 | 0 |  | 1 | TRUE | wye
105 | LV_355-40_0_7_load_115 | 131 | 0.0017483 | 0.00043816 | 0 | 0 |  | 1 | TRUE | wye
106 | LV_355-40_0_7_load_116 | 132 | 0.0073008 | 0.0018297 | 0 | 0 |  | 1 | TRUE | wye
107 | LV_355-40_0_7_load_118 | 134 | 0.0031516 | 0.00078987 | 0 | 0 |  | 1 | TRUE | wye
108 | LV_355-40_0_7_load_129 | 135 | 0.0018297 | 0.00045857 | 0 | 0 |  | 1 | TRUE | wye
109 | LV_355-40_0_7_load_133 | 136 | 0.0037025 | 0.00092793 | 0 | 0 |  | 1 | TRUE | wye
110 | LV_355-40_0_7_load_134 | 137 | 0.00273 | 0.0006842 | 0 | 0 |  | 1 | TRUE | wye
111 | LV_355-40_0_7_load_120 | 138 | 0.0028811 | 0.00072206 | 0 | 0 |  | 1 | TRUE | wye
112 | LV_355-40_0_7_load_122 | 139 | 0.0034751 | 0.00087095 | 0 | 0 |  | 1 | TRUE | wye
113 | LV_355-40_0_7_load_131 | 140 | 0.0029263 | 0.00073339 | 0 | 0 |  | 1 | TRUE | wye
114 | LV_355-40_0_7_load_132 | 141 | 0.003644 | 0.00091326 | 0 | 0 |  | 1 | TRUE | wye
115 | LV_355-40_0_7_load_123 | 142 | 0.0037019 | 0.00092779 | 0 | 0 |  | 1 | TRUE | wye
116 | LV_355-40_0_7_load_124 | 143 | 0.0038528 | 0.0009656 | 0 | 0 |  | 1 | TRUE | wye
117 | LV_355-40_0_7_load_125 | 144 | 0.0021185 | 0.00053093 | 0 | 0 |  | 1 | TRUE | wye
118 | LV_355-40_0_7_load_127 | 146 | 0.0055966 | 0.0014026 | 0 | 0 |  | 1 | TRUE | wye
119 | LV_355-40_0_7_load_138 | 147 | 0.0035175 | 0.00088156 | 0 | 0 |  | 1 | TRUE | wye
120 | LV_355-40_0_7_load_139 | 148 | 0.0039322 | 0.0009855 | 0 | 0 |  | 1 | TRUE | wye
121 | LV_355-40_0_7_load_156 | 149 | 0.002731 | 0.00068445 | 0 | 0 |  | 1 | TRUE | wye
122 | LV_355-40_0_7_load_182 | 151 | 0.009095 | 0.0022794 | 0 | 0 |  | 1 | TRUE | wye
123 | LV_355-40_0_7_load_135 | 153 | 0.0030448 | 0.0007631 | 0 | 0 |  | 1 | TRUE | wye
124 | LV_355-40_0_7_load_136 | 154 | 0.002674 | 0.00067017 | 0 | 0 |  | 1 | TRUE | wye
125 | LV_355-40_0_7_load_137 | 155 | 0.0030484 | 0.00076401 | 0 | 0 |  | 1 | TRUE | wye
126 | LV_355-40_0_7_load_141 | 156 | 0.0021703 | 0.00054393 | 0 | 0 |  | 1 | TRUE | wye
127 | LV_355-40_0_7_load_142 | 157 | 0.0034206 | 0.00085728 | 0 | 0 |  | 1 | TRUE | wye
128 | LV_355-40_0_7_load_143 | 158 | 0.0019606 | 0.00049137 | 0 | 0 |  | 1 | TRUE | wye
129 | LV_355-40_0_7_load_178 | 159 | 0.0023285 | 0.00058357 | 0 | 0 |  | 1 | TRUE | wye
130 | LV_355-40_0_7_load_183 | 160 | 0.0017815 | 0.00044648 | 0 | 0 |  | 1 | TRUE | wye
131 | LV_355-40_0_7_load_146 | 161 | 0.0080259 | 0.0020115 | 0 | 0 |  | 1 | TRUE | wye
132 | LV_355-40_0_7_load_147 | 162 | 0.0068696 | 0.0017217 | 0 | 0 |  | 1 | TRUE | wye
133 | LV_355-40_0_7_load_148 | 163 | 0.0042353 | 0.0010615 | 0 | 0 |  | 1 | TRUE | wye
134 | LV_355-40_0_7_load_149 | 164 | 0.0048961 | 0.0012271 | 0 | 0 |  | 1 | TRUE | wye
135 | LV_355-40_0_7_load_150 | 165 | 0.0021344 | 0.00053493 | 0 | 0 |  | 1 | TRUE | wye
136 | LV_355-40_0_7_load_186 | 166 | 0.0019448 | 0.0004874 | 0 | 0 |  | 1 | TRUE | wye
137 | LV_355-40_0_7_load_151 | 167 | 0.0046792 | 0.0011727 | 0 | 0 |  | 1 | TRUE | wye
138 | LV_355-40_0_7_load_152 | 168 | 0.0072471 | 0.0018163 | 0 | 0 |  | 1 | TRUE | wye
139 | LV_355-40_0_7_load_154 | 169 | 0.0047706 | 0.0011956 | 0 | 0 |  | 1 | TRUE | wye
140 | LV_355-40_0_7_load_163 | 170 | 0.0052242 | 0.0013093 | 0 | 0 |  | 1 | TRUE | wye
141 | LV_355-40_0_7_load_157 | 171 | 0.0026828 | 0.00067237 | 0 | 0 |  | 1 | TRUE | wye
142 | LV_355-40_0_7_load_159 | 172 | 0.0032621 | 0.00081756 | 0 | 0 |  | 1 | TRUE | wye
143 | LV_355-40_0_7_load_166 | 173 | 0.0056601 | 0.0014185 | 0 | 0 |  | 1 | TRUE | wye
144 | LV_355-40_0_7_load_177 | 174 | 0.0034879 | 0.00087416 | 0 | 0 |  | 1 | TRUE | wye
145 | LV_355-40_0_7_load_176 | 175 | 0.0033792 | 0.00084692 | 0 | 0 |  | 1 | TRUE | wye
146 | LV_355-40_0_7_load_168 | 176 | 0.0048431 | 0.0012138 | 0 | 0 |  | 1 | TRUE | wye
147 | LV_355-40_0_7_load_170 | 177 | 0.0027816 | 0.00069714 | 0 | 0 |  | 1 | TRUE | wye
148 | LV_355-40_0_7_load_173 | 178 | 0.0075327 | 0.0018879 | 0 | 0 |  | 1 | TRUE | wye
149 | LV_355-40_0_7_load_171 | 179 | 0.0028338 | 0.00071021 | 0 | 0 |  | 1 | TRUE | wye
150 | LV_355-40_0_7_load_172 | 180 | 0.0053073 | 0.0013301 | 0 | 0 |  | 1 | TRUE | wye
151 | LV_355-40_0_7_load_174 | 181 | 0.0052822 | 0.0013239 | 0 | 0 |  | 1 | TRUE | wye
152 | LV_355-40_0_7_load_175 | 182 | 0.0021588 | 0.00054105 | 0 | 0 |  | 1 | TRUE | wye
153 | LV_355-40_0_7_load_184 | 183 | 0.0085 | 0.0021303 | 0 | 0 |  | 1 | TRUE | wye
154 | LV_355-40_0_7_load_185 | 184 | 0.0017912 | 0.00044891 | 0 | 0 |  | 1 | TRUE | wye

## ext_grid
| name | bus | vm_pu | va_degree | slack_weight | in_service
0 |  | 9 | 1 | 0 | 1 | TRUE

## line
| name | std_type | from_bus | to_bus | length_km | r_ohm_per_km | x_ohm_per_km | c_nf_per_km | g_us_per_km | max_i_ka | df | parallel | type | in_service
0 | LV_355-40_0_7_line_0 |  | 0 | 1 | 0.017853 | 0.125 | 0.08 | 261 | 0 | 0.364 | 1 | 3 | cs | TRUE
1 | LV_355-40_0_7_line_1 |  | 0 | 2 | 0.002404 | 0.125 | 0.08 | 261 | 0 | 0.364 | 1 | 3 | cs | TRUE
2 | LV_355-40_0_7_line_2 |  | 1 | 3 | 0.00077297 | 0.125 | 0.08 | 261 | 0 | 0.364 | 1 | 3 | cs | TRUE
3 | LV_355-40_0_7_line_3 |  | 2 | 4 | 0.017371 | 0.125 | 0.08 | 261 | 0 | 0.364 | 1 | 3 | cs | TRUE
4 | LV_355-40_0_7_line_4 |  | 3 | 5 | 0.020992 | 0.125 | 0.08 | 261 | 0 | 0.364 | 1 | 3 | cs | TRUE
5 | LV_355-40_0_7_line_5 |  | 4 | 6 | 0.022128 | 0.125 | 0.08 | 261 | 0 | 0.364 | 1 | 3 | cs | TRUE
6 | LV_355-40_0_7_line_6 |  | 5 | 7 | 0.011877 | 0.125 | 0.08 | 261 | 0 | 0.364 | 1 | 3 | cs | TRUE
7 | LV_355-40_0_7_line_7 |  | 6 | 8 | 0.028472 | 0.125 | 0.08 | 261 | 0 | 0.364 | 1 | 3 | cs | TRUE
8 | LV_355-40_0_7_line_8 |  | 7 | 40 | 0.009742 | 0.125 | 0.08 | 261 | 0 | 0.364 | 1 | 3 | cs | TRUE
9 | LV_355-40_0_7_line_9 |  | 8 | 9 | 0.0086996 | 0.125 | 0.08 | 261 | 0 | 0.364 | 1 | 3 | cs | TRUE
10 | LV_355-40_0_7_line_10 |  | 9 | 10 | 0.01433 | 0.125 | 0.08 | 261 | 0 | 0.364 | 1 | 1 | cs | TRUE
11 | LV_355-40_0_7_line_11 |  | 9 | 11 | 0.0099967 | 0.125 | 0.08 | 261 | 0 | 0.364 | 1 | 3 | cs | TRUE
12 | LV_355-40_0_7_line_12 |  | 10 | 12 | 0.0046659 | 0.125 | 0.08 | 261 | 0 | 0.364 | 1 | 1 | cs | TRUE
13 | LV_355-40_0_7_line_13 |  | 11 | 13 | 0.018619 | 0.125 | 0.08 | 261 | 0 | 0.364 | 1 | 3 | cs | TRUE
14 | LV_355-40_0_7_line_14 |  | 12 | 36 | 0.0026967 | 0.125 | 0.08 | 261 | 0 | 0.364 | 1 | 1 | cs | TRUE
15 | LV_355-40_0_7_line_15 |  | 13 | 138 | 0.0025526 | 0.125 | 0.08 | 261 | 0 | 0.364 | 1 | 3 | cs | TRUE
16 | LV_355-40_0_7_line_16 |  | 14 | 15 | 0.017029 | 0.125 | 0.08 | 261 | 0 | 0.364 | 1 | 1 | cs | TRUE
17 | LV_355-40_0_7_line_17 |  | 14 | 16 | 0.013909 | 0.125 | 0.08 | 261 | 0 | 0.364 | 1 | 1 | cs | TRUE
18 | LV_355-40_0_7_line_18 |  | 15 | 17 | 0.021725 | 0.125 | 0.08 | 261 | 0 | 0.364 | 1 | 1 | cs | TRUE
19 | LV_355-40_0_7_line_19 |  | 16 | 18 | 0.02796 | 0.125 | 0.08 | 261 | 0 | 0.364 | 1 | 1 | cs | TRUE
20 | LV_355-40_0_7_line_20 |  | 16 | 19 | 0.036583 | 0.125 | 0.08 | 261 | 0 | 0.364 | 1 | 1 | cs | TRUE
21 | LV_355-40_0_7_line_21 |  | 17 | 20 | 0.0017141 | 0.125 | 0.08 | 261 | 0 | 0.364 | 1 | 1 | cs | TRUE
22 | LV_355-40_0_7_line_22 |  | 18 | 21 | 0.025856 | 0.125 | 0.08 | 261 | 0 | 0.364 | 1 | 1 | cs | TRUE
23 | LV_355-40_0_7_line_23 |  | 19 | 22 | 0.013706 | 0.125 | 0.08 | 261 | 0 | 0.364 | 1 | 1 | cs | TRUE
24 | LV_355-40_0_7_line_24 |  | 20 | 27 | 0.016609 | 0.125 | 0.08 | 261 | 0 | 0.364 | 1 | 1 | cs | TRUE
25 | LV_355-40_0_7_line_25 |  | 21 | 28 | 0.039191 | 0.125 | 0.08 | 261 | 0 | 0.364 | 1 | 1 | cs | TRUE
26 | LV_355-40_0_7_line_26 |  | 21 | 29 | 0.03468 | 0.125 | 0.08 | 261 | 0 | 0.364 | 1 | 1 | cs | TRUE
27 | LV_355-40_0_7_line_27 |  | 22 | 32 | 0.0068527 | 0.125 | 0.08 | 261 | 0 | 0.364 | 1 | 1 | cs | TRUE
28 | LV_355-40_0_7_line_28 |  | 23 | 24 | 0.061036 | 0.125 | 0.08 | 261 | 0 | 0.364 | 1 | 1 | cs | TRUE
29 | LV_355-40_0_7_line_29 |  | 23 | 25 | 0.011393 | 0.125 | 0.08 | 261 | 0 | 0.364 | 1 | 1 | cs | TRUE
30 | LV_355-40_0_7_line_30 |  | 23 | 26 | 0.022194 | 0.125 | 0.08 | 261 | 0 | 0.364 | 1 | 1 | cs | TRUE
31 | LV_355-40_0_7_line_31 |  | 24 | 33 | 0.049058 | 0.125 | 0.08 | 261 | 0 | 0.364 | 1 | 1 | cs | TRUE
32 | LV_355-40_0_7_line_32 |  | 25 | 34 | 0.0093509 | 0.125 | 0.08 | 261 | 0 | 0.364 | 1 | 1 | cs | TRUE
33 | LV_355-40_0_7_line_33 |  | 26 | 35 | 0.011205 | 0.125 | 0.08 | 261 | 0 | 0.364 | 1 | 1 | cs | TRUE
34 | LV_355-40_0_7_line_34 |  | 27 | 47 | 0.0038237 | 0.125 | 0.08 | 261 | 0 | 0.364 | 1 | 1 | cs | TRUE
35 | LV_355-40_0_7_line_35 |  | 28 | 164 | 0.0086709 | 0.125 | 0.08 | 261 | 0 | 0.364 | 1 | 1 | cs | TRUE
36 | LV_355-40_0_7_line_36 |  | 29 | 159 | 0.012117 | 0.125 | 0.08 | 261 | 0 | 0.364 | 1 | 1 | cs | TRUE
37 | LV_355-40_0_7_line_37 |  | 29 | 157 | 0.0091155 | 0.125 | 0.08 | 261 | 0 | 0.364 | 1 | 1 | cs | TRUE
38 | LV_355-40_0_7_line_38 |  | 30 | 31 | 0.021738 | 0.125 | 0.08 | 261 | 0 | 0.364 | 1 | 1 | cs | TRUE
39 | LV_355-40_0_7_line_39 |  | 31 | 49 | 0.031533 | 0.125 | 0.08 | 261 | 0 | 0.364 | 1 | 1 | cs | TRUE
40 | LV_355-40_0_7_line_40 |  | 32 | 37 | 0.0046646 | 0.125 | 0.08 | 261 | 0 | 0.364 | 1 | 1 | cs | TRUE
41 | LV_355-40_0_7_line_41 |  | 34 | 176 | 0.021765 | 0.125 | 0.08 | 261 | 0 | 0.364 | 1 | 1 | cs | TRUE
42 | LV_355-40_0_7_line_42 |  | 35 | 169 | 0.02323 | 0.125 | 0.08 | 261 | 0 | 0.364 | 1 | 1 | cs | TRUE
43 | LV_355-40_0_7_line_43 |  | 36 | 37 | 0.018173 | 0.125 | 0.08 | 261 | 0 | 0.364 | 1 | 1 | cs | TRUE
44 | LV_355-40_0_7_line_44 |  | 38 | 39 | 0.0095082 | 0.125 | 0.08 | 261 | 0 | 0.364 | 1 | 1 | cs | TRUE
45 | LV_355-40_0_7_line_45 |  | 39 | 40 | 0.009574 | 0.125 | 0.08 | 261 | 0 | 0.364 | 1 | 1 | cs | TRUE
46 | LV_355-40_0_7_line_46 |  | 40 | 43 | 0.023933 | 0.125 | 0.08 | 261 | 0 | 0.364 | 1 | 3 | cs | TRUE
47 | LV_355-40_0_7_line_47 |  | 41 | 42 | 0.0079076 | 0.125 | 0.08 | 261 | 0 | 0.364 | 1 | 1 | cs | TRUE
48 | LV_355-40_0_7_line_48 |  | 42 | 44 | 0.020124 | 0.125 | 0.08 | 261 | 0 | 0.364 | 1 | 1 | cs | TRUE
49 | LV_355-40_0_7_line_49 |  | 43 | 44 | 0.029589 | 0.125 | 0.08 | 261 | 0 | 0.364 | 1 | 3 | cs | TRUE
50 | LV_355-40_0_7_line_50 |  | 43 | 45 | 0.019749 | 0.125 | 0.08 | 261 | 0 | 0.364 | 1 | 1 | cs | TRUE
51 | LV_355-40_0_7_line_51 |  | 44 | 53 | 0.005278 | 0.125 | 0.08 | 261 | 0 | 0.364 | 1 | 3 | cs | TRUE
52 | LV_355-40_0_7_line_52 |  | 45 | 50 | 0.02125 | 0.125 | 0.08 | 261 | 0 | 0.364 | 1 | 1 | cs | TRUE
53 | LV_355-40_0_7_line_53 |  | 46 | 47 | 0.028597 | 0.125 | 0.08 | 261 | 0 | 0.364 | 1 | 1 | cs | TRUE
54 | LV_355-40_0_7_line_54 |  | 47 | 48 | 0.019075 | 0.125 | 0.08 | 261 | 0 | 0.364 | 1 | 1 | cs | TRUE
55 | LV_355-40_0_7_line_55 |  | 49 | 149 | 0.028073 | 0.125 | 0.08 | 261 | 0 | 0.364 | 1 | 1 | cs | TRUE
56 | LV_355-40_0_7_line_56 |  | 49 | 146 | 0.01333 | 0.125 | 0.08 | 261 | 0 | 0.364 | 1 | 1 | cs | TRUE
57 | LV_355-40_0_7_line_57 |  | 50 | 51 | 0.020847 | 0.125 | 0.08 | 261 | 0 | 0.364 | 1 | 1 | cs | TRUE
58 | LV_355-40_0_7_line_58 |  | 51 | 52 | 0.0072061 | 0.125 | 0.08 | 261 | 0 | 0.364 | 1 | 1 | cs | TRUE
59 | LV_355-40_0_7_line_59 |  | 53 | 54 | 0.020956 | 0.125 | 0.08 | 261 | 0 | 0.364 | 1 | 1 | cs | TRUE
60 | LV_355-40_0_7_line_60 |  | 53 | 55 | 0.035557 | 0.125 | 0.08 | 261 | 0 | 0.364 | 1 | 3 | cs | TRUE
61 | LV_355-40_0_7_line_61 |  | 54 | 100 | 0.022968 | 0.125 | 0.08 | 261 | 0 | 0.364 | 1 | 1 | cs | TRUE
62 | LV_355-40_0_7_line_62 |  | 55 | 87 | 0.021493 | 0.125 | 0.08 | 261 | 0 | 0.364 | 1 | 3 | cs | TRUE
63 | LV_355-40_0_7_line_63 |  | 55 | 88 | 0.020589 | 0.125 | 0.08 | 261 | 0 | 0.364 | 1 | 1 | cs | TRUE
64 | LV_355-40_0_7_line_64 |  | 55 | 71 | 0.036655 | 0.125 | 0.08 | 261 | 0 | 0.364 | 1 | 2 | cs | TRUE
65 | LV_355-40_0_7_line_65 |  | 56 | 57 | 0.011568 | 0.125 | 0.08 | 261 | 0 | 0.364 | 1 | 1 | cs | TRUE
66 | LV_355-40_0_7_line_66 |  | 56 | 58 | 0.012036 | 0.125 | 0.08 | 261 | 0 | 0.364 | 1 | 1 | cs | TRUE
67 | LV_355-40_0_7_line_67 |  | 57 | 59 | 0.020973 | 0.125 | 0.08 | 261 | 0 | 0.364 | 1 | 1 | cs | TRUE
68 | LV_355-40_0_7_line_68 |  | 58 | 60 | 0.030511 | 0.125 | 0.08 | 261 | 0 | 0.364 | 1 | 1 | cs | TRUE
69 | LV_355-40_0_7_line_69 |  | 59 | 61 | 0.0065101 | 0.125 | 0.08 | 261 | 0 | 0.364 | 1 | 1 | cs | TRUE
70 | LV_355-40_0_7_line_70 |  | 61 | 62 | 0.017802 | 0.125 | 0.08 | 261 | 0 | 0.364 | 1 | 1 | cs | TRUE
71 | LV_355-40_0_7_line_71 |  | 62 | 81 | 0.019991 | 0.125 | 0.08 | 261 | 0 | 0.364 | 1 | 1 | cs | TRUE
72 | LV_355-40_0_7_line_72 |  | 63 | 64 | 0.019227 | 0.125 | 0.08 | 261 | 0 | 0.364 | 1 | 1 | cs | TRUE
73 | LV_355-40_0_7_line_73 |  | 63 | 65 | 0.030199 | 0.125 | 0.08 | 261 | 0 | 0.364 | 1 | 1 | cs | TRUE
74 | LV_355-40_0_7_line_74 |  | 64 | 66 | 0.018989 | 0.125 | 0.08 | 261 | 0 | 0.364 | 1 | 1 | cs | TRUE
75 | LV_355-40_0_7_line_75 |  | 66 | 67 | 0.020749 | 0.125 | 0.08 | 261 | 0 | 0.364 | 1 | 1 | cs | TRUE
76 | LV_355-40_0_7_line_76 |  | 67 | 70 | 0.02864 | 0.125 | 0.08 | 261 | 0 | 0.364 | 1 | 1 | cs | TRUE
77 | LV_355-40_0_7_line_77 |  | 68 | 69 | 0.016572 | 0.125 | 0.08 | 261 | 0 | 0.364 | 1 | 1 | cs | TRUE
78 | LV_355-40_0_7_line_78 |  | 69 | 71 | 0.004506 | 0.125 | 0.08 | 261 | 0 | 0.364 | 1 | 1 | cs | TRUE
79 | LV_355-40_0_7_line_79 |  | 69 | 72 | 0.011309 | 0.125 | 0.08 | 261 | 0 | 0.364 | 1 | 1 | cs | TRUE
80 | LV_355-40_0_7_line_80 |  | 70 | 105 | 0.008351 | 0.125 | 0.08 | 261 | 0 | 0.364 | 1 | 1 | cs | TRUE
81 | LV_355-40_0_7_line_81 |  | 71 | 86 | 0.030375 | 0.125 | 0.08 | 261 | 0 | 0.364 | 1 | 1 | cs | TRUE
82 | LV_355-40_0_7_line_82 |  | 72 | 85 | 0.028537 | 0.125 | 0.08 | 261 | 0 | 0.364 | 1 | 1 | cs | TRUE
83 | LV_355-40_0_7_line_83 |  | 73 | 74 | 0.0090677 | 0.125 | 0.08 | 261 | 0 | 0.364 | 1 | 1 | cs | TRUE
84 | LV_355-40_0_7_line_84 |  | 73 | 75 | 0.0061481 | 0.125 | 0.08 | 261 | 0 | 0.364 | 1 | 1 | cs | TRUE
85 | LV_355-40_0_7_line_85 |  | 74 | 76 | 0.018065 | 0.125 | 0.08 | 261 | 0 | 0.364 | 1 | 1 | cs | TRUE
86 | LV_355-40_0_7_line_86 |  | 75 | 77 | 0.013156 | 0.125 | 0.08 | 261 | 0 | 0.364 | 1 | 1 | cs | TRUE
87 | LV_355-40_0_7_line_87 |  | 76 | 78 | 0.003519 | 0.125 | 0.08 | 261 | 0 | 0.364 | 1 | 1 | cs | TRUE
88 | LV_355-40_0_7_line_88 |  | 77 | 79 | 0.034544 | 0.125 | 0.08 | 261 | 0 | 0.364 | 1 | 1 | cs | TRUE
89 | LV_355-40_0_7_line_89 |  | 77 | 80 | 0.11748 | 0.125 | 0.08 | 261 | 0 | 0.364 | 1 | 1 | cs | TRUE
90 | LV_355-40_0_7_line_90 |  | 79 | 81 | 0.0096269 | 0.125 | 0.08 | 261 | 0 | 0.364 | 1 | 1 | cs | TRUE
91 | LV_355-40_0_7_line_91 |  | 80 | 82 | 0.0197 | 0.125 | 0.08 | 261 | 0 | 0.364 | 1 | 1 | cs | TRUE
92 | LV_355-40_0_7_line_92 |  | 81 | 83 | 0.014249 | 0.125 | 0.08 | 261 | 0 | 0.364 | 1 | 1 | cs | TRUE
93 | LV_355-40_0_7_line_93 |  | 83 | 84 | 0.0036904 | 0.125 | 0.08 | 261 | 0 | 0.364 | 1 | 1 | cs | TRUE
94 | LV_355-40_0_7_line_94 |  | 84 | 85 | 0.02689 | 0.125 | 0.08 | 261 | 0 | 0.364 | 1 | 1 | cs | TRUE
95 | LV_355-40_0_7_line_95 |  | 86 | 89 | 0.016982 | 0.125 | 0.08 | 261 | 0 | 0.364 | 1 | 1 | cs | TRUE
96 | LV_355-40_0_7_line_96 |  | 87 | 98 | 0.02496 | 0.125 | 0.08 | 261 | 0 | 0.364 | 1 | 3 | cs | TRUE
97 | LV_355-40_0_7_line_97 |  | 88 | 92 | 0.0010066 | 0.125 | 0.08 | 261 | 0 | 0.364 | 1 | 1 | cs | TRUE
98 | LV_355-40_0_7_line_98 |  | 89 | 93 | 0.03331 | 0.125 | 0.08 | 261 | 0 | 0.364 | 1 | 1 | cs | TRUE
99 | LV_355-40_0_7_line_99 |  | 89 | 94 | 0.014625 | 0.125 | 0.08 | 261 | 0 | 0.364 | 1 | 1 | cs | TRUE
100 | LV_355-40_0_7_line_100 |  | 90 | 91 | 0.0015457 | 0.125 | 0.08 | 261 | 0 | 0.364 | 1 | 1 | cs | TRUE
101 | LV_355-40_0_7_line_101 |  | 91 | 92 | 0.03977 | 0.125 | 0.08 | 261 | 0 | 0.364 | 1 | 1 | cs | TRUE
102 | LV_355-40_0_7_line_102 |  | 93 | 95 | 0.013601 | 0.125 | 0.08 | 261 | 0 | 0.364 | 1 | 1 | cs | TRUE
103 | LV_355-40_0_7_line_103 |  | 93 | 96 | 0.007514 | 0.125 | 0.08 | 261 | 0 | 0.364 | 1 | 1 | cs | TRUE
104 | LV_355-40_0_7_line_104 |  | 94 | 97 | 0.019338 | 0.125 | 0.08 | 261 | 0 | 0.364 | 1 | 1 | cs | TRUE
105 | LV_355-40_0_7_line_105 |  | 97 | 99 | 0.03194 | 0.125 | 0.08 | 261 | 0 | 0.364 | 1 | 1 | cs | TRUE
106 | LV_355-40_0_7_line_106 |  | 98 | 101 | 0.023418 | 0.125 | 0.08 | 261 | 0 | 0.364 | 1 | 1 | cs | TRUE
107 | LV_355-40_0_7_line_107 |  | 99 | 120 | 0.011796 | 0.125 | 0.08 | 261 | 0 | 0.364 | 1 | 1 | cs | TRUE
108 | LV_355-40_0_7_line_108 |  | 100 | 102 | 0.021923 | 0.125 | 0.08 | 261 | 0 | 0.364 | 1 | 1 | cs | TRUE
109 | LV_355-40_0_7_line_109 |  | 101 | 127 | 0.021496 | 0.125 | 0.08 | 261 | 0 | 0.364 | 1 | 1 | cs | TRUE
110 | LV_355-40_0_7_line_110 |  | 102 | 103 | 0.021488 | 0.125 | 0.08 | 261 | 0 | 0.364 | 1 | 1 | cs | TRUE
111 | LV_355-40_0_7_line_111 |  | 103 | 104 | 0.0040577 | 0.125 | 0.08 | 261 | 0 | 0.364 | 1 | 1 | cs | TRUE
112 | LV_355-40_0_7_line_112 |  | 105 | 106 | 0.0045653 | 0.125 | 0.08 | 261 | 0 | 0.364 | 1 | 1 | cs | TRUE
113 | LV_355-40_0_7_line_113 |  | 105 | 107 | 0.018309 | 0.125 | 0.08 | 261 | 0 | 0.364 | 1 | 1 | cs | TRUE
114 | LV_355-40_0_7_line_114 |  | 106 | 108 | 0.01545 | 0.125 | 0.08 | 261 | 0 | 0.364 | 1 | 1 | cs | TRUE
115 | LV_355-40_0_7_line_115 |  | 107 | 109 | 0.0083964 | 0.125 | 0.08 | 261 | 0 | 0.364 | 1 | 1 | cs | TRUE
116 | LV_355-40_0_7_line_116 |  | 108 | 110 | 0.0065752 | 0.125 | 0.08 | 261 | 0 | 0.364 | 1 | 1 | cs | TRUE
117 | LV_355-40_0_7_line_117 |  | 109 | 115 | 0.00057162 | 0.125 | 0.08 | 261 | 0 | 0.364 | 1 | 1 | cs | TRUE
118 | LV_355-40_0_7_line_118 |  | 110 | 111 | 0.0095515 | 0.125 | 0.08 | 261 | 0 | 0.364 | 1 | 1 | cs | TRUE
119 | LV_355-40_0_7_line_119 |  | 111 | 112 | 0.0089304 | 0.125 | 0.08 | 261 | 0 | 0.364 | 1 | 1 | cs | TRUE
120 | LV_355-40_0_7_line_120 |  | 112 | 113 | 0.0042706 | 0.125 | 0.08 | 261 | 0 | 0.364 | 1 | 1 | cs | TRUE
121 | LV_355-40_0_7_line_121 |  | 113 | 128 | 0.015313 | 0.125 | 0.08 | 261 | 0 | 0.364 | 1 | 1 | cs | TRUE
122 | LV_355-40_0_7_line_122 |  | 113 | 129 | 0.016802 | 0.125 | 0.08 | 261 | 0 | 0.364 | 1 | 1 | cs | TRUE
123 | LV_355-40_0_7_line_123 |  | 114 | 115 | 0.0095351 | 0.125 | 0.08 | 261 | 0 | 0.364 | 1 | 1 | cs | TRUE
124 | LV_355-40_0_7_line_124 |  | 114 | 116 | 0.01197 | 0.125 | 0.08 | 261 | 0 | 0.364 | 1 | 1 | cs | TRUE
125 | LV_355-40_0_7_line_125 |  | 116 | 117 | 0.0094974 | 0.125 | 0.08 | 261 | 0 | 0.364 | 1 | 1 | cs | TRUE
126 | LV_355-40_0_7_line_126 |  | 117 | 118 | 0.0079077 | 0.125 | 0.08 | 261 | 0 | 0.364 | 1 | 1 | cs | TRUE
127 | LV_355-40_0_7_line_127 |  | 118 | 119 | 0.010502 | 0.125 | 0.08 | 261 | 0 | 0.364 | 1 | 1 | cs | TRUE
128 | LV_355-40_0_7_line_128 |  | 119 | 123 | 8.4149e-05 | 0.125 | 0.08 | 261 | 0 | 0.364 | 1 | 1 | cs | TRUE
129 | LV_355-40_0_7_line_129 |  | 120 | 121 | 0.01901 | 0.125 | 0.08 | 261 | 0 | 0.364 | 1 | 1 | cs | TRUE
130 | LV_355-40_0_7_line_130 |  | 121 | 122 | 0.01796 | 0.125 | 0.08 | 261 | 0 | 0.364 | 1 | 1 | cs | TRUE
131 | LV_355-40_0_7_line_131 |  | 123 | 124 | 0.0092537 | 0.125 | 0.08 | 261 | 0 | 0.364 | 1 | 1 | cs | TRUE
132 | LV_355-40_0_7_line_132 |  | 124 | 125 | 0.018992 | 0.125 | 0.08 | 261 | 0 | 0.364 | 1 | 1 | cs | TRUE
133 | LV_355-40_0_7_line_133 |  | 125 | 126 | 0.00016752 | 0.125 | 0.08 | 261 | 0 | 0.364 | 1 | 1 | cs | TRUE
134 | LV_355-40_0_7_line_134 |  | 126 | 127 | 0.012553 | 0.125 | 0.08 | 261 | 0 | 0.364 | 1 | 1 | cs | TRUE
135 | LV_355-40_0_7_line_135 |  | 130 | 131 | 0.005605 | 0.125 | 0.08 | 261 | 0 | 0.364 | 1 | 1 | cs | TRUE
136 | LV_355-40_0_7_line_136 |  | 130 | 132 | 0.010918 | 0.125 | 0.08 | 261 | 0 | 0.364 | 1 | 1 | cs | TRUE
137 | LV_355-40_0_7_line_137 |  | 131 | 133 | 0.022084 | 0.125 | 0.08 | 261 | 0 | 0.364 | 1 | 1 | cs | TRUE
138 | LV_355-40_0_7_line_138 |  | 132 | 134 | 0.0073064 | 0.125 | 0.08 | 261 | 0 | 0.364 | 1 | 1 | cs | TRUE
139 | LV_355-40_0_7_line_139 |  | 133 | 135 | 0.03308 | 0.125 | 0.08 | 261 | 0 | 0.364 | 1 | 1 | cs | TRUE
140 | LV_355-40_0_7_line_140 |  | 134 | 136 | 0.01324 | 0.125 | 0.08 | 261 | 0 | 0.364 | 1 | 1 | cs | TRUE
141 | LV_355-40_0_7_line_141 |  | 136 | 137 | 0.0049576 | 0.125 | 0.08 | 261 | 0 | 0.364 | 1 | 1 | cs | TRUE
142 | LV_355-40_0_7_line_142 |  | 137 | 153 | 0.016553 | 0.125 | 0.08 | 261 | 0 | 0.364 | 1 | 1 | cs | TRUE
143 | LV_355-40_0_7_line_143 |  | 138 | 139 | 0.017571 | 0.125 | 0.08 | 261 | 0 | 0.364 | 1 | 3 | cs | TRUE
144 | LV_355-40_0_7_line_144 |  | 139 | 140 | 0.0014533 | 0.125 | 0.08 | 261 | 0 | 0.364 | 1 | 3 | cs | TRUE
145 | LV_355-40_0_7_line_145 |  | 140 | 141 | 0.017909 | 0.125 | 0.08 | 261 | 0 | 0.364 | 1 | 3 | cs | TRUE
146 | LV_355-40_0_7_line_146 |  | 141 | 145 | 0.01049 | 0.125 | 0.08 | 261 | 0 | 0.364 | 1 | 3 | cs | TRUE
147 | LV_355-40_0_7_line_147 |  | 142 | 143 | 0.0027561 | 0.125 | 0.08 | 261 | 0 | 0.364 | 1 | 2 | cs | TRUE
148 | LV_355-40_0_7_line_148 |  | 142 | 144 | 0.026729 | 0.125 | 0.08 | 261 | 0 | 0.364 | 1 | 1 | cs | TRUE
149 | LV_355-40_0_7_line_149 |  | 143 | 145 | 0.017886 | 0.125 | 0.08 | 261 | 0 | 0.364 | 1 | 3 | cs | TRUE
150 | LV_355-40_0_7_line_150 |  | 144 | 146 | 0.0012911 | 0.125 | 0.08 | 261 | 0 | 0.364 | 1 | 1 | cs | TRUE
151 | LV_355-40_0_7_line_151 |  | 145 | 147 | 0.0098346 | 0.125 | 0.08 | 261 | 0 | 0.364 | 1 | 1 | cs | TRUE
152 | LV_355-40_0_7_line_152 |  | 147 | 148 | 0.015619 | 0.125 | 0.08 | 261 | 0 | 0.364 | 1 | 1 | cs | TRUE
153 | LV_355-40_0_7_line_153 |  | 148 | 155 | 0.0030641 | 0.125 | 0.08 | 261 | 0 | 0.364 | 1 | 1 | cs | TRUE
154 | LV_355-40_0_7_line_154 |  | 149 | 171 | 0.01832 | 0.125 | 0.08 | 261 | 0 | 0.364 | 1 | 1 | cs | TRUE
155 | LV_355-40_0_7_line_155 |  | 150 | 151 | 0.014762 | 0.125 | 0.08 | 261 | 0 | 0.364 | 1 | 1 | cs | TRUE
156 | LV_355-40_0_7_line_156 |  | 150 | 152 | 0.035679 | 0.125 | 0.08 | 261 | 0 | 0.364 | 1 | 1 | cs | TRUE
157 | LV_355-40_0_7_line_157 |  | 151 | 172 | 0.027094 | 0.125 | 0.08 | 261 | 0 | 0.364 | 1 | 1 | cs | TRUE
158 | LV_355-40_0_7_line_158 |  | 152 | 173 | 0.012476 | 0.125 | 0.08 | 261 | 0 | 0.364 | 1 | 1 | cs | TRUE
159 | LV_355-40_0_7_line_159 |  | 152 | 170 | 0.018337 | 0.125 | 0.08 | 261 | 0 | 0.364 | 1 | 1 | cs | TRUE
160 | LV_355-40_0_7_line_160 |  | 153 | 154 | 0.0012583 | 0.125 | 0.08 | 261 | 0 | 0.364 | 1 | 1 | cs | TRUE
161 | LV_355-40_0_7_line_161 |  | 154 | 155 | 0.017759 | 0.125 | 0.08 | 261 | 0 | 0.364 | 1 | 1 | cs | TRUE
162 | LV_355-40_0_7_line_162 |  | 156 | 157 | 0.02771 | 0.125 | 0.08 | 261 | 0 | 0.364 | 1 | 1 | cs | TRUE
163 | LV_355-40_0_7_line_163 |  | 156 | 158 | 0.0093105 | 0.125 | 0.08 | 261 | 0 | 0.364 | 1 | 1 | cs | TRUE
164 | LV_355-40_0_7_line_164 |  | 159 | 160 | 0.04098 | 0.125 | 0.08 | 261 | 0 | 0.364 | 1 | 1 | cs | TRUE
165 | LV_355-40_0_7_line_165 |  | 160 | 183 | 0.0050968 | 0.125 | 0.08 | 261 | 0 | 0.364 | 1 | 1 | cs | TRUE
166 | LV_355-40_0_7_line_166 |  | 161 | 162 | 0.023284 | 0.125 | 0.08 | 261 | 0 | 0.364 | 1 | 1 | cs | TRUE
167 | LV_355-40_0_7_line_167 |  | 161 | 163 | 0.0041076 | 0.125 | 0.08 | 261 | 0 | 0.364 | 1 | 1 | cs | TRUE
168 | LV_355-40_0_7_line_168 |  | 162 | 164 | 0.022482 | 0.125 | 0.08 | 261 | 0 | 0.364 | 1 | 1 | cs | TRUE
169 | LV_355-40_0_7_line_169 |  | 163 | 165 | 0.02198 | 0.125 | 0.08 | 261 | 0 | 0.364 | 1 | 1 | cs | TRUE
170 | LV_355-40_0_7_line_170 |  | 165 | 166 | 0.0028953 | 0.125 | 0.08 | 261 | 0 | 0.364 | 1 | 1 | cs | TRUE
171 | LV_355-40_0_7_line_171 |  | 167 | 168 | 0.02889 | 0.125 | 0.08 | 261 | 0 | 0.364 | 1 | 1 | cs | TRUE
172 | LV_355-40_0_7_line_172 |  | 168 | 169 | 0.029215 | 0.125 | 0.08 | 261 | 0 | 0.364 | 1 | 1 | cs | TRUE
173 | LV_355-40_0_7_line_173 |  | 171 | 172 | 0.017089 | 0.125 | 0.08 | 261 | 0 | 0.364 | 1 | 1 | cs | TRUE
174 | LV_355-40_0_7_line_174 |  | 173 | 174 | 0.021279 | 0.125 | 0.08 | 261 | 0 | 0.364 | 1 | 1 | cs | TRUE
175 | LV_355-40_0_7_line_175 |  | 174 | 175 | 0.0079193 | 0.125 | 0.08 | 261 | 0 | 0.364 | 1 | 1 | cs | TRUE
176 | LV_355-40_0_7_line_176 |  | 175 | 182 | 0.0050078 | 0.125 | 0.08 | 261 | 0 | 0.364 | 1 | 1 | cs | TRUE
177 | LV_355-40_0_7_line_177 |  | 176 | 177 | 0.022421 | 0.125 | 0.08 | 261 | 0 | 0.364 | 1 | 1 | cs | TRUE
178 | LV_355-40_0_7_line_178 |  | 177 | 178 | 0.0057865 | 0.125 | 0.08 | 261 | 0 | 0.364 | 1 | 1 | cs | TRUE
179 | LV_355-40_0_7_line_179 |  | 178 | 179 | 0.0027541 | 0.125 | 0.08 | 261 | 0 | 0.364 | 1 | 1 | cs | TRUE
180 | LV_355-40_0_7_line_180 |  | 179 | 180 | 0.019178 | 0.125 | 0.08 | 261 | 0 | 0.364 | 1 | 1 | cs | TRUE
181 | LV_355-40_0_7_line_181 |  | 180 | 181 | 0.0027936 | 0.125 | 0.08 | 261 | 0 | 0.364 | 1 | 1 | cs | TRUE
182 | LV_355-40_0_7_line_182 |  | 181 | 182 | 0.016906 | 0.125 | 0.08 | 261 | 0 | 0.364 | 1 | 1 | cs | TRUE
183 | LV_355-40_0_7_line_183 |  | 183 | 184 | 0.0061607 | 0.125 | 0.08 | 261 | 0 | 0.364 | 1 | 1 | cs | TRUE

## trafo
| name | std_type | hv_bus | lv_bus | sn_mva | vn_hv_kv | vn_lv_kv | vk_percent | vkr_percent | pfe_kw | i0_percent | shift_degree | tap_side | tap_neutral | tap_min | tap_max | tap_step_percent | tap_step_degree | tap_pos | tap_phase_shifter | parallel | df | in_service
0 | LV_355-40_0_7_trafo_7 | 0.63 MVA 20/0.4 kV | 185 | 9 | 0.63 | 20 | 0.4 | 6 | 1.206 | 1.65 | 0.2619 | 150 | hv | 0 | -2 | 2 | 2.5 | 0 | 0 | FALSE | 1 | 1 | TRUE

## line_geodata
| x0 | y0 | x1 | y1 | x2 | y2 | x3 | y3 | x4 | y4 | x5 | y5 | x6 | y6 | x7 | y7 | x8 | y8 | x9 | y9 | x10 | y10
0 | 2599745.0016 | 1197204.6596 | 2599727.1976 | 1197203.3382
1 | 2599745.0016 | 1197204.6596 | 2599747.3991 | 1197204.8376
2 | 2599726.4268 | 1197203.281 | 2599727.1976 | 1197203.3382
3 | 2599747.3991 | 1197204.8376 | 2599764.7228 | 1197206.1233
4 | 2599726.4268 | 1197203.281 | 2599723.3536 | 1197203.0529 | 2599705.6021 | 1197200.6694
5 | 2599786.7843 | 1197207.84 | 2599778.4339 | 1197207.141 | 2599764.7228 | 1197206.1233
6 | 2599694.6935 | 1197196.1176 | 2599704.153 | 1197200.4749 | 2599705.6021 | 1197200.6694
7 | 2599786.7843 | 1197207.84 | 2599815.1571 | 1197210.2152
8 | 2599694.6935 | 1197196.1176 | 2599700.2604 | 1197188.113
9 | 2599823.8263 | 1197210.9409 | 2599815.1571 | 1197210.2152
10 | 2599823.8263 | 1197210.9409 | 2599819.5472 | 1197224.6174
11 | 2599823.8263 | 1197210.9409 | 2599833.8047 | 1197211.5472
12 | 2599818.1539 | 1197229.0705 | 2599819.5472 | 1197224.6174
13 | 2599852.3891 | 1197212.6764 | 2599833.8047 | 1197211.5472
14 | 2599818.1539 | 1197229.0705 | 2599817.3486 | 1197231.6442
15 | 2599852.3891 | 1197212.6764 | 2599854.9371 | 1197212.8313
16 | 2599741.4201 | 1197268.9244 | 2599757.7136 | 1197270.0422 | 2599758.3887 | 1197270.2154
17 | 2599767.7445 | 1197279.2354 | 2599767.0132 | 1197276.4451 | 2599765.9849 | 1197274.5775 | 2599764.1874 | 1197273.0212 | 2599761.8035 | 1197271.4094 | 2599760.4859 | 1197270.7535 | 2599758.3887 | 1197270.2154
18 | 2599719.7462 | 1197267.4374 | 2599741.4201 | 1197268.9244
19 | 2599767.7445 | 1197279.2354 | 2599768.3844 | 1197283.3487 | 2599768.415 | 1197286.7616 | 2599767.5242 | 1197291.4864 | 2599764.9963 | 1197304.1377 | 2599764.4717 | 1197306.761
20 | 2599767.7445 | 1197279.2354 | 2599782.3443 | 1197276.0553 | 2599795.6875 | 1197273.4421 | 2599803.7072 | 1197272.8192
21 | 2599719.7462 | 1197267.4374 | 2599718.0361 | 1197267.3201
22 | 2599759.3695 | 1197332.1085 | 2599760.4051 | 1197327.0946 | 2599764.4717 | 1197306.761
23 | 2599803.7072 | 1197272.8192 | 2599807.4082 | 1197263.414 | 2599808.4829 | 1197259.9795
24 | 2599701.466 | 1197266.1833 | 2599718.0361 | 1197267.3201
25 | 2599759.3695 | 1197332.1085 | 2599754.9915 | 1197353.5979 | 2599753.484 | 1197362.7251 | 2599751.0757 | 1197370.3638
26 | 2599759.3695 | 1197332.1085 | 2599750.512 | 1197330.2079 | 2599724.8764 | 1197328.1194
27 | 2599810.5292 | 1197253.4394 | 2599808.4829 | 1197259.9795
28 | 2599794.2131 | 1197338.5657 | 2599793.6265 | 1197335.4975 | 2599793.5425 | 1197330.6838 | 2599794.7303 | 1197325.3365 | 2599796.2534 | 1197321.6678 | 2599798.7513 | 1197318.4215 | 2599802.5287 | 1197315.2418 | 2599805.217 | 1197313.7187 | 2599808.0273 | 1197312.9404 | 2599814.4013 | 1197299.1772 | 2599823.7466 | 1197308.8375
29 | 2599823.7466 | 1197308.8375 | 2599835.1231 | 1197309.4526
30 | 2599838.3015 | 1197325.568 | 2599832.8253 | 1197318.231 | 2599823.7466 | 1197308.8375
31 | 2599779.7907 | 1197385.4581 | 2599794.2131 | 1197338.5657
32 | 2599835.1231 | 1197309.4526 | 2599844.4604 | 1197309.9574
33 | 2599838.3015 | 1197325.568 | 2599844.708 | 1197334.7604
34 | 2599697.6529 | 1197265.899 | 2599701.3696 | 1197266.1767 | 2599701.466 | 1197266.1833
35 | 2599748.4685 | 1197378.6335 | 2599751.0757 | 1197370.3638
36 | 2599724.8764 | 1197328.1194 | 2599717.7731 | 1197337.9363
37 | 2599724.8764 | 1197328.1194 | 2599715.7616 | 1197328.0096
38 | 2599845.9025 | 1197274.9418 | 2599867.6134 | 1197276.034
39 | 2599899.1063 | 1197277.6182 | 2599867.6134 | 1197276.034
40 | 2599810.5292 | 1197253.4394 | 2599811.922 | 1197248.9877
41 | 2599866.1936 | 1197311.1324 | 2599844.4604 | 1197309.9574
42 | 2599844.708 | 1197334.7604 | 2599846.8471 | 1197337.8298 | 2599857.2434 | 1197349.0465 | 2599860.4897 | 1197351.7036
43 | 2599811.922 | 1197248.9877 | 2599817.3486 | 1197231.6442
44 | 2599692.1793 | 1197182.9441 | 2599692.6664 | 1197177.7746 | 2599689.6654 | 1197174.7065 | 2599689.646 | 1197174.6922
45 | 2599692.1793 | 1197182.9441 | 2599700.2604 | 1197188.113
46 | 2599715.4841 | 1197169.6133 | 2599700.2604 | 1197188.113
47 | 2599717.8872 | 1197135.0815 | 2599711.4399 | 1197130.5029
48 | 2599734.2948 | 1197146.7334 | 2599717.8872 | 1197135.0815
49 | 2599734.2948 | 1197146.7334 | 2599715.4841 | 1197169.6133
50 | 2599715.4841 | 1197169.6133 | 2599734.263 | 1197175.7264
51 | 2599734.2948 | 1197146.7334 | 2599737.5391 | 1197142.5643
52 | 2599734.263 | 1197175.7264 | 2599754.4691 | 1197182.3042
53 | 2599697.6529 | 1197265.899 | 2599693.822 | 1197265.5657 | 2599690.2272 | 1197264.9101 | 2599686.4952 | 1197263.7319 | 2599680.6231 | 1197260.9975 | 2599677.645 | 1197259.1078 | 2599671.7731 | 1197254.9774
54 | 2599697.6529 | 1197265.899 | 2599695.7577 | 1197284.8759
55 | 2599899.1063 | 1197277.6182 | 2599927.1537 | 1197278.8226
56 | 2599899.1063 | 1197277.6182 | 2599899.7873 | 1197264.3053
57 | 2599774.2923 | 1197188.7572 | 2599754.4691 | 1197182.3042
58 | 2599781.1444 | 1197190.9878 | 2599774.2923 | 1197188.7572
59 | 2599737.5391 | 1197142.5643 | 2599757.5008 | 1197148.9439
60 | 2599761.2166 | 1197115.9822 | 2599737.5391 | 1197142.5643
61 | 2599757.5008 | 1197148.9439 | 2599779.3783 | 1197155.9357
62 | 2599761.2166 | 1197115.9822 | 2599781.6934 | 1197122.512
63 | 2599761.2166 | 1197115.9822 | 2599745.4884 | 1197104.8883 | 2599744.384 | 1197104.1261
64 | 2599784.224 | 1197087.3992 | 2599761.2166 | 1197115.9822
65 | 2599895.0436 | 1197057.5847 | 2599885.3558 | 1197051.2635
66 | 2599895.0436 | 1197057.5847 | 2599905.1236 | 1197064.1616
67 | 2599885.3558 | 1197051.2635 | 2599867.7906 | 1197039.8026
68 | 2599905.1236 | 1197064.1616 | 2599911.9871 | 1197068.64 | 2599924.1582 | 1197077.5222 | 2599929.1428 | 1197082.7838
69 | 2599862.3384 | 1197036.2451 | 2599867.7906 | 1197039.8026
70 | 2599862.3384 | 1197036.2451 | 2599847.4297 | 1197026.5175
71 | 2599830.513 | 1197015.8702 | 2599839.6301 | 1197021.4284 | 2599847.4297 | 1197026.5175
72 | 2599869.1671 | 1197116.9244 | 2599887.8375 | 1197121.5168
73 | 2599869.1671 | 1197116.9244 | 2599850.6315 | 1197112.3652 | 2599840.1849 | 1197108.5814
74 | 2599906.3117 | 1197125.9049 | 2599898.0813 | 1197124.0365 | 2599887.8375 | 1197121.5168
75 | 2599906.3117 | 1197125.9049 | 2599926.3835 | 1197130.4614 | 2599926.5347 | 1197130.5305
76 | 2599952.5837 | 1197142.4339 | 2599926.5347 | 1197130.5305
77 | 2599788.3369 | 1197089.2667 | 2599803.8165 | 1197095.1827
78 | 2599784.224 | 1197087.3992 | 2599788.3369 | 1197089.2667
79 | 2599788.3369 | 1197089.2667 | 2599790.317 | 1197086.0871 | 2599794.3443 | 1197079.6852
80 | 2599952.5837 | 1197142.4339 | 2599959.8344 | 1197146.6137
81 | 2599784.224 | 1197087.3992 | 2599757.3732 | 1197073.1973
82 | 2599794.3443 | 1197079.6852 | 2599800.5906 | 1197069.7557 | 2599808.732 | 1197055.0528
83 | 2599776.9109 | 1196981.8716 | 2599769.2536 | 1196977.0147
84 | 2599782.1027 | 1196985.1646 | 2599776.9109 | 1196981.8716
85 | 2599769.2536 | 1196977.0147 | 2599753.9981 | 1196967.3385
86 | 2599782.1027 | 1196985.1646 | 2599793.2124 | 1196992.2113
87 | 2599751.0264 | 1196965.4536 | 2599753.9981 | 1196967.3385
88 | 2599822.3835 | 1197010.7138 | 2599793.2124 | 1196992.2113
89 | 2599793.2124 | 1196992.2113 | 2599868.599 | 1196902.1132
90 | 2599830.513 | 1197015.8702 | 2599822.3835 | 1197010.7138
91 | 2599853.3184 | 1196889.6896 | 2599854.4163 | 1196890.4248 | 2599868.599 | 1196902.1132
92 | 2599830.513 | 1197015.8702 | 2599826.3776 | 1197023.1854 | 2599823.5458 | 1197028.2996
93 | 2599823.5458 | 1197028.2996 | 2599821.7581 | 1197031.5281
94 | 2599808.732 | 1197055.0528 | 2599821.7581 | 1197031.5281
95 | 2599743.2698 | 1197063.7999 | 2599753.1409 | 1197070.9587 | 2599757.3732 | 1197073.1973
96 | 2599781.6934 | 1197122.512 | 2599790.6006 | 1197125.3524 | 2599805.4359 | 1197130.2113
97 | 2599743.5556 | 1197103.5544 | 2599744.384 | 1197104.1261
98 | 2599743.2698 | 1197063.7999 | 2599761.2962 | 1197035.7618
99 | 2599743.2698 | 1197063.7999 | 2599731.4295 | 1197055.2153
100 | 2599710.9699 | 1197080.7552 | 2599710.9699 | 1197080.7552 | 2599709.7284 | 1197079.8344
101 | 2599710.9699 | 1197080.7552 | 2599729.623 | 1197093.9389 | 2599743.5556 | 1197103.5544
102 | 2599761.2962 | 1197035.7618 | 2599772.8658 | 1197042.965
103 | 2599754.9896 | 1197031.6488 | 2599761.2962 | 1197035.7618
104 | 2599715.7732 | 1197043.8639 | 2599731.4295 | 1197055.2153
105 | 2599689.9148 | 1197025.1158 | 2599715.7732 | 1197043.8639
106 | 2599827.6907 | 1197137.5002 | 2599805.4359 | 1197130.2113
107 | 2599689.9148 | 1197025.1158 | 2599696.5315 | 1197015.3503
108 | 2599800.2606 | 1197162.6094 | 2599779.3783 | 1197155.9357
109 | 2599848.177 | 1197144.0092 | 2599840.9981 | 1197141.6367 | 2599829.1547 | 1197137.9797 | 2599827.6907 | 1197137.5002
110 | 2599800.2606 | 1197162.6094 | 2599820.7288 | 1197169.1508
111 | 2599824.5939 | 1197170.386 | 2599820.7288 | 1197169.1508
112 | 2599959.8344 | 1197146.6137 | 2599963.7981 | 1197148.8788
113 | 2599959.8344 | 1197146.6137 | 2599955.3029 | 1197153.9399 | 2599949.2938 | 1197156.7971 | 2599946.2532 | 1197156.8214
114 | 2599977.2124 | 1197156.5443 | 2599963.7981 | 1197148.8788
115 | 2599946.2532 | 1197156.8214 | 2599940.9083 | 1197156.864 | 2599937.8591 | 1197156.7493
116 | 2599977.2124 | 1197156.5443 | 2599980.825 | 1197158.6086 | 2599982.9578 | 1197159.7402
117 | 2599937.8591 | 1197156.7493 | 2599937.2879 | 1197156.7278
118 | 2599982.9578 | 1197159.7402 | 2599991.3954 | 1197164.2167
119 | 2599991.3954 | 1197164.2167 | 2599999.2843 | 1197168.402
120 | 2600003.0568 | 1197170.4035 | 2599999.2843 | 1197168.402
121 | 2600003.0568 | 1197170.4035 | 2600008.6081 | 1197184.6745
122 | 2600003.0568 | 1197170.4035 | 2600017.9357 | 1197178.2083
123 | 2599937.2879 | 1197156.7278 | 2599927.7596 | 1197156.3695
124 | 2599915.7976 | 1197155.9197 | 2599915.7976 | 1197155.9197 | 2599927.7596 | 1197156.3695
125 | 2599915.7976 | 1197155.9197 | 2599906.3249 | 1197155.2351
126 | 2599898.4377 | 1197154.6651 | 2599906.3249 | 1197155.2351
127 | 2599898.4377 | 1197154.6651 | 2599892.271 | 1197154.2194 | 2599888.0176 | 1197153.467
128 | 2599888.0176 | 1197153.467 | 2599887.9347 | 1197153.4524
129 | 2599707.1948 | 1196999.6123 | 2599696.5315 | 1197015.3503
130 | 2599707.1948 | 1196999.6123 | 2599722.4206 | 1197009.2054
131 | 2599887.9347 | 1197153.4524 | 2599878.8224 | 1197151.8405
132 | 2599860.2549 | 1197148.0008 | 2599863.8699 | 1197149.1954 | 2599878.8224 | 1197151.8405
133 | 2599860.2549 | 1197148.0008 | 2599860.0959 | 1197147.9482
134 | 2599860.0959 | 1197147.9482 | 2599848.177 | 1197144.0092
135 | 2600001.8374 | 1197228.2768 | 2600007.3328 | 1197229.3799
136 | 2600001.8374 | 1197228.2768 | 2599991.1331 | 1197226.1281
137 | 2600028.2974 | 1197235.9048 | 2600018.5716 | 1197231.6359 | 2600007.3328 | 1197229.3799
138 | 2599983.9696 | 1197224.6901 | 2599991.1331 | 1197226.1281
139 | 2600028.2974 | 1197235.9048 | 2600031.2298 | 1197258.2166 | 2600030.3083 | 1197261.9742 | 2600027.6807 | 1197265.2982 | 2600025.72 | 1197266.8009
140 | 2599983.9696 | 1197224.6901 | 2599970.9885 | 1197222.0843
141 | 2599966.1279 | 1197221.1086 | 2599970.9885 | 1197222.0843
142 | 2599949.6434 | 1197219.6565 | 2599965.4641 | 1197220.9754 | 2599966.1279 | 1197221.1086
143 | 2599872.4757 | 1197213.8969 | 2599854.9371 | 1197212.8313
144 | 2599873.9262 | 1197213.985 | 2599872.4757 | 1197213.8969
145 | 2599873.9262 | 1197213.985 | 2599891.8023 | 1197215.0712
146 | 2599902.2729 | 1197215.7074 | 2599891.8023 | 1197215.0712
147 | 2599901.2185 | 1197236.3222 | 2599901.3593 | 1197233.5697
148 | 2599899.8532 | 1197263.0159 | 2599901.2185 | 1197236.3222
149 | 2599902.2729 | 1197215.7074 | 2599901.3593 | 1197233.5697
150 | 2599899.8532 | 1197263.0159 | 2599899.7873 | 1197264.3053
151 | 2599902.2729 | 1197215.7074 | 2599912.0735 | 1197216.5244
152 | 2599927.6384 | 1197217.822 | 2599912.0735 | 1197216.5244
153 | 2599927.6384 | 1197217.822 | 2599930.6919 | 1197218.0766
154 | 2599945.4169 | 1197280.1816 | 2599934.5516 | 1197279.1403 | 2599927.1537 | 1197278.8226
155 | 2600002.0377 | 1197295.6479 | 2599988.3336 | 1197290.1602
156 | 2600002.0377 | 1197295.6479 | 2599981.4596 | 1197324.8304
157 | 2599962.2824 | 1197282.8542 | 2599967.2246 | 1197283.7644 | 2599985.7698 | 1197289.1336 | 2599988.3336 | 1197290.1602
158 | 2599981.4596 | 1197324.8304 | 2599969.438 | 1197321.4945
159 | 2599981.4596 | 1197324.8304 | 2599971.4587 | 1197340.1997
160 | 2599949.6434 | 1197219.6565 | 2599948.3894 | 1197219.552
161 | 2599930.6919 | 1197218.0766 | 2599948.3894 | 1197219.552
162 | 2599715.7616 | 1197328.0096 | 2599697.3141 | 1197327.7875 | 2599688.1916 | 1197329.3833
163 | 2599679.0203 | 1197330.9877 | 2599688.1916 | 1197329.3833
164 | 2599717.7731 | 1197337.9363 | 2599693.7498 | 1197371.1369
165 | 2599690.762 | 1197375.2661 | 2599693.7498 | 1197371.1369
166 | 2599741.0135 | 1197399.8281 | 2599734.6071 | 1197415.9878 | 2599731.5533 | 1197421.0372
167 | 2599729.4276 | 1197424.5519 | 2599731.5533 | 1197421.0372
168 | 2599748.4685 | 1197378.6335 | 2599744.7881 | 1197390.3069 | 2599741.0135 | 1197399.8281
169 | 2599729.4276 | 1197424.5519 | 2599719.4453 | 1197441.0576 | 2599717.7008 | 1197443.1061
170 | 2599717.7008 | 1197443.1061 | 2599715.8237 | 1197445.3104
171 | 2599883.4478 | 1197369.7055 | 2599884.6083 | 1197370.3903 | 2599888.5305 | 1197371.9688 | 2599892.4604 | 1197372.8469 | 2599911.5055 | 1197375.8972
172 | 2599860.4897 | 1197351.7036 | 2599879.9929 | 1197367.6667 | 2599883.4478 | 1197369.7055
173 | 2599945.4169 | 1197280.1816 | 2599950.3245 | 1197280.6519 | 2599962.2824 | 1197282.8542
174 | 2599969.438 | 1197321.4945 | 2599957.2634 | 1197318.1162 | 2599948.7379 | 1197316.6891
175 | 2599948.7379 | 1197316.6891 | 2599944.7122 | 1197316.0153 | 2599940.8968 | 1197315.6035
176 | 2599935.9179 | 1197315.0661 | 2599940.8968 | 1197315.6035
177 | 2599866.1936 | 1197311.1324 | 2599888.5818 | 1197312.3427
178 | 2599894.3598 | 1197312.6551 | 2599888.5818 | 1197312.3427
179 | 2599894.3598 | 1197312.6551 | 2599897.1099 | 1197312.8038
180 | 2599916.2601 | 1197313.8391 | 2599897.1099 | 1197312.8038
181 | 2599919.0496 | 1197313.99 | 2599916.2601 | 1197313.8391
182 | 2599919.0496 | 1197313.99 | 2599932.8693 | 1197314.7371 | 2599935.9179 | 1197315.0661
183 | 2599690.762 | 1197375.2661 | 2599687.1506 | 1197380.2572

## bus_geodata
| x | y | coords
0 | 2599745.0016 | 1197204.6596
1 | 2599727.1976 | 1197203.3382
2 | 2599747.3991 | 1197204.8376
3 | 2599726.4268 | 1197203.281
4 | 2599764.7228 | 1197206.1233
5 | 2599705.6021 | 1197200.6694
6 | 2599786.7843 | 1197207.84
7 | 2599694.6935 | 1197196.1176
8 | 2599815.1571 | 1197210.2152
9 | 2599823.8263 | 1197210.9409
10 | 2599819.5472 | 1197224.6174
11 | 2599833.8047 | 1197211.5472
12 | 2599818.1539 | 1197229.0705
13 | 2599852.3891 | 1197212.6764
14 | 2599758.3887 | 1197270.2154
15 | 2599741.4201 | 1197268.9244
16 | 2599767.7445 | 1197279.2354
17 | 2599719.7462 | 1197267.4374
18 | 2599764.4717 | 1197306.761
19 | 2599803.7072 | 1197272.8192
20 | 2599718.0361 | 1197267.3201
21 | 2599759.3695 | 1197332.1085
22 | 2599808.4829 | 1197259.9795
23 | 2599823.7466 | 1197308.8375
24 | 2599794.2131 | 1197338.5657
25 | 2599835.1231 | 1197309.4526
26 | 2599838.3015 | 1197325.568
27 | 2599701.466 | 1197266.1833
28 | 2599751.0757 | 1197370.3638
29 | 2599724.8765 | 1197328.1194
30 | 2599845.9025 | 1197274.9418
31 | 2599867.6134 | 1197276.034
32 | 2599810.5292 | 1197253.4394
33 | 2599779.7907 | 1197385.4581
34 | 2599844.4604 | 1197309.9574
35 | 2599844.708 | 1197334.7604
36 | 2599817.3486 | 1197231.6442
37 | 2599811.922 | 1197248.9877
38 | 2599689.646 | 1197174.6922
39 | 2599692.1793 | 1197182.9441
40 | 2599700.2604 | 1197188.113
41 | 2599711.4399 | 1197130.5029
42 | 2599717.8872 | 1197135.0815
43 | 2599715.4841 | 1197169.6133
44 | 2599734.2948 | 1197146.7334
45 | 2599734.263 | 1197175.7264
46 | 2599671.7731 | 1197254.9774
47 | 2599697.6529 | 1197265.899
48 | 2599695.7577 | 1197284.8759
49 | 2599899.1063 | 1197277.6182
50 | 2599754.4691 | 1197182.3042
51 | 2599774.2923 | 1197188.7572
52 | 2599781.1444 | 1197190.9878
53 | 2599737.5391 | 1197142.5643
54 | 2599757.5008 | 1197148.9439
55 | 2599761.2166 | 1197115.9822
56 | 2599895.0436 | 1197057.5847
57 | 2599885.3558 | 1197051.2635
58 | 2599905.1236 | 1197064.1616
59 | 2599867.7906 | 1197039.8026
60 | 2599929.1428 | 1197082.7838
61 | 2599862.3384 | 1197036.2451
62 | 2599847.4297 | 1197026.5175
63 | 2599869.1671 | 1197116.9244
64 | 2599887.8375 | 1197121.5168
65 | 2599840.1849 | 1197108.5814
66 | 2599906.3117 | 1197125.9049
67 | 2599926.5347 | 1197130.5305
68 | 2599803.8165 | 1197095.1827
69 | 2599788.3369 | 1197089.2667
70 | 2599952.5837 | 1197142.4339
71 | 2599784.224 | 1197087.3992
72 | 2599794.3443 | 1197079.6852
73 | 2599776.9109 | 1196981.8716
74 | 2599769.2536 | 1196977.0147
75 | 2599782.1027 | 1196985.1646
76 | 2599753.9981 | 1196967.3385
77 | 2599793.2124 | 1196992.2113
78 | 2599751.0264 | 1196965.4536
79 | 2599822.3835 | 1197010.7138
80 | 2599868.599 | 1196902.1132
81 | 2599830.513 | 1197015.8702
82 | 2599853.3184 | 1196889.6896
83 | 2599823.5458 | 1197028.2996
84 | 2599821.7581 | 1197031.5281
85 | 2599808.732 | 1197055.0528
86 | 2599757.3732 | 1197073.1973
87 | 2599781.6934 | 1197122.512
88 | 2599744.384 | 1197104.1261
89 | 2599743.2698 | 1197063.7999
90 | 2599709.7284 | 1197079.8344
91 | 2599710.9699 | 1197080.7552
92 | 2599743.5556 | 1197103.5544
93 | 2599761.2962 | 1197035.7618
94 | 2599731.4295 | 1197055.2153
95 | 2599772.8658 | 1197042.965
96 | 2599754.9896 | 1197031.6488
97 | 2599715.7732 | 1197043.864
98 | 2599805.4359 | 1197130.2113
99 | 2599689.9148 | 1197025.1158
100 | 2599779.3783 | 1197155.9357
101 | 2599827.6907 | 1197137.5002
102 | 2599800.2606 | 1197162.6094
103 | 2599820.7288 | 1197169.1508
104 | 2599824.5939 | 1197170.386
105 | 2599959.8344 | 1197146.6137
106 | 2599963.7981 | 1197148.8788
107 | 2599946.2532 | 1197156.8214
108 | 2599977.2124 | 1197156.5443
109 | 2599937.8591 | 1197156.7493
110 | 2599982.9578 | 1197159.7402
111 | 2599991.3954 | 1197164.2167
112 | 2599999.2843 | 1197168.402
113 | 2600003.0568 | 1197170.4035
114 | 2599927.7596 | 1197156.3695
115 | 2599937.2879 | 1197156.7279
116 | 2599915.7976 | 1197155.9197
117 | 2599906.3249 | 1197155.2351
118 | 2599898.4377 | 1197154.6651
119 | 2599888.0176 | 1197153.467
120 | 2599696.5315 | 1197015.3503
121 | 2599707.1948 | 1196999.6123
122 | 2599722.4206 | 1197009.2054
123 | 2599887.9347 | 1197153.4524
124 | 2599878.8224 | 1197151.8405
125 | 2599860.2549 | 1197148.0008
126 | 2599860.0959 | 1197147.9482
127 | 2599848.177 | 1197144.0092
128 | 2600008.6081 | 1197184.6745
129 | 2600017.9357 | 1197178.2083
130 | 2600001.8374 | 1197228.2768
131 | 2600007.3328 | 1197229.3799
132 | 2599991.1331 | 1197226.1281
133 | 2600028.2974 | 1197235.9048
134 | 2599983.9696 | 1197224.6901
135 | 2600025.72 | 1197266.8009
136 | 2599970.9885 | 1197222.0843
137 | 2599966.1279 | 1197221.1086
138 | 2599854.9371 | 1197212.8313
139 | 2599872.4757 | 1197213.8969
140 | 2599873.9262 | 1197213.985
141 | 2599891.8023 | 1197215.0712
142 | 2599901.2185 | 1197236.3222
143 | 2599901.3593 | 1197233.5697
144 | 2599899.8532 | 1197263.0159
145 | 2599902.2729 | 1197215.7074
146 | 2599899.7873 | 1197264.3053
147 | 2599912.0735 | 1197216.5244
148 | 2599927.6384 | 1197217.822
149 | 2599927.1537 | 1197278.8226
150 | 2600002.0377 | 1197295.6479
151 | 2599988.3336 | 1197290.1602
152 | 2599981.4596 | 1197324.8304
153 | 2599949.6434 | 1197219.6565
154 | 2599948.3894 | 1197219.552
155 | 2599930.6919 | 1197218.0766
156 | 2599688.1916 | 1197329.3833
157 | 2599715.7616 | 1197328.0096
158 | 2599679.0203 | 1197330.9877
159 | 2599717.7731 | 1197337.9363
160 | 2599693.7498 | 1197371.1369
161 | 2599731.5533 | 1197421.0372
162 | 2599741.0135 | 1197399.8281
163 | 2599729.4276 | 1197424.5519
164 | 2599748.4685 | 1197378.6335
165 | 2599717.7008 | 1197443.1061
166 | 2599715.8237 | 1197445.3104
167 | 2599911.5055 | 1197375.8972
168 | 2599883.4478 | 1197369.7055
169 | 2599860.4897 | 1197351.7036
170 | 2599971.4587 | 1197340.1997
171 | 2599945.4169 | 1197280.1816
172 | 2599962.2824 | 1197282.8542
173 | 2599969.438 | 1197321.4945
174 | 2599948.7379 | 1197316.6891
175 | 2599940.8968 | 1197315.6035
176 | 2599866.1936 | 1197311.1324
177 | 2599888.5818 | 1197312.3427
178 | 2599894.3598 | 1197312.6551
179 | 2599897.1099 | 1197312.8038
180 | 2599916.2601 | 1197313.8391
181 | 2599919.0496 | 1197313.99
182 | 2599935.9179 | 1197315.0661
183 | 2599690.762 | 1197375.2661
184 | 2599687.1506 | 1197380.2572
185 | 2599803.7072 | 1197272.8192

## line_std_types
| c_nf_per_km | r_ohm_per_km | x_ohm_per_km | max_i_ka | type | q_mm2 | alpha | voltage_rating
NAYY 4x50 SE | 210 | 0.642 | 0.083 | 0.142 | cs | 50 | 0.00403 | LV
NAYY 4x120 SE | 264 | 0.225 | 0.08 | 0.242 | cs | 120 | 0.00403 | LV
NAYY 4x150 SE | 261 | 0.208 | 0.08 | 0.27 | cs | 150 | 0.00403 | LV
NA2XS2Y 1x95 RM/25 12/20 kV | 216 | 0.313 | 0.132 | 0.252 | cs | 95 | 0.00403 | MV
NA2XS2Y 1x185 RM/25 12/20 kV | 273 | 0.161 | 0.117 | 0.362 | cs | 185 | 0.00403 | MV
NA2XS2Y 1x240 RM/25 12/20 kV | 304 | 0.122 | 0.112 | 0.421 | cs | 240 | 0.00403 | MV
NA2XS2Y 1x95 RM/25 6/10 kV | 315 | 0.313 | 0.123 | 0.249 | cs | 95 | 0.00403 | MV
NA2XS2Y 1x185 RM/25 6/10 kV | 406 | 0.161 | 0.11 | 0.358 | cs | 185 | 0.00403 | MV
NA2XS2Y 1x240 RM/25 6/10 kV | 456 | 0.122 | 0.105 | 0.416 | cs | 240 | 0.00403 | MV
NA2XS2Y 1x150 RM/25 12/20 kV | 250 | 0.206 | 0.116 | 0.319 | cs | 150 | 0.00403 | MV
NA2XS2Y 1x120 RM/25 12/20 kV | 230 | 0.253 | 0.119 | 0.283 | cs | 120 | 0.00403 | MV
NA2XS2Y 1x70 RM/25 12/20 kV | 190 | 0.443 | 0.132 | 0.22 | cs | 70 | 0.00403 | MV
NA2XS2Y 1x150 RM/25 6/10 kV | 360 | 0.206 | 0.11 | 0.315 | cs | 150 | 0.00403 | MV
NA2XS2Y 1x120 RM/25 6/10 kV | 340 | 0.253 | 0.113 | 0.28 | cs | 120 | 0.00403 | MV
NA2XS2Y 1x70 RM/25 6/10 kV | 280 | 0.443 | 0.123 | 0.217 | cs | 70 | 0.00403 | MV
N2XS(FL)2Y 1x120 RM/35 64/110 kV | 112 | 0.153 | 0.166 | 0.366 | cs | 120 | 0.00393 | HV
N2XS(FL)2Y 1x185 RM/35 64/110 kV | 125 | 0.099 | 0.156 | 0.457 | cs | 185 | 0.00393 | HV
N2XS(FL)2Y 1x240 RM/35 64/110 kV | 135 | 0.075 | 0.149 | 0.526 | cs | 240 | 0.00393 | HV
N2XS(FL)2Y 1x300 RM/35 64/110 kV | 144 | 0.06 | 0.144 | 0.588 | cs | 300 | 0.00393 | HV
15-AL1/3-ST1A 0.4 | 11 | 1.8769 | 0.35 | 0.105 | ol | 16 | 0.00403 | LV
24-AL1/4-ST1A 0.4 | 11.25 | 1.2012 | 0.335 | 0.14 | ol | 24 | 0.00403 | LV
48-AL1/8-ST1A 0.4 | 12.2 | 0.5939 | 0.3 | 0.21 | ol | 48 | 0.00403 | LV
94-AL1/15-ST1A 0.4 | 13.2 | 0.306 | 0.29 | 0.35 | ol | 94 | 0.00403 | LV
34-AL1/6-ST1A 10.0 | 9.7 | 0.8342 | 0.36 | 0.17 | ol | 34 | 0.00403 | MV
48-AL1/8-ST1A 10.0 | 10.1 | 0.5939 | 0.35 | 0.21 | ol | 48 | 0.00403 | MV
70-AL1/11-ST1A 10.0 | 10.4 | 0.4132 | 0.339 | 0.29 | ol | 70 | 0.00403 | MV
94-AL1/15-ST1A 10.0 | 10.75 | 0.306 | 0.33 | 0.35 | ol | 94 | 0.00403 | MV
122-AL1/20-ST1A 10.0 | 11.1 | 0.2376 | 0.323 | 0.41 | ol | 122 | 0.00403 | MV
149-AL1/24-ST1A 10.0 | 11.25 | 0.194 | 0.315 | 0.47 | ol | 149 | 0.00403 | MV
34-AL1/6-ST1A 20.0 | 9.15 | 0.8342 | 0.382 | 0.17 | ol | 34 | 0.00403 | MV
48-AL1/8-ST1A 20.0 | 9.5 | 0.5939 | 0.372 | 0.21 | ol | 48 | 0.00403 | MV
70-AL1/11-ST1A 20.0 | 9.7 | 0.4132 | 0.36 | 0.29 | ol | 70 | 0.00403 | MV
94-AL1/15-ST1A 20.0 | 10 | 0.306 | 0.35 | 0.35 | ol | 94 | 0.00403 | MV
122-AL1/20-ST1A 20.0 | 10.3 | 0.2376 | 0.344 | 0.41 | ol | 122 | 0.00403 | MV
149-AL1/24-ST1A 20.0 | 10.5 | 0.194 | 0.337 | 0.47 | ol | 149 | 0.00403 | MV
184-AL1/30-ST1A 20.0 | 10.75 | 0.1571 | 0.33 | 0.535 | ol | 184 | 0.00403 | MV
243-AL1/39-ST1A 20.0 | 11 | 0.1188 | 0.32 | 0.645 | ol | 243 | 0.00403 | MV
48-AL1/8-ST1A 110.0 | 8 | 0.5939 | 0.46 | 0.21 | ol | 48 | 0.00403 | HV
70-AL1/11-ST1A 110.0 | 8.4 | 0.4132 | 0.45 | 0.29 | ol | 70 | 0.00403 | HV
94-AL1/15-ST1A 110.0 | 8.65 | 0.306 | 0.44 | 0.35 | ol | 94 | 0.00403 | HV
122-AL1/20-ST1A 110.0 | 8.5 | 0.2376 | 0.43 | 0.41 | ol | 122 | 0.00403 | HV
149-AL1/24-ST1A 110.0 | 8.75 | 0.194 | 0.41 | 0.47 | ol | 149 | 0.00403 | HV
184-AL1/30-ST1A 110.0 | 8.8 | 0.1571 | 0.4 | 0.535 | ol | 184 | 0.00403 | HV
243-AL1/39-ST1A 110.0 | 9 | 0.1188 | 0.39 | 0.645 | ol | 243 | 0.00403 | HV
305-AL1/39-ST1A 110.0 | 9.2 | 0.0949 | 0.38 | 0.74 | ol | 305 | 0.00403 | HV
490-AL1/64-ST1A 110.0 | 9.75 | 0.059 | 0.37 | 0.96 | ol | 490 | 0.00403 | HV
679-AL1/86-ST1A 110.0 | 9.95 | 0.042 | 0.36 | 1.15 | ol | 679 | 0.00403 | HV
490-AL1/64-ST1A 220.0 | 10 | 0.059 | 0.285 | 0.96 | ol | 490 | 0.00403 | HV
679-AL1/86-ST1A 220.0 | 11.7 | 0.042 | 0.275 | 1.15 | ol | 679 | 0.00403 | HV
490-AL1/64-ST1A 380.0 | 11 | 0.059 | 0.253 | 0.96 | ol | 490 | 0.00403 | HV
679-AL1/86-ST1A 380.0 | 14.6 | 0.042 | 0.25 | 1.15 | ol | 679 | 0.00403 | HV

## trafo_std_types
| i0_percent | pfe_kw | vkr_percent | sn_mva | vn_lv_kv | vn_hv_kv | vk_percent | shift_degree | vector_group | tap_side | tap_neutral | tap_min | tap_max | tap_step_degree | tap_step_percent | tap_phase_shifter
160 MVA 380/110 kV | 0.06 | 60 | 0.25 | 160 | 110 | 380 | 12.2 | 0 | Yy0 | hv | 0 | -9 | 9 | 0 | 1.5 | FALSE
100 MVA 220/110 kV | 0.06 | 55 | 0.26 | 100 | 110 | 220 | 12 | 0 | Yy0 | hv | 0 | -9 | 9 | 0 | 1.5 | FALSE
63 MVA 110/20 kV | 0.04 | 22 | 0.32 | 63 | 20 | 110 | 18 | 150 | YNd5 | hv | 0 | -9 | 9 | 0 | 1.5 | FALSE
40 MVA 110/20 kV | 0.05 | 18 | 0.34 | 40 | 20 | 110 | 16.2 | 150 | YNd5 | hv | 0 | -9 | 9 | 0 | 1.5 | FALSE
25 MVA 110/20 kV | 0.07 | 14 | 0.41 | 25 | 20 | 110 | 12 | 150 | YNd5 | hv | 0 | -9 | 9 | 0 | 1.5 | FALSE
63 MVA 110/10 kV | 0.04 | 22 | 0.32 | 63 | 10 | 110 | 18 | 150 | YNd5 | hv | 0 | -9 | 9 | 0 | 1.5 | FALSE
40 MVA 110/10 kV | 0.05 | 18 | 0.34 | 40 | 10 | 110 | 16.2 | 150 | YNd5 | hv | 0 | -9 | 9 | 0 | 1.5 | FALSE
25 MVA 110/10 kV | 0.07 | 14 | 0.41 | 25 | 10 | 110 | 12 | 150 | YNd5 | hv | 0 | -9 | 9 | 0 | 1.5 | FALSE
0.25 MVA 20/0.4 kV | 0.32 | 0.8 | 1.44 | 0.25 | 0.4 | 20 | 6 | 150 | Yzn5 | hv | 0 | -2 | 2 | 0 | 2.5 | FALSE
0.4 MVA 20/0.4 kV | 0.3375 | 1.35 | 1.425 | 0.4 | 0.4 | 20 | 6 | 150 | Dyn5 | hv | 0 | -2 | 2 | 0 | 2.5 | FALSE
0.63 MVA 20/0.4 kV | 0.2619 | 1.65 | 1.206 | 0.63 | 0.4 | 20 | 6 | 150 | Dyn5 | hv | 0 | -2 | 2 | 0 | 2.5 | FALSE
0.25 MVA 10/0.4 kV | 0.24 | 0.6 | 1.2 | 0.25 | 0.4 | 10 | 4 | 150 | Dyn5 | hv | 0 | -2 | 2 | 0 | 2.5 | FALSE
0.4 MVA 10/0.4 kV | 0.2375 | 0.95 | 1.325 | 0.4 | 0.4 | 10 | 4 | 150 | Dyn5 | hv | 0 | -2 | 2 | 0 | 2.5 | FALSE
0.63 MVA 10/0.4 kV | 0.1873 | 1.18 | 1.0794 | 0.63 | 0.4 | 10 | 4 | 150 | Dyn5 | hv | 0 | -2 | 2 | 0 | 2.5 | FALSE

## trafo3w_std_types
| sn_hv_mva | sn_mv_mva | sn_lv_mva | vn_hv_kv | vn_mv_kv | vn_lv_kv | vk_hv_percent | vk_mv_percent | vk_lv_percent | vkr_hv_percent | vkr_mv_percent | vkr_lv_percent | pfe_kw | i0_percent | shift_mv_degree | shift_lv_degree | vector_group | tap_side | tap_neutral | tap_min | tap_max | tap_step_percent
63/25/38 MVA 110/20/10 kV | 63 | 25 | 38 | 110 | 20 | 10 | 10.4 | 10.4 | 10.4 | 0.28 | 0.32 | 0.35 | 35 | 0.89 | 0 | 0 | YN0yn0yn0 | hv | 0 | -10 | 10 | 1.2
63/25/38 MVA 110/10/10 kV | 63 | 25 | 38 | 110 | 10 | 10 | 10.4 | 10.4 | 10.4 | 0.28 | 0.32 | 0.35 | 35 | 0.89 | 0 | 0 | YN0yn0yn0 | hv | 0 | -10 | 10 | 1.2

## fuse_std_types
| fuse_type | i_rated_a | t_avg | t_min | t_total | x_avg | x_min | x_total
HV 100A | HV 100A | 100 | 0 | [10.0, 3.64, 0.854, 0.281, 0.1, 0.0531, 0.022, 0.01] | [10.0, 4.267, 1.21, 0.403, 0.1, 0.058, 0.022, 0.01] | 0 | [300.0, 350.0, 450.0, 550.0, 700.0, 850.0, 1200.0, 1752.0] | [600.0, 700.0, 900.0, 1150.0, 1665.0, 2000.0, 3000.0, 4313.0]
HV 10A | HV 10A | 10 | 0 | [10.0, 1675.0, 0.344, 0.156, 0.1, 0.0417, 0.0171, 0.01] | [10.0, 1.3, 0.3, 0.155, 0.1, 0.0555, 0.023, 0.01] | 0 | [30.0, 32.0, 35.0, 37.0, 39.0, 50.0, 70.0, 88.0] | [60.0, 70.0, 80.0, 87.0, 94.0, 110.0, 150.0, 216.0]
HV 125A | HV 125A | 125 | 0 | [10.0, 1.82, 0.344, 0.1, 0.0467, 0.0269, 0.01] | [10.0, 2.478, 0.426, 0.1, 0.0427, 0.0211, 0.01] | 0 | [375.0, 500.0, 700.0, 925.0, 1200.0, 1500.0, 2341.0] | [750.0, 1000.0, 1500.0, 2200.0, 3000.0, 4000.0, 5765.0]
HV 160A | HV 160A | 160 | 0 | [10.0, 4.15, 1.03, 0.198, 0.1, 0.051, 0.0172, 0.01] | [10.0, 2.3, 0.734, 0.274, 0.1, 0.046, 0.0177, 0.01] | 0 | [480.0, 550.0, 700.0, 1000.0, 1260.0, 1600.0, 2500.0, 3227.0] | [960.0, 1300.0, 1700.0, 2200.0, 2996.0, 4000.0, 6000.0, 7946.0]
HV 16A | HV 16A | 16 | 0 | [10.0, 0.352, 0.164, 0.1, 0.0649, 0.0342, 0.01] | [10.0, 2.34, 0.722, 0.181, 0.1, 0.055, 0.0296, 0.01] | 0 | [48.0, 60.0, 65.0, 71.0, 80.0, 100.0, 162.0] | [96.0, 110.0, 125.0, 150.0, 168.0, 200.0, 250.0, 398.0]
HV 200A | HV 200A | 200 | 0 | [10.0, 4.267, 1.21, 0.403, 0.1, 0.058, 0.022, 0.01] | [10.0, 3.73, 1.654, 0.328, 0.1, 0.0531, 0.019, 0.01] | 0 | [600.0, 700.0, 900.0, 1150.0, 1665.0, 2000.0, 3000.0, 4313.0] | [1200.0, 1500.0, 1800.0, 2700.0, 3960.0, 5000.0, 7500.0, 10620.0]
HV 20A | HV 20A | 20 | 0 | [10.0, 1.3, 0.3, 0.155, 0.1, 0.0555, 0.023, 0.01] | [10.0, 1.3, 0.161, 0.1, 0.0611, 0.0399, 0.0141, 0.01] | 0 | [60.0, 70.0, 80.0, 87.0, 94.0, 110.0, 150.0, 216.0] | [120.0, 150.0, 200.0, 223.0, 260.0, 300.0, 450.0, 532.0]
HV 25A | HV 25A | 25 | 0 | [10.0, 2.512, 0.833, 0.299, 0.1, 0.0372, 0.0223, 0.01] | [10.0, 3.125, 0.597, 0.198, 0.1, 0.0378, 0.022, 0.01] | 0 | [75.0, 82.0, 90.0, 100.0, 124.0, 170.0, 200.0, 289.0] | [150.0, 170.0, 210.0, 250.0, 294.0, 400.0, 500.0, 711.0]
HV 31.5A | HV 31.5A | 31.5 | 0 | [10.0, 2.34, 0.722, 0.181, 0.1, 0.055, 0.0296, 0.01] | [10.0, 2.84, 0.368, 0.164, 0.1, 0.0621, 0.0378, 0.0195, 0.01] | 0 | [95.0, 110.0, 125.0, 150.0, 165.0, 200.0, 250.0, 390.0] | [189.0, 220.0, 300.0, 350.0, 393.0, 450.0, 530.0, 700.0, 960.0]
HV 40A | HV 40A | 40 | 0 | [10.0, 1.3, 0.161, 0.1, 0.0611, 0.0399, 0.0141, 0.01] | [10.0, 2.05, 0.369, 0.198, 0.1, 0.051, 0.0298, 0.01] | 0 | [120.0, 150.0, 200.0, 223.0, 260.0, 300.0, 450.0, 532.0] | [240.0, 300.0, 400.0, 450.0, 530.0, 650.0, 800.0, 1311.0]
HV 50A | HV 50A | 50 | 0 | [10.0, 3.215, 0.597, 0.198, 0.1, 0.0378, 0.022, 0.01] | [10.0, 3.64, 0.854, 0.281, 0.1, 0.0531, 0.022, 0.01] | 0 | [150.0, 170.0, 210.0, 250.0, 294.0, 400.0, 500.0, 711.0] | [300.0, 350.0, 450.0, 550.0, 700.0, 850.0, 1200.0, 1752.0]
HV 6.3A | HV 6.3A | 6.3 | 0 | [10.0, 1.39, 0.344, 0.168, 0.1, 0.056, 0.0263, 0.01] | [10.0, 1.711, 0.516, 0.198, 0.1, 0.0634, 0.0303, 0.01] | 0 | [19.0, 19.5, 20.4, 20.8, 22.0, 25.0, 32.0, 48.0] | [38.0, 40.0, 43.0, 48.0, 53.0, 60.0, 75.0, 118.0]
HV 63A | HV 63A | 63 | 0 | [10.0, 2.84, 0.368, 0.164, 0.1, 0.0621, 0.0378, 0.0195, 0.01] | [10.0, 1.82, 0.344, 0.1, 0.0467, 0.0269, 0.01] | 0 | [189.0, 220.0, 300.0, 350.0, 393.0, 450.0, 530.0, 700.0, 961.0] | [378.0, 500.0, 700.0, 934.0, 1200.0, 1500.0, 2366.0]
HV 80A | HV 80A | 80 | 0 | [10.0, 2.05, 0.369, 0.198, 0.1, 0.051, 0.0298, 0.01] | [10.0, 4.15, 1.03, 0.198, 0.1, 0.051, 0.0172, 0.01] | 0 | [240.0, 300.0, 400.0, 450.0, 530.0, 650.0, 800.0, 1311.0] | [480.0, 550.0, 700.0, 1000.0, 1260.0, 1600.0, 2500.0, 3227.0]
Siemens NH-1-100 | Siemens NH-1-100 | 100 | [5400.0, 2000.0, 400.0, 20.0, 1.0, 0.2, 0.012, 0.004] | 0 | 0 | [150.0, 190.0, 250.0, 430.0, 900.0, 1250.0, 2700.0, 3600.0] | 0 | 0
Siemens NH-1-125 | Siemens NH-1-125 | 125 | [4800.0, 120.0, 7.0, 0.1, 0.004] | 0 | 0 | [180.0, 400.0, 740.0, 2000.0, 4250.0] | 0 | 0
Siemens NH-1-16 | Siemens NH-1-16 | 16 | [4000.0, 400.0, 2.0, 0.1, 0.04, 0.01] | 0 | 0 | [26.0, 35.0, 75.0, 150.0, 200.0, 300.0] | 0 | 0
Siemens NH-1-160 | Siemens NH-1-160 | 160 | [4800.0, 120.0, 7.0, 0.1, 0.004] | 0 | 0 | [210.0, 500.0, 900.0, 2300.0, 5000.0] | 0 | 0
Siemens NH-1-25 | Siemens NH-1-25 | 25 | [4000.0, 1000.0, 10.0, 0.2, 0.02, 0.01] | 0 | 0 | [40.0, 50.0, 100.0, 210.0, 400.0, 500.0] | 0 | 0
Siemens NH-1-50 | Siemens NH-1-50 | 50 | [4000.0, 40.0, 4.0, 1.0, 0.02, 0.01] | 0 | 0 | [86.0, 200.0, 300.0, 400.0, 1000.0, 1280.0] | 0 | 0
Siemens NH-1-63 | Siemens NH-1-63 | 63 | [4000.0, 100.0, 10.0, 2.0, 0.04, 0.01] | 0 | 0 | [100.0, 200.0, 300.0, 400.0, 1000.0, 1500.0] | 0 | 0
Siemens NH-1-80 | Siemens NH-1-80 | 80 | [4800.0, 120.0, 7.0, 0.1, 0.01] | 0 | 0 | [150.58, 250.0, 450.0, 1150.0, 2470.0] | 0 | 0
Siemens NH-2-1000 | Siemens NH-2-1000 | 1000 | [4800.0, 120.0, 7.0, 0.1, 0.004] | 0 | 0 | [1900.0, 3500.0, 8400.0, 24000.0, 52000.0] | 0 | 0
Siemens NH-2-200 | Siemens NH-2-200 | 200 | [4800.0, 120.0, 7.0, 0.1, 0.004] | 0 | 0 | [280.0, 650.0, 1200.0, 3000.0, 7000.0] | 0 | 0
Siemens NH-2-224 | Siemens NH-2-224 | 224 | [4800.0, 120.0, 7.0, 0.2, 0.04, 0.004] | 0 | 0 | [400.0, 750.0, 1453.0, 3025.0, 4315.0, 7600.0] | 0 | 0
Siemens NH-2-250 | Siemens NH-2-250 | 250 | [4800.0, 120.0, 7.0, 0.1, 0.004] | 0 | 0 | [450.0, 800.0, 1650.0, 4000.0, 8500.0] | 0 | 0
Siemens NH-2-315 | Siemens NH-2-315 | 315 | [4800.0, 120.0, 7.0, 0.1, 0.004] | 0 | 0 | [550.0, 920.0, 1900.0, 5000.0, 11000.0] | 0 | 0
Siemens NH-2-355 | Siemens NH-2-355 | 355 | [4800.0, 120.0, 6.0, 0.1, 0.004] | 0 | 0 | [650.0, 1116.27, 2350.0, 5840.0, 12790.0] | 0 | 0
Siemens NH-2-400 | Siemens NH-2-400 | 400 | [4800.0, 120.0, 7.0, 0.1, 0.004] | 0 | 0 | [720.0, 1350.0, 2800.0, 6500.0, 15000.0] | 0 | 0
Siemens NH-2-425 | Siemens NH-2-425 | 425 | [4800.0, 120.0, 7.0, 0.1, 0.004] | 0 | 0 | [850.0, 1500.0, 3050.0, 7500.0, 16500.0] | 0 | 0
Siemens NH-2-630 | Siemens NH-2-630 | 630 | [4800.0, 120.0, 7.0, 0.1, 0.004] | 0 | 0 | [1200.0, 2000.0, 4800.0, 12000.0, 26000.0] | 0 | 0

## dtypes
| element | column | dtype
0 | bus | name | object
1 | bus | vn_kv | float64
2 | bus | type | object
3 | bus | zone | object
4 | bus | in_service | bool
5 | load | name | object
6 | load | bus | uint32
7 | load | p_mw | float64
8 | load | q_mvar | float64
9 | load | const_z_percent | float64
10 | load | const_i_percent | float64
11 | load | sn_mva | float64
12 | load | scaling | float64
13 | load | in_service | bool
14 | load | type | object
15 | ext_grid | name | object
16 | ext_grid | bus | uint32
17 | ext_grid | vm_pu | float64
18 | ext_grid | va_degree | float64
19 | ext_grid | slack_weight | float64
20 | ext_grid | in_service | bool
21 | line | name | object
22 | line | std_type | object
23 | line | from_bus | uint32
24 | line | to_bus | uint32
25 | line | length_km | float64
26 | line | r_ohm_per_km | float64
27 | line | x_ohm_per_km | float64
28 | line | c_nf_per_km | float64
29 | line | g_us_per_km | float64
30 | line | max_i_ka | float64
31 | line | df | float64
32 | line | parallel | uint32
33 | line | type | object
34 | line | in_service | bool
35 | trafo | name | object
36 | trafo | std_type | object
37 | trafo | hv_bus | uint32
38 | trafo | lv_bus | uint32
39 | trafo | sn_mva | float64
40 | trafo | vn_hv_kv | float64
41 | trafo | vn_lv_kv | float64
42 | trafo | vk_percent | float64
43 | trafo | vkr_percent | float64
44 | trafo | pfe_kw | float64
45 | trafo | i0_percent | float64
46 | trafo | shift_degree | float64
47 | trafo | tap_side | object
48 | trafo | tap_neutral | int32
49 | trafo | tap_min | int32
50 | trafo | tap_max | int32
51 | trafo | tap_step_percent | float64
52 | trafo | tap_step_degree | float64
53 | trafo | tap_pos | int32
54 | trafo | tap_phase_shifter | bool
55 | trafo | parallel | uint32
56 | trafo | df | float64
57 | trafo | in_service | bool
58 | line_geodata | coords | object
59 | bus_geodata | x | float64
60 | bus_geodata | y | float64
61 | bus_geodata | coords | object

## parameters
| version | format_version | converged | OPF_converged | name | f_hz | sn_mva
0 | 2.14.6 | 2.14.0 | FALSE | FALSE |  | 50 | 1