## bus
| name | vn_kv | type | zone | in_service
0 | bus_LV_356-39_0_6_node_0 | 0.4 | n |  | TRUE
1 | bus_LV_356-39_0_6_node_1 | 0.4 | n |  | TRUE
2 | bus_LV_356-39_0_6_node_2 | 0.4 | n |  | TRUE
3 | bus_LV_356-39_0_6_node_3 | 0.4 | n |  | TRUE
4 | bus_LV_356-39_0_6_node_4 | 0.4 | n |  | TRUE
5 | bus_LV_356-39_0_6_node_5 | 0.4 | n |  | TRUE
6 | bus_LV_356-39_0_6_node_7 | 0.4 | n |  | TRUE
7 | bus_LV_356-39_0_6_node_173 | 0.4 | n |  | TRUE
8 | bus_LV_356-39_0_6_node_63 | 0.4 | n |  | TRUE
9 | bus_LV_356-39_0_6_node_58 | 0.4 | n |  | TRUE
10 | bus_LV_356-39_0_6_node_59 | 0.4 | n |  | TRUE
11 | bus_LV_356-39_0_6_node_56 | 0.4 | n |  | TRUE
12 | bus_LV_356-39_0_6_node_60 | 0.4 | n |  | TRUE
13 | bus_LV_356-39_0_6_node_61 | 0.4 | n |  | TRUE
14 | bus_LV_356-39_0_6_node_62 | 0.4 | n |  | TRUE
15 | bus_LV_356-39_0_6_node_6 | 0.4 | n |  | TRUE
16 | bus_LV_356-39_0_6_node_8 | 0.4 | n |  | TRUE
17 | bus_LV_356-39_0_6_node_168 | 0.4 | n |  | TRUE
18 | bus_LV_356-39_0_6_node_169 | 0.4 | n |  | TRUE
19 | bus_LV_356-39_0_6_node_170 | 0.4 | n |  | TRUE
20 | bus_LV_356-39_0_6_node_171 | 0.4 | n |  | TRUE
21 | bus_LV_356-39_0_6_node_10 | 0.4 | n |  | TRUE
22 | bus_LV_356-39_0_6_node_11 | 0.4 | n |  | TRUE
23 | bus_LV_356-39_0_6_node_12 | 0.4 | n |  | TRUE
24 | bus_LV_356-39_0_6_node_13 | 0.4 | n |  | TRUE
25 | bus_LV_356-39_0_6_node_14 | 0.4 | n |  | TRUE
26 | bus_LV_356-39_0_6_node_15 | 0.4 | n |  | TRUE
27 | bus_LV_356-39_0_6_node_16 | 0.4 | n |  | TRUE
28 | bus_LV_356-39_0_6_node_17 | 0.4 | n |  | TRUE
29 | bus_LV_356-39_0_6_node_18 | 0.4 | n |  | TRUE
30 | bus_LV_356-39_0_6_node_19 | 0.4 | n |  | TRUE
31 | bus_LV_356-39_0_6_node_24 | 0.4 | n |  | TRUE
32 | bus_LV_356-39_0_6_node_31 | 0.4 | n |  | TRUE
33 | bus_LV_356-39_0_6_node_83 | 0.4 | n |  | TRUE
34 | bus_LV_356-39_0_6_node_82 | 0.4 | n |  | TRUE
35 | bus_LV_356-39_0_6_node_29 | 0.4 | n |  | TRUE
36 | bus_LV_356-39_0_6_node_84 | 0.4 | n |  | TRUE
37 | bus_LV_356-39_0_6_node_81 | 0.4 | n |  | TRUE
38 | bus_LV_356-39_0_6_node_20 | 0.4 | n |  | TRUE
39 | bus_LV_356-39_0_6_node_21 | 0.4 | n |  | TRUE
40 | bus_LV_356-39_0_6_node_23 | 0.4 | n |  | TRUE
41 | bus_LV_356-39_0_6_node_25 | 0.4 | n |  | TRUE
42 | bus_LV_356-39_0_6_node_26 | 0.4 | n |  | TRUE
43 | bus_LV_356-39_0_6_node_27 | 0.4 | n |  | TRUE
44 | bus_LV_356-39_0_6_node_49 | 0.4 | n |  | TRUE
45 | bus_LV_356-39_0_6_node_50 | 0.4 | n |  | TRUE
46 | bus_LV_356-39_0_6_node_53 | 0.4 | n |  | TRUE
47 | bus_LV_356-39_0_6_node_52 | 0.4 | n |  | TRUE
48 | bus_LV_356-39_0_6_node_28 | 0.4 | n |  | TRUE
49 | bus_LV_356-39_0_6_node_30 | 0.4 | n |  | TRUE
50 | bus_LV_356-39_0_6_node_32 | 0.4 | n |  | TRUE
51 | bus_LV_356-39_0_6_node_33 | 0.4 | n |  | TRUE
52 | bus_LV_356-39_0_6_node_34 | 0.4 | n |  | TRUE
53 | bus_LV_356-39_0_6_node_35 | 0.4 | n |  | TRUE
54 | bus_LV_356-39_0_6_node_36 | 0.4 | n |  | TRUE
55 | bus_LV_356-39_0_6_node_37 | 0.4 | n |  | TRUE
56 | bus_LV_356-39_0_6_node_38 | 0.4 | n |  | TRUE
57 | bus_LV_356-39_0_6_node_39 | 0.4 | n |  | TRUE
58 | bus_LV_356-39_0_6_node_40 | 0.4 | n |  | TRUE
59 | bus_LV_356-39_0_6_node_51 | 0.4 | n |  | TRUE
60 | bus_LV_356-39_0_6_node_41 | 0.4 | n |  | TRUE
61 | bus_LV_356-39_0_6_node_42 | 0.4 | n |  | TRUE
62 | bus_LV_356-39_0_6_node_138 | 0.4 | n |  | TRUE
63 | bus_LV_356-39_0_6_node_48 | 0.4 | n |  | TRUE
64 | bus_LV_356-39_0_6_node_47 | 0.4 | n |  | TRUE
65 | bus_LV_356-39_0_6_node_45 | 0.4 | n |  | TRUE
66 | bus_LV_356-39_0_6_node_43 | 0.4 | n |  | TRUE
67 | bus_LV_356-39_0_6_node_44 | 0.4 | n |  | TRUE
68 | bus_LV_356-39_0_6_node_46 | 0.4 | n |  | TRUE
69 | bus_LV_356-39_0_6_node_172 | 0.4 | n |  | TRUE
70 | bus_LV_356-39_0_6_node_54 | 0.4 | n |  | TRUE
71 | bus_LV_356-39_0_6_node_55 | 0.4 | n |  | TRUE
72 | bus_LV_356-39_0_6_node_57 | 0.4 | n |  | TRUE
73 | bus_LV_356-39_0_6_node_64 | 0.4 | n |  | TRUE
74 | bus_LV_356-39_0_6_node_65 | 0.4 | n |  | TRUE
75 | bus_LV_356-39_0_6_node_66 | 0.4 | n |  | TRUE
76 | bus_LV_356-39_0_6_node_67 | 0.4 | n |  | TRUE
77 | bus_LV_356-39_0_6_node_68 | 0.4 | n |  | TRUE
78 | bus_LV_356-39_0_6_node_73 | 0.4 | n |  | TRUE
79 | bus_LV_356-39_0_6_node_70 | 0.4 | n |  | TRUE
80 | bus_LV_356-39_0_6_node_69 | 0.4 | n |  | TRUE
81 | bus_LV_356-39_0_6_node_71 | 0.4 | n |  | TRUE
82 | bus_LV_356-39_0_6_node_72 | 0.4 | n |  | TRUE
83 | bus_LV_356-39_0_6_node_74 | 0.4 | n |  | TRUE
84 | bus_LV_356-39_0_6_node_75 | 0.4 | n |  | TRUE
85 | bus_LV_356-39_0_6_node_77 | 0.4 | n |  | TRUE
86 | bus_LV_356-39_0_6_node_76 | 0.4 | n |  | TRUE
87 | bus_LV_356-39_0_6_node_78 | 0.4 | n |  | TRUE
88 | bus_LV_356-39_0_6_node_79 | 0.4 | n |  | TRUE
89 | bus_LV_356-39_0_6_node_80 | 0.4 | n |  | TRUE
90 | bus_LV_356-39_0_6_node_132 | 0.4 | n |  | TRUE
91 | bus_LV_356-39_0_6_node_133 | 0.4 | n |  | TRUE
92 | bus_LV_356-39_0_6_node_134 | 0.4 | n |  | TRUE
93 | bus_LV_356-39_0_6_node_122 | 0.4 | n |  | TRUE
94 | bus_LV_356-39_0_6_node_118 | 0.4 | n |  | TRUE
95 | bus_LV_356-39_0_6_node_100 | 0.4 | n |  | TRUE
96 | bus_LV_356-39_0_6_node_116 | 0.4 | n |  | TRUE
97 | bus_LV_356-39_0_6_node_85 | 0.4 | n |  | TRUE
98 | bus_LV_356-39_0_6_node_86 | 0.4 | n |  | TRUE
99 | bus_LV_356-39_0_6_node_87 | 0.4 | n |  | TRUE
100 | bus_LV_356-39_0_6_node_88 | 0.4 | n |  | TRUE
101 | bus_LV_356-39_0_6_node_89 | 0.4 | n |  | TRUE
102 | bus_LV_356-39_0_6_node_90 | 0.4 | n |  | TRUE
103 | bus_LV_356-39_0_6_node_91 | 0.4 | n |  | TRUE
104 | bus_LV_356-39_0_6_node_92 | 0.4 | n |  | TRUE
105 | bus_LV_356-39_0_6_node_93 | 0.4 | n |  | TRUE
106 | bus_LV_356-39_0_6_node_96 | 0.4 | n |  | TRUE
107 | bus_LV_356-39_0_6_node_94 | 0.4 | n |  | TRUE
108 | bus_LV_356-39_0_6_node_97 | 0.4 | n |  | TRUE
109 | bus_LV_356-39_0_6_node_95 | 0.4 | n |  | TRUE
110 | bus_LV_356-39_0_6_node_105 | 0.4 | n |  | TRUE
111 | bus_LV_356-39_0_6_node_106 | 0.4 | n |  | TRUE
112 | bus_LV_356-39_0_6_node_98 | 0.4 | n |  | TRUE
113 | bus_LV_356-39_0_6_node_99 | 0.4 | n |  | TRUE
114 | bus_LV_356-39_0_6_node_101 | 0.4 | n |  | TRUE
115 | bus_LV_356-39_0_6_node_102 | 0.4 | n |  | TRUE
116 | bus_LV_356-39_0_6_node_103 | 0.4 | n |  | TRUE
117 | bus_LV_356-39_0_6_node_104 | 0.4 | n |  | TRUE
118 | bus_LV_356-39_0_6_node_139 | 0.4 | n |  | TRUE
119 | bus_LV_356-39_0_6_node_140 | 0.4 | n |  | TRUE
120 | bus_LV_356-39_0_6_node_141 | 0.4 | n |  | TRUE
121 | bus_LV_356-39_0_6_node_135 | 0.4 | n |  | TRUE
122 | bus_LV_356-39_0_6_node_136 | 0.4 | n |  | TRUE
123 | bus_LV_356-39_0_6_node_137 | 0.4 | n |  | TRUE
124 | bus_LV_356-39_0_6_node_107 | 0.4 | n |  | TRUE
125 | bus_LV_356-39_0_6_node_108 | 0.4 | n |  | TRUE
126 | bus_LV_356-39_0_6_node_109 | 0.4 | n |  | TRUE
127 | bus_LV_356-39_0_6_node_110 | 0.4 | n |  | TRUE
128 | bus_LV_356-39_0_6_node_111 | 0.4 | n |  | TRUE
129 | bus_LV_356-39_0_6_node_112 | 0.4 | n |  | TRUE
130 | bus_LV_356-39_0_6_node_113 | 0.4 | n |  | TRUE
131 | bus_LV_356-39_0_6_node_123 | 0.4 | n |  | TRUE
132 | bus_LV_356-39_0_6_node_114 | 0.4 | n |  | TRUE
133 | bus_LV_356-39_0_6_node_124 | 0.4 | n |  | TRUE
134 | bus_LV_356-39_0_6_node_115 | 0.4 | n |  | TRUE
135 | bus_LV_356-39_0_6_node_117 | 0.4 | n |  | TRUE
136 | bus_LV_356-39_0_6_node_119 | 0.4 | n |  | TRUE
137 | bus_LV_356-39_0_6_node_120 | 0.4 | n |  | TRUE
138 | bus_LV_356-39_0_6_node_121 | 0.4 | n |  | TRUE
139 | bus_LV_356-39_0_6_node_129 | 0.4 | n |  | TRUE
140 | bus_LV_356-39_0_6_node_126 | 0.4 | n |  | TRUE
141 | bus_LV_356-39_0_6_node_125 | 0.4 | n |  | TRUE
142 | bus_LV_356-39_0_6_node_131 | 0.4 | n |  | TRUE
143 | bus_LV_356-39_0_6_node_127 | 0.4 | n |  | TRUE
144 | bus_LV_356-39_0_6_node_128 | 0.4 | n |  | TRUE
145 | bus_LV_356-39_0_6_node_130 | 0.4 | n |  | TRUE
146 | bus_LV_356-39_0_6_node_154 | 0.4 | n |  | TRUE
147 | bus_LV_356-39_0_6_node_163 | 0.4 | n |  | TRUE
148 | bus_LV_356-39_0_6_node_149 | 0.4 | n |  | TRUE
149 | bus_LV_356-39_0_6_node_167 | 0.4 | n |  | TRUE
150 | bus_LV_356-39_0_6_node_162 | 0.4 | n |  | TRUE
151 | bus_LV_356-39_0_6_node_144 | 0.4 | n |  | TRUE
152 | bus_LV_356-39_0_6_node_145 | 0.4 | n |  | TRUE
153 | bus_LV_356-39_0_6_node_142 | 0.4 | n |  | TRUE
154 | bus_LV_356-39_0_6_node_143 | 0.4 | n |  | TRUE
155 | bus_LV_356-39_0_6_node_146 | 0.4 | n |  | TRUE
156 | bus_LV_356-39_0_6_node_147 | 0.4 | n |  | TRUE
157 | bus_LV_356-39_0_6_node_148 | 0.4 | n |  | TRUE
158 | bus_LV_356-39_0_6_node_152 | 0.4 | n |  | TRUE
159 | bus_LV_356-39_0_6_node_153 | 0.4 | n |  | TRUE
160 | bus_LV_356-39_0_6_node_150 | 0.4 | n |  | TRUE
161 | bus_LV_356-39_0_6_node_151 | 0.4 | n |  | TRUE
162 | bus_LV_356-39_0_6_node_165 | 0.4 | n |  | TRUE
163 | bus_LV_356-39_0_6_node_166 | 0.4 | n |  | TRUE
164 | bus_LV_356-39_0_6_node_164 | 0.4 | n |  | TRUE
165 | bus_LV_356-39_0_6_node_155 | 0.4 | n |  | TRUE
166 | bus_LV_356-39_0_6_node_156 | 0.4 | n |  | TRUE
167 | bus_LV_356-39_0_6_node_157 | 0.4 | n |  | TRUE
168 | bus_LV_356-39_0_6_node_158 | 0.4 | n |  | TRUE
169 | bus_LV_356-39_0_6_node_159 | 0.4 | n |  | TRUE
170 | bus_LV_356-39_0_6_node_160 | 0.4 | n |  | TRUE
171 | bus_LV_356-39_0_6_node_161 | 0.4 | n |  | TRUE
172 | bus_MV_456_0_node_119 | 20 | n |  | TRUE

## load
| name | bus | p_mw | q_mvar | const_z_percent | const_i_percent | sn_mva | scaling | in_service | type
0 | LV_356-39_0_6_load_0 | 0 | 0.0016564 | 0.00041513 | 0 | 0 |  | 1 | TRUE | wye
1 | LV_356-39_0_6_load_1 | 1 | 0.0005159 | 0.0001293 | 0 | 0 |  | 1 | TRUE | wye
2 | LV_356-39_0_6_load_4 | 4 | 0.00041183 | 0.00010321 | 0 | 0 |  | 1 | TRUE | wye
3 | LV_356-39_0_6_load_5 | 5 | 0.0011399 | 0.0002857 | 0 | 0 |  | 1 | TRUE | wye
4 | LV_356-39_0_6_load_7 | 6 | 0.00064022 | 0.00016045 | 0 | 0 |  | 1 | TRUE | wye
5 | LV_356-39_0_6_load_173 | 7 | 0.00055455 | 0.00013898 | 0 | 0 |  | 1 | TRUE | wye
6 | LV_356-39_0_6_load_63 | 8 | 0.00027587 | 6.914e-05 | 0 | 0 |  | 1 | TRUE | wye
7 | LV_356-39_0_6_load_58 | 9 | 0.00031901 | 7.9951e-05 | 0 | 0 |  | 1 | TRUE | wye
8 | LV_356-39_0_6_load_62 | 14 | 0.0010183 | 0.00025521 | 0 | 0 |  | 1 | TRUE | wye
9 | LV_356-39_0_6_load_6 | 15 | 0.00032594 | 8.1688e-05 | 0 | 0 |  | 1 | TRUE | wye
10 | LV_356-39_0_6_load_8 | 16 | 0.00032598 | 8.1699e-05 | 0 | 0 |  | 1 | TRUE | wye
11 | LV_356-39_0_6_load_168 | 17 | 0.0015936 | 0.00039939 | 0 | 0 |  | 1 | TRUE | wye
12 | LV_356-39_0_6_load_169 | 18 | 0.00029739 | 7.4532e-05 | 0 | 0 |  | 1 | TRUE | wye
13 | LV_356-39_0_6_load_10 | 21 | 0.017649 | 0.0044232 | 0 | 0 |  | 1 | TRUE | wye
14 | LV_356-39_0_6_load_14 | 25 | 0.0096518 | 0.002419 | 0 | 0 |  | 1 | TRUE | wye
15 | LV_356-39_0_6_load_16 | 27 | 0.0016417 | 0.00041146 | 0 | 0 |  | 1 | TRUE | wye
16 | LV_356-39_0_6_load_17 | 28 | 0.010253 | 0.0025695 | 0 | 0 |  | 1 | TRUE | wye
17 | LV_356-39_0_6_load_18 | 29 | 0.0083336 | 0.0020886 | 0 | 0 |  | 1 | TRUE | wye
18 | LV_356-39_0_6_load_24 | 31 | 0.0057893 | 0.0014509 | 0 | 0 |  | 1 | TRUE | wye
19 | LV_356-39_0_6_load_31 | 32 | 0.0077226 | 0.0019355 | 0 | 0 |  | 1 | TRUE | wye
20 | LV_356-39_0_6_load_83 | 33 | 0.006267 | 0.0015707 | 0 | 0 |  | 1 | TRUE | wye
21 | LV_356-39_0_6_load_82 | 34 | 0.0089241 | 0.0022366 | 0 | 0 |  | 1 | TRUE | wye
22 | LV_356-39_0_6_load_29 | 35 | 0.010479 | 0.0026263 | 0 | 0 |  | 1 | TRUE | wye
23 | LV_356-39_0_6_load_81 | 37 | 0.0043218 | 0.0010831 | 0 | 0 |  | 1 | TRUE | wye
24 | LV_356-39_0_6_load_20 | 38 | 0.017624 | 0.0044169 | 0 | 0 |  | 1 | TRUE | wye
25 | LV_356-39_0_6_load_21 | 39 | 0.01764 | 0.0044211 | 0 | 0 |  | 1 | TRUE | wye
26 | LV_356-39_0_6_load_26 | 42 | 0.017577 | 0.0044053 | 0 | 0 |  | 1 | TRUE | wye
27 | LV_356-39_0_6_load_49 | 44 | 0.011497 | 0.0028815 | 0 | 0 |  | 1 | TRUE | wye
28 | LV_356-39_0_6_load_53 | 46 | 0.01129 | 0.0028296 | 0 | 0 |  | 1 | TRUE | wye
29 | LV_356-39_0_6_load_28 | 48 | 0.01243 | 0.0031152 | 0 | 0 |  | 1 | TRUE | wye
30 | LV_356-39_0_6_load_30 | 49 | 0.0091936 | 0.0023041 | 0 | 0 |  | 1 | TRUE | wye
31 | LV_356-39_0_6_load_32 | 50 | 0.010228 | 0.0025634 | 0 | 0 |  | 1 | TRUE | wye
32 | LV_356-39_0_6_load_33 | 51 | 0.013473 | 0.0033765 | 0 | 0 |  | 1 | TRUE | wye
33 | LV_356-39_0_6_load_35 | 53 | 0.0081933 | 0.0020534 | 0 | 0 |  | 1 | TRUE | wye
34 | LV_356-39_0_6_load_36 | 54 | 0.0029723 | 0.00074492 | 0 | 0 |  | 1 | TRUE | wye
35 | LV_356-39_0_6_load_38 | 56 | 0.0036077 | 0.00090418 | 0 | 0 |  | 1 | TRUE | wye
36 | LV_356-39_0_6_load_39 | 57 | 0.0035836 | 0.00089812 | 0 | 0 |  | 1 | TRUE | wye
37 | LV_356-39_0_6_load_40 | 58 | 0.0031547 | 0.00079065 | 0 | 0 |  | 1 | TRUE | wye
38 | LV_356-39_0_6_load_51 | 59 | 0.0045154 | 0.0011317 | 0 | 0 |  | 1 | TRUE | wye
39 | LV_356-39_0_6_load_41 | 60 | 0.005937 | 0.0014879 | 0 | 0 |  | 1 | TRUE | wye
40 | LV_356-39_0_6_load_42 | 61 | 0.0032986 | 0.00082672 | 0 | 0 |  | 1 | TRUE | wye
41 | LV_356-39_0_6_load_138 | 62 | 0.0072033 | 0.0018053 | 0 | 0 |  | 1 | TRUE | wye
42 | LV_356-39_0_6_load_48 | 63 | 0.0051264 | 0.0012848 | 0 | 0 |  | 1 | TRUE | wye
43 | LV_356-39_0_6_load_47 | 64 | 0.0077814 | 0.0019502 | 0 | 0 |  | 1 | TRUE | wye
44 | LV_356-39_0_6_load_43 | 66 | 0.0036603 | 0.00091736 | 0 | 0 |  | 1 | TRUE | wye
45 | LV_356-39_0_6_load_46 | 68 | 0.0061145 | 0.0015324 | 0 | 0 |  | 1 | TRUE | wye
46 | LV_356-39_0_6_load_172 | 69 | 0.00080241 | 0.0002011 | 0 | 0 |  | 1 | TRUE | wye
47 | LV_356-39_0_6_load_54 | 70 | 0.00024379 | 6.11e-05 | 0 | 0 |  | 1 | TRUE | wye
48 | LV_356-39_0_6_load_57 | 72 | 0.00041007 | 0.00010277 | 0 | 0 |  | 1 | TRUE | wye
49 | LV_356-39_0_6_load_64 | 73 | 0.0031083 | 0.00077902 | 0 | 0 |  | 1 | TRUE | wye
50 | LV_356-39_0_6_load_65 | 74 | 0.0022875 | 0.00057329 | 0 | 0 |  | 1 | TRUE | wye
51 | LV_356-39_0_6_load_66 | 75 | 0.00091862 | 0.00023023 | 0 | 0 |  | 1 | TRUE | wye
52 | LV_356-39_0_6_load_67 | 76 | 0.0013201 | 0.00033084 | 0 | 0 |  | 1 | TRUE | wye
53 | LV_356-39_0_6_load_68 | 77 | 0.00080085 | 0.00020071 | 0 | 0 |  | 1 | TRUE | wye
54 | LV_356-39_0_6_load_73 | 78 | 0.0013869 | 0.00034758 | 0 | 0 |  | 1 | TRUE | wye
55 | LV_356-39_0_6_load_70 | 79 | 0.00090209 | 0.00022609 | 0 | 0 |  | 1 | TRUE | wye
56 | LV_356-39_0_6_load_69 | 80 | 0.0025545 | 0.00064021 | 0 | 0 |  | 1 | TRUE | wye
57 | LV_356-39_0_6_load_71 | 81 | 0.0025302 | 0.00063412 | 0 | 0 |  | 1 | TRUE | wye
58 | LV_356-39_0_6_load_72 | 82 | 0.0027718 | 0.00069468 | 0 | 0 |  | 1 | TRUE | wye
59 | LV_356-39_0_6_load_74 | 83 | 0.00092533 | 0.00023191 | 0 | 0 |  | 1 | TRUE | wye
60 | LV_356-39_0_6_load_75 | 84 | 0.0018468 | 0.00046286 | 0 | 0 |  | 1 | TRUE | wye
61 | LV_356-39_0_6_load_77 | 85 | 0.0016737 | 0.00041947 | 0 | 0 |  | 1 | TRUE | wye
62 | LV_356-39_0_6_load_76 | 86 | 0.0018127 | 0.00045431 | 0 | 0 |  | 1 | TRUE | wye
63 | LV_356-39_0_6_load_79 | 88 | 0.0049078 | 0.00123 | 0 | 0 |  | 1 | TRUE | wye
64 | LV_356-39_0_6_load_132 | 90 | 0.0012572 | 0.00031508 | 0 | 0 |  | 1 | TRUE | wye
65 | LV_356-39_0_6_load_133 | 91 | 0.0021646 | 0.00054249 | 0 | 0 |  | 1 | TRUE | wye
66 | LV_356-39_0_6_load_134 | 92 | 0.0019054 | 0.00047755 | 0 | 0 |  | 1 | TRUE | wye
67 | LV_356-39_0_6_load_122 | 93 | 0.0038485 | 0.00096452 | 0 | 0 |  | 1 | TRUE | wye
68 | LV_356-39_0_6_load_118 | 94 | 0.002869 | 0.00071903 | 0 | 0 |  | 1 | TRUE | wye
69 | LV_356-39_0_6_load_100 | 95 | 0.0050983 | 0.0012778 | 0 | 0 |  | 1 | TRUE | wye
70 | LV_356-39_0_6_load_116 | 96 | 0.0024606 | 0.00061668 | 0 | 0 |  | 1 | TRUE | wye
71 | LV_356-39_0_6_load_85 | 97 | 0.0040937 | 0.001026 | 0 | 0 |  | 1 | TRUE | wye
72 | LV_356-39_0_6_load_86 | 98 | 0.004128 | 0.0010346 | 0 | 0 |  | 1 | TRUE | wye
73 | LV_356-39_0_6_load_87 | 99 | 0.0041966 | 0.0010518 | 0 | 0 |  | 1 | TRUE | wye
74 | LV_356-39_0_6_load_88 | 100 | 0.0038222 | 0.00095793 | 0 | 0 |  | 1 | TRUE | wye
75 | LV_356-39_0_6_load_90 | 102 | 0.0028969 | 0.00072604 | 0 | 0 |  | 1 | TRUE | wye
76 | LV_356-39_0_6_load_91 | 103 | 0.0047347 | 0.0011866 | 0 | 0 |  | 1 | TRUE | wye
77 | LV_356-39_0_6_load_92 | 104 | 0.0022165 | 0.00055551 | 0 | 0 |  | 1 | TRUE | wye
78 | LV_356-39_0_6_load_93 | 105 | 0.0035051 | 0.00087847 | 0 | 0 |  | 1 | TRUE | wye
79 | LV_356-39_0_6_load_96 | 106 | 0.0046148 | 0.0011566 | 0 | 0 |  | 1 | TRUE | wye
80 | LV_356-39_0_6_load_94 | 107 | 0.0023677 | 0.00059341 | 0 | 0 |  | 1 | TRUE | wye
81 | LV_356-39_0_6_load_97 | 108 | 0.0038157 | 0.0009563 | 0 | 0 |  | 1 | TRUE | wye
82 | LV_356-39_0_6_load_95 | 109 | 0.0038978 | 0.00097689 | 0 | 0 |  | 1 | TRUE | wye
83 | LV_356-39_0_6_load_105 | 110 | 0.0029885 | 0.00074898 | 0 | 0 |  | 1 | TRUE | wye
84 | LV_356-39_0_6_load_98 | 112 | 0.0038434 | 0.00096324 | 0 | 0 |  | 1 | TRUE | wye
85 | LV_356-39_0_6_load_99 | 113 | 0.0029936 | 0.00075028 | 0 | 0 |  | 1 | TRUE | wye
86 | LV_356-39_0_6_load_101 | 114 | 0.0029393 | 0.00073665 | 0 | 0 |  | 1 | TRUE | wye
87 | LV_356-39_0_6_load_102 | 115 | 0.0017551 | 0.00043987 | 0 | 0 |  | 1 | TRUE | wye
88 | LV_356-39_0_6_load_103 | 116 | 0.0017809 | 0.00044634 | 0 | 0 |  | 1 | TRUE | wye
89 | LV_356-39_0_6_load_104 | 117 | 0.0053242 | 0.0013344 | 0 | 0 |  | 1 | TRUE | wye
90 | LV_356-39_0_6_load_141 | 120 | 0.0020441 | 0.0005123 | 0 | 0 |  | 1 | TRUE | wye
91 | LV_356-39_0_6_load_135 | 121 | 0.0014402 | 0.00036094 | 0 | 0 |  | 1 | TRUE | wye
92 | LV_356-39_0_6_load_136 | 122 | 0.0031204 | 0.00078205 | 0 | 0 |  | 1 | TRUE | wye
93 | LV_356-39_0_6_load_137 | 123 | 0.0011231 | 0.00028147 | 0 | 0 |  | 1 | TRUE | wye
94 | LV_356-39_0_6_load_107 | 124 | 0.0022344 | 0.00056 | 0 | 0 |  | 1 | TRUE | wye
95 | LV_356-39_0_6_load_108 | 125 | 0.0026579 | 0.00066613 | 0 | 0 |  | 1 | TRUE | wye
96 | LV_356-39_0_6_load_109 | 126 | 0.002245 | 0.00056264 | 0 | 0 |  | 1 | TRUE | wye
97 | LV_356-39_0_6_load_110 | 127 | 0.0018644 | 0.00046727 | 0 | 0 |  | 1 | TRUE | wye
98 | LV_356-39_0_6_load_111 | 128 | 0.0022608 | 0.00056662 | 0 | 0 |  | 1 | TRUE | wye
99 | LV_356-39_0_6_load_112 | 129 | 0.0022426 | 0.00056205 | 0 | 0 |  | 1 | TRUE | wye
100 | LV_356-39_0_6_load_113 | 130 | 0.0026972 | 0.00067598 | 0 | 0 |  | 1 | TRUE | wye
101 | LV_356-39_0_6_load_123 | 131 | 0.0022426 | 0.00056204 | 0 | 0 |  | 1 | TRUE | wye
102 | LV_356-39_0_6_load_114 | 132 | 0.0014126 | 0.00035403 | 0 | 0 |  | 1 | TRUE | wye
103 | LV_356-39_0_6_load_124 | 133 | 0.0023702 | 0.00059403 | 0 | 0 |  | 1 | TRUE | wye
104 | LV_356-39_0_6_load_115 | 134 | 0.0021876 | 0.00054825 | 0 | 0 |  | 1 | TRUE | wye
105 | LV_356-39_0_6_load_117 | 135 | 0.003532 | 0.00088521 | 0 | 0 |  | 1 | TRUE | wye
106 | LV_356-39_0_6_load_121 | 138 | 0.0023734 | 0.00059482 | 0 | 0 |  | 1 | TRUE | wye
107 | LV_356-39_0_6_load_129 | 139 | 0.0023627 | 0.00059215 | 0 | 0 |  | 1 | TRUE | wye
108 | LV_356-39_0_6_load_126 | 140 | 0.002363 | 0.00059223 | 0 | 0 |  | 1 | TRUE | wye
109 | LV_356-39_0_6_load_125 | 141 | 0.0029218 | 0.00073226 | 0 | 0 |  | 1 | TRUE | wye
110 | LV_356-39_0_6_load_131 | 142 | 0.0023629 | 0.00059219 | 0 | 0 |  | 1 | TRUE | wye
111 | LV_356-39_0_6_load_127 | 143 | 0.002398 | 0.000601 | 0 | 0 |  | 1 | TRUE | wye
112 | LV_356-39_0_6_load_128 | 144 | 0.0023728 | 0.00059469 | 0 | 0 |  | 1 | TRUE | wye
113 | LV_356-39_0_6_load_130 | 145 | 0.0040549 | 0.0010163 | 0 | 0 |  | 1 | TRUE | wye
114 | LV_356-39_0_6_load_154 | 146 | 0.0023767 | 0.00059566 | 0 | 0 |  | 1 | TRUE | wye
115 | LV_356-39_0_6_load_149 | 148 | 0.0055453 | 0.0013898 | 0 | 0 |  | 1 | TRUE | wye
116 | LV_356-39_0_6_load_167 | 149 | 0.0058673 | 0.0014705 | 0 | 0 |  | 1 | TRUE | wye
117 | LV_356-39_0_6_load_162 | 150 | 0.0019554 | 0.00049007 | 0 | 0 |  | 1 | TRUE | wye
118 | LV_356-39_0_6_load_144 | 151 | 0.0040391 | 0.0010123 | 0 | 0 |  | 1 | TRUE | wye
119 | LV_356-39_0_6_load_145 | 152 | 0.0028528 | 0.00071498 | 0 | 0 |  | 1 | TRUE | wye
120 | LV_356-39_0_6_load_142 | 153 | 0.0040812 | 0.0010229 | 0 | 0 |  | 1 | TRUE | wye
121 | LV_356-39_0_6_load_143 | 154 | 0.004491 | 0.0011256 | 0 | 0 |  | 1 | TRUE | wye
122 | LV_356-39_0_6_load_146 | 155 | 0.003056 | 0.00076591 | 0 | 0 |  | 1 | TRUE | wye
123 | LV_356-39_0_6_load_152 | 158 | 0.0044942 | 0.0011264 | 0 | 0 |  | 1 | TRUE | wye
124 | LV_356-39_0_6_load_153 | 159 | 0.0029108 | 0.00072951 | 0 | 0 |  | 1 | TRUE | wye
125 | LV_356-39_0_6_load_151 | 161 | 0.0010061 | 0.00025215 | 0 | 0 |  | 1 | TRUE | wye
126 | LV_356-39_0_6_load_165 | 162 | 0.003303 | 0.00082781 | 0 | 0 |  | 1 | TRUE | wye
127 | LV_356-39_0_6_load_166 | 163 | 0.0065466 | 0.0016407 | 0 | 0 |  | 1 | TRUE | wye
128 | LV_356-39_0_6_load_164 | 164 | 0.0033031 | 0.00082782 | 0 | 0 |  | 1 | TRUE | wye
129 | LV_356-39_0_6_load_155 | 165 | 0.0033087 | 0.00082924 | 0 | 0 |  | 1 | TRUE | wye
130 | LV_356-39_0_6_load_156 | 166 | 0.0032543 | 0.0008156 | 0 | 0 |  | 1 | TRUE | wye
131 | LV_356-39_0_6_load_157 | 167 | 0.0014201 | 0.00035592 | 0 | 0 |  | 1 | TRUE | wye
132 | LV_356-39_0_6_load_158 | 168 | 0.0017461 | 0.0004376 | 0 | 0 |  | 1 | TRUE | wye
133 | LV_356-39_0_6_load_159 | 169 | 0.0033071 | 0.00082883 | 0 | 0 |  | 1 | TRUE | wye
134 | LV_356-39_0_6_load_160 | 170 | 0.0034832 | 0.00087298 | 0 | 0 |  | 1 | TRUE | wye
135 | LV_356-39_0_6_load_161 | 171 | 0.0034202 | 0.00085717 | 0 | 0 |  | 1 | TRUE | wye

## ext_grid
| name | bus | vm_pu | va_degree | slack_weight | in_service
0 |  | 55 | 1 | 0 | 1 | TRUE

## line
| name | std_type | from_bus | to_bus | length_km | r_ohm_per_km | x_ohm_per_km | c_nf_per_km | g_us_per_km | max_i_ka | df | parallel | type | in_service
0 | LV_356-39_0_6_line_0 |  | 0 | 1 | 0.040921 | 0.125 | 0.08 | 261 | 0 | 0.364 | 1 | 1 | cs | TRUE
1 | LV_356-39_0_6_line_1 |  | 1 | 2 | 0.019004 | 0.125 | 0.08 | 261 | 0 | 0.364 | 1 | 1 | cs | TRUE
2 | LV_356-39_0_6_line_2 |  | 2 | 3 | 0.008864 | 0.125 | 0.08 | 261 | 0 | 0.364 | 1 | 1 | cs | TRUE
3 | LV_356-39_0_6_line_3 |  | 2 | 4 | 0.041439 | 0.125 | 0.08 | 261 | 0 | 0.364 | 1 | 1 | cs | TRUE
4 | LV_356-39_0_6_line_4 |  | 3 | 5 | 0.035452 | 0.125 | 0.08 | 261 | 0 | 0.364 | 1 | 1 | cs | TRUE
5 | LV_356-39_0_6_line_5 |  | 4 | 6 | 0.040983 | 0.125 | 0.08 | 261 | 0 | 0.364 | 1 | 1 | cs | TRUE
6 | LV_356-39_0_6_line_6 |  | 5 | 7 | 0.066718 | 0.125 | 0.08 | 261 | 0 | 0.364 | 1 | 1 | cs | TRUE
7 | LV_356-39_0_6_line_7 |  | 5 | 8 | 0.098023 | 0.125 | 0.08 | 261 | 0 | 0.364 | 1 | 1 | cs | TRUE
8 | LV_356-39_0_6_line_8 |  | 6 | 15 | 0.021919 | 0.125 | 0.08 | 261 | 0 | 0.364 | 1 | 1 | cs | TRUE
9 | LV_356-39_0_6_line_9 |  | 7 | 20 | 0.010053 | 0.125 | 0.08 | 261 | 0 | 0.364 | 1 | 1 | cs | TRUE
10 | LV_356-39_0_6_line_10 |  | 8 | 13 | 0.046337 | 0.125 | 0.08 | 261 | 0 | 0.364 | 1 | 1 | cs | TRUE
11 | LV_356-39_0_6_line_11 |  | 9 | 10 | 0.022258 | 0.125 | 0.08 | 261 | 0 | 0.364 | 1 | 1 | cs | TRUE
12 | LV_356-39_0_6_line_12 |  | 9 | 11 | 0.013621 | 0.125 | 0.08 | 261 | 0 | 0.364 | 1 | 1 | cs | TRUE
13 | LV_356-39_0_6_line_13 |  | 10 | 12 | 0.039784 | 0.125 | 0.08 | 261 | 0 | 0.364 | 1 | 1 | cs | TRUE
14 | LV_356-39_0_6_line_14 |  | 10 | 13 | 0.030297 | 0.125 | 0.08 | 261 | 0 | 0.364 | 1 | 1 | cs | TRUE
15 | LV_356-39_0_6_line_15 |  | 11 | 72 | 0.00997 | 0.125 | 0.08 | 261 | 0 | 0.364 | 1 | 1 | cs | TRUE
16 | LV_356-39_0_6_line_16 |  | 11 | 71 | 0.019958 | 0.125 | 0.08 | 261 | 0 | 0.364 | 1 | 1 | cs | TRUE
17 | LV_356-39_0_6_line_17 |  | 12 | 14 | 0.024887 | 0.125 | 0.08 | 261 | 0 | 0.364 | 1 | 1 | cs | TRUE
18 | LV_356-39_0_6_line_18 |  | 15 | 16 | 0.021747 | 0.125 | 0.08 | 261 | 0 | 0.364 | 1 | 1 | cs | TRUE
19 | LV_356-39_0_6_line_19 |  | 17 | 18 | 0.012576 | 0.125 | 0.08 | 261 | 0 | 0.364 | 1 | 1 | cs | TRUE
20 | LV_356-39_0_6_line_20 |  | 17 | 19 | 0.0081392 | 0.125 | 0.08 | 261 | 0 | 0.364 | 1 | 1 | cs | TRUE
21 | LV_356-39_0_6_line_21 |  | 18 | 20 | 0.025911 | 0.125 | 0.08 | 261 | 0 | 0.364 | 1 | 1 | cs | TRUE
22 | LV_356-39_0_6_line_22 |  | 19 | 69 | 0.009379 | 0.125 | 0.08 | 261 | 0 | 0.364 | 1 | 1 | cs | TRUE
23 | LV_356-39_0_6_line_23 |  | 21 | 22 | 0.028516 | 0.125 | 0.08 | 261 | 0 | 0.364 | 1 | 1 | cs | TRUE
24 | LV_356-39_0_6_line_24 |  | 21 | 23 | 0.031439 | 0.125 | 0.08 | 261 | 0 | 0.364 | 1 | 1 | cs | TRUE
25 | LV_356-39_0_6_line_25 |  | 22 | 24 | 0.009252 | 0.125 | 0.08 | 261 | 0 | 0.364 | 1 | 1 | cs | TRUE
26 | LV_356-39_0_6_line_26 |  | 23 | 25 | 0.033655 | 0.125 | 0.08 | 261 | 0 | 0.364 | 1 | 5 | cs | TRUE
27 | LV_356-39_0_6_line_27 |  | 23 | 26 | 0.01498 | 0.125 | 0.08 | 261 | 0 | 0.364 | 1 | 5 | cs | TRUE
28 | LV_356-39_0_6_line_28 |  | 24 | 27 | 0.013288 | 0.125 | 0.08 | 261 | 0 | 0.364 | 1 | 1 | cs | TRUE
29 | LV_356-39_0_6_line_29 |  | 25 | 28 | 0.026349 | 0.125 | 0.08 | 261 | 0 | 0.364 | 1 | 5 | cs | TRUE
30 | LV_356-39_0_6_line_30 |  | 26 | 29 | 0.017477 | 0.125 | 0.08 | 261 | 0 | 0.364 | 1 | 1 | cs | TRUE
31 | LV_356-39_0_6_line_31 |  | 26 | 30 | 0.048908 | 0.125 | 0.08 | 261 | 0 | 0.364 | 1 | 5 | cs | TRUE
32 | LV_356-39_0_6_line_32 |  | 27 | 31 | 0.050496 | 0.125 | 0.08 | 261 | 0 | 0.364 | 1 | 1 | cs | TRUE
33 | LV_356-39_0_6_line_33 |  | 28 | 32 | 0.010073 | 0.125 | 0.08 | 261 | 0 | 0.364 | 1 | 5 | cs | TRUE
34 | LV_356-39_0_6_line_34 |  | 30 | 33 | 0.032946 | 0.125 | 0.08 | 261 | 0 | 0.364 | 1 | 5 | cs | TRUE
35 | LV_356-39_0_6_line_35 |  | 30 | 34 | 0.0097007 | 0.125 | 0.08 | 261 | 0 | 0.364 | 1 | 1 | cs | TRUE
36 | LV_356-39_0_6_line_36 |  | 32 | 35 | 0.010911 | 0.125 | 0.08 | 261 | 0 | 0.364 | 1 | 5 | cs | TRUE
37 | LV_356-39_0_6_line_37 |  | 33 | 36 | 0.011417 | 0.125 | 0.08 | 261 | 0 | 0.364 | 1 | 5 | cs | TRUE
38 | LV_356-39_0_6_line_38 |  | 34 | 37 | 0.069853 | 0.125 | 0.08 | 261 | 0 | 0.364 | 1 | 1 | cs | TRUE
39 | LV_356-39_0_6_line_39 |  | 35 | 48 | 0.0023264 | 0.125 | 0.08 | 261 | 0 | 0.364 | 1 | 5 | cs | TRUE
40 | LV_356-39_0_6_line_40 |  | 36 | 93 | 0.029874 | 0.125 | 0.08 | 261 | 0 | 0.364 | 1 | 5 | cs | TRUE
41 | LV_356-39_0_6_line_41 |  | 36 | 94 | 0.038651 | 0.125 | 0.08 | 261 | 0 | 0.364 | 1 | 5 | cs | TRUE
42 | LV_356-39_0_6_line_42 |  | 38 | 39 | 0.039495 | 0.125 | 0.08 | 261 | 0 | 0.364 | 1 | 1 | cs | TRUE
43 | LV_356-39_0_6_line_43 |  | 39 | 40 | 0.064708 | 0.125 | 0.08 | 261 | 0 | 0.364 | 1 | 1 | cs | TRUE
44 | LV_356-39_0_6_line_44 |  | 40 | 41 | 0.028708 | 0.125 | 0.08 | 261 | 0 | 0.364 | 1 | 1 | cs | TRUE
45 | LV_356-39_0_6_line_45 |  | 41 | 42 | 0.014828 | 0.125 | 0.08 | 261 | 0 | 0.364 | 1 | 1 | cs | TRUE
46 | LV_356-39_0_6_line_46 |  | 41 | 43 | 0.038162 | 0.125 | 0.08 | 261 | 0 | 0.364 | 1 | 1 | cs | TRUE
47 | LV_356-39_0_6_line_47 |  | 43 | 44 | 0.024513 | 0.125 | 0.08 | 261 | 0 | 0.364 | 1 | 1 | cs | TRUE
48 | LV_356-39_0_6_line_48 |  | 43 | 45 | 0.032474 | 0.125 | 0.08 | 261 | 0 | 0.364 | 1 | 1 | cs | TRUE
49 | LV_356-39_0_6_line_49 |  | 45 | 46 | 0.032912 | 0.125 | 0.08 | 261 | 0 | 0.364 | 1 | 1 | cs | TRUE
50 | LV_356-39_0_6_line_50 |  | 45 | 47 | 0.041748 | 0.125 | 0.08 | 261 | 0 | 0.364 | 1 | 1 | cs | TRUE
51 | LV_356-39_0_6_line_51 |  | 47 | 59 | 0.041342 | 0.125 | 0.08 | 261 | 0 | 0.364 | 1 | 1 | cs | TRUE
52 | LV_356-39_0_6_line_52 |  | 47 | 56 | 0.026373 | 0.125 | 0.08 | 261 | 0 | 0.364 | 1 | 1 | cs | TRUE
53 | LV_356-39_0_6_line_53 |  | 48 | 49 | 0.031052 | 0.125 | 0.08 | 261 | 0 | 0.364 | 1 | 5 | cs | TRUE
54 | LV_356-39_0_6_line_54 |  | 49 | 50 | 0.0062213 | 0.125 | 0.08 | 261 | 0 | 0.364 | 1 | 5 | cs | TRUE
55 | LV_356-39_0_6_line_55 |  | 50 | 51 | 0.03995 | 0.125 | 0.08 | 261 | 0 | 0.364 | 1 | 5 | cs | TRUE
56 | LV_356-39_0_6_line_56 |  | 51 | 52 | 0.035655 | 0.125 | 0.08 | 261 | 0 | 0.364 | 1 | 5 | cs | TRUE
57 | LV_356-39_0_6_line_57 |  | 52 | 53 | 0.017771 | 0.125 | 0.08 | 261 | 0 | 0.364 | 1 | 5 | cs | TRUE
58 | LV_356-39_0_6_line_58 |  | 52 | 54 | 0.031616 | 0.125 | 0.08 | 261 | 0 | 0.364 | 1 | 1 | cs | TRUE
59 | LV_356-39_0_6_line_59 |  | 53 | 55 | 0.0096717 | 0.125 | 0.08 | 261 | 0 | 0.364 | 1 | 5 | cs | TRUE
60 | LV_356-39_0_6_line_60 |  | 54 | 56 | 0.011458 | 0.125 | 0.08 | 261 | 0 | 0.364 | 1 | 1 | cs | TRUE
61 | LV_356-39_0_6_line_61 |  | 55 | 57 | 0.011719 | 0.125 | 0.08 | 261 | 0 | 0.364 | 1 | 1 | cs | TRUE
62 | LV_356-39_0_6_line_62 |  | 57 | 58 | 0.0086961 | 0.125 | 0.08 | 261 | 0 | 0.364 | 1 | 1 | cs | TRUE
63 | LV_356-39_0_6_line_63 |  | 59 | 63 | 0.016821 | 0.125 | 0.08 | 261 | 0 | 0.364 | 1 | 1 | cs | TRUE
64 | LV_356-39_0_6_line_64 |  | 60 | 61 | 0.031007 | 0.125 | 0.08 | 261 | 0 | 0.364 | 1 | 1 | cs | TRUE
65 | LV_356-39_0_6_line_65 |  | 61 | 62 | 0.020995 | 0.125 | 0.08 | 261 | 0 | 0.364 | 1 | 1 | cs | TRUE
66 | LV_356-39_0_6_line_66 |  | 62 | 64 | 0.044472 | 0.125 | 0.08 | 261 | 0 | 0.364 | 1 | 1 | cs | TRUE
67 | LV_356-39_0_6_line_67 |  | 63 | 64 | 0.039729 | 0.125 | 0.08 | 261 | 0 | 0.364 | 1 | 1 | cs | TRUE
68 | LV_356-39_0_6_line_68 |  | 64 | 65 | 0.028025 | 0.125 | 0.08 | 261 | 0 | 0.364 | 1 | 1 | cs | TRUE
69 | LV_356-39_0_6_line_69 |  | 65 | 66 | 0.043675 | 0.125 | 0.08 | 261 | 0 | 0.364 | 1 | 1 | cs | TRUE
70 | LV_356-39_0_6_line_70 |  | 66 | 67 | 0.057313 | 0.125 | 0.08 | 261 | 0 | 0.364 | 1 | 1 | cs | TRUE
71 | LV_356-39_0_6_line_71 |  | 67 | 68 | 0.028511 | 0.125 | 0.08 | 261 | 0 | 0.364 | 1 | 1 | cs | TRUE
72 | LV_356-39_0_6_line_72 |  | 67 | 69 | 0.11069 | 0.125 | 0.08 | 261 | 0 | 0.364 | 1 | 1 | cs | TRUE
73 | LV_356-39_0_6_line_73 |  | 70 | 71 | 0.011012 | 0.125 | 0.08 | 261 | 0 | 0.364 | 1 | 1 | cs | TRUE
74 | LV_356-39_0_6_line_74 |  | 73 | 74 | 0.0043288 | 0.125 | 0.08 | 261 | 0 | 0.364 | 1 | 1 | cs | TRUE
75 | LV_356-39_0_6_line_75 |  | 73 | 75 | 0.018362 | 0.125 | 0.08 | 261 | 0 | 0.364 | 1 | 1 | cs | TRUE
76 | LV_356-39_0_6_line_76 |  | 75 | 76 | 0.001753 | 0.125 | 0.08 | 261 | 0 | 0.364 | 1 | 1 | cs | TRUE
77 | LV_356-39_0_6_line_77 |  | 76 | 77 | 0.0044096 | 0.125 | 0.08 | 261 | 0 | 0.364 | 1 | 1 | cs | TRUE
78 | LV_356-39_0_6_line_78 |  | 77 | 78 | 0.0023317 | 0.125 | 0.08 | 261 | 0 | 0.364 | 1 | 1 | cs | TRUE
79 | LV_356-39_0_6_line_79 |  | 78 | 79 | 0.017456 | 0.125 | 0.08 | 261 | 0 | 0.364 | 1 | 1 | cs | TRUE
80 | LV_356-39_0_6_line_80 |  | 79 | 80 | 0.0039154 | 0.125 | 0.08 | 261 | 0 | 0.364 | 1 | 1 | cs | TRUE
81 | LV_356-39_0_6_line_81 |  | 80 | 81 | 0.17201 | 0.125 | 0.08 | 261 | 0 | 0.364 | 1 | 1 | cs | TRUE
82 | LV_356-39_0_6_line_82 |  | 81 | 82 | 0.0028262 | 0.125 | 0.08 | 261 | 0 | 0.364 | 1 | 1 | cs | TRUE
83 | LV_356-39_0_6_line_83 |  | 82 | 83 | 0.0014007 | 0.125 | 0.08 | 261 | 0 | 0.364 | 1 | 1 | cs | TRUE
84 | LV_356-39_0_6_line_84 |  | 83 | 84 | 0.00010414 | 0.125 | 0.08 | 261 | 0 | 0.364 | 1 | 1 | cs | TRUE
85 | LV_356-39_0_6_line_85 |  | 84 | 85 | 0.012576 | 0.125 | 0.08 | 261 | 0 | 0.364 | 1 | 1 | cs | TRUE
86 | LV_356-39_0_6_line_86 |  | 85 | 86 | 0.0064878 | 0.125 | 0.08 | 261 | 0 | 0.364 | 1 | 3 | cs | TRUE
87 | LV_356-39_0_6_line_87 |  | 86 | 87 | 0.013575 | 0.125 | 0.08 | 261 | 0 | 0.364 | 1 | 5 | cs | TRUE
88 | LV_356-39_0_6_line_88 |  | 87 | 88 | 0.014885 | 0.125 | 0.08 | 261 | 0 | 0.364 | 1 | 5 | cs | TRUE
89 | LV_356-39_0_6_line_89 |  | 88 | 89 | 0.0076074 | 0.125 | 0.08 | 261 | 0 | 0.364 | 1 | 5 | cs | TRUE
90 | LV_356-39_0_6_line_90 |  | 89 | 90 | 0.020266 | 0.125 | 0.08 | 261 | 0 | 0.364 | 1 | 5 | cs | TRUE
91 | LV_356-39_0_6_line_91 |  | 89 | 91 | 0.014807 | 0.125 | 0.08 | 261 | 0 | 0.364 | 1 | 1 | cs | TRUE
92 | LV_356-39_0_6_line_92 |  | 90 | 92 | 0.005678 | 0.125 | 0.08 | 261 | 0 | 0.364 | 1 | 5 | cs | TRUE
93 | LV_356-39_0_6_line_93 |  | 92 | 123 | 0.016154 | 0.125 | 0.08 | 261 | 0 | 0.364 | 1 | 5 | cs | TRUE
94 | LV_356-39_0_6_line_94 |  | 93 | 95 | 0.024305 | 0.125 | 0.08 | 261 | 0 | 0.364 | 1 | 5 | cs | TRUE
95 | LV_356-39_0_6_line_95 |  | 94 | 96 | 0.028782 | 0.125 | 0.08 | 261 | 0 | 0.364 | 1 | 5 | cs | TRUE
96 | LV_356-39_0_6_line_96 |  | 95 | 103 | 0.023793 | 0.125 | 0.08 | 261 | 0 | 0.364 | 1 | 5 | cs | TRUE
97 | LV_356-39_0_6_line_97 |  | 96 | 135 | 0.0015369 | 0.125 | 0.08 | 261 | 0 | 0.364 | 1 | 5 | cs | TRUE
98 | LV_356-39_0_6_line_98 |  | 97 | 98 | 0.02724 | 0.125 | 0.08 | 261 | 0 | 0.364 | 1 | 5 | cs | TRUE
99 | LV_356-39_0_6_line_99 |  | 97 | 99 | 0.01096 | 0.125 | 0.08 | 261 | 0 | 0.364 | 1 | 5 | cs | TRUE
100 | LV_356-39_0_6_line_100 |  | 98 | 100 | 0.016945 | 0.125 | 0.08 | 261 | 0 | 0.364 | 1 | 5 | cs | TRUE
101 | LV_356-39_0_6_line_101 |  | 99 | 101 | 0.051654 | 0.125 | 0.08 | 261 | 0 | 0.364 | 1 | 5 | cs | TRUE
102 | LV_356-39_0_6_line_102 |  | 100 | 102 | 0.013192 | 0.125 | 0.08 | 261 | 0 | 0.364 | 1 | 5 | cs | TRUE
103 | LV_356-39_0_6_line_103 |  | 101 | 103 | 0.017007 | 0.125 | 0.08 | 261 | 0 | 0.364 | 1 | 5 | cs | TRUE
104 | LV_356-39_0_6_line_104 |  | 101 | 104 | 0.022292 | 0.125 | 0.08 | 261 | 0 | 0.364 | 1 | 5 | cs | TRUE
105 | LV_356-39_0_6_line_105 |  | 102 | 105 | 0.014888 | 0.125 | 0.08 | 261 | 0 | 0.364 | 1 | 5 | cs | TRUE
106 | LV_356-39_0_6_line_106 |  | 104 | 106 | 0.0098683 | 0.125 | 0.08 | 261 | 0 | 0.364 | 1 | 5 | cs | TRUE
107 | LV_356-39_0_6_line_107 |  | 105 | 107 | 0.02499 | 0.125 | 0.08 | 261 | 0 | 0.364 | 1 | 5 | cs | TRUE
108 | LV_356-39_0_6_line_108 |  | 106 | 108 | 0.00013318 | 0.125 | 0.08 | 261 | 0 | 0.364 | 1 | 5 | cs | TRUE
109 | LV_356-39_0_6_line_109 |  | 107 | 109 | 0.0061161 | 0.125 | 0.08 | 261 | 0 | 0.364 | 1 | 5 | cs | TRUE
110 | LV_356-39_0_6_line_110 |  | 108 | 112 | 0.025986 | 0.125 | 0.08 | 261 | 0 | 0.364 | 1 | 5 | cs | TRUE
111 | LV_356-39_0_6_line_111 |  | 109 | 110 | 0.02587 | 0.125 | 0.08 | 261 | 0 | 0.364 | 1 | 5 | cs | TRUE
112 | LV_356-39_0_6_line_112 |  | 110 | 111 | 0.00093008 | 0.125 | 0.08 | 261 | 0 | 0.364 | 1 | 5 | cs | TRUE
113 | LV_356-39_0_6_line_113 |  | 111 | 121 | 0.021635 | 0.125 | 0.08 | 261 | 0 | 0.364 | 1 | 5 | cs | TRUE
114 | LV_356-39_0_6_line_114 |  | 111 | 122 | 0.012022 | 0.125 | 0.08 | 261 | 0 | 0.364 | 1 | 1 | cs | TRUE
115 | LV_356-39_0_6_line_115 |  | 112 | 113 | 0.025675 | 0.125 | 0.08 | 261 | 0 | 0.364 | 1 | 5 | cs | TRUE
116 | LV_356-39_0_6_line_116 |  | 113 | 114 | 0.0081751 | 0.125 | 0.08 | 261 | 0 | 0.364 | 1 | 5 | cs | TRUE
117 | LV_356-39_0_6_line_117 |  | 114 | 115 | 0.015746 | 0.125 | 0.08 | 261 | 0 | 0.364 | 1 | 5 | cs | TRUE
118 | LV_356-39_0_6_line_118 |  | 115 | 116 | 0.0064873 | 0.125 | 0.08 | 261 | 0 | 0.364 | 1 | 5 | cs | TRUE
119 | LV_356-39_0_6_line_119 |  | 116 | 117 | 0.015196 | 0.125 | 0.08 | 261 | 0 | 0.364 | 1 | 5 | cs | TRUE
120 | LV_356-39_0_6_line_120 |  | 117 | 118 | 0.018345 | 0.125 | 0.08 | 261 | 0 | 0.364 | 1 | 5 | cs | TRUE
121 | LV_356-39_0_6_line_121 |  | 118 | 119 | 0.016822 | 0.125 | 0.08 | 261 | 0 | 0.364 | 1 | 1 | cs | TRUE
122 | LV_356-39_0_6_line_122 |  | 118 | 120 | 0.0026363 | 0.125 | 0.08 | 261 | 0 | 0.364 | 1 | 5 | cs | TRUE
123 | LV_356-39_0_6_line_123 |  | 119 | 151 | 0.009399 | 0.125 | 0.08 | 261 | 0 | 0.364 | 1 | 1 | cs | TRUE
124 | LV_356-39_0_6_line_124 |  | 119 | 152 | 0.006257 | 0.125 | 0.08 | 261 | 0 | 0.364 | 1 | 1 | cs | TRUE
125 | LV_356-39_0_6_line_125 |  | 120 | 153 | 0.011477 | 0.125 | 0.08 | 261 | 0 | 0.364 | 1 | 5 | cs | TRUE
126 | LV_356-39_0_6_line_126 |  | 121 | 123 | 0.0092432 | 0.125 | 0.08 | 261 | 0 | 0.364 | 1 | 5 | cs | TRUE
127 | LV_356-39_0_6_line_127 |  | 124 | 125 | 0.0077833 | 0.125 | 0.08 | 261 | 0 | 0.364 | 1 | 1 | cs | TRUE
128 | LV_356-39_0_6_line_128 |  | 124 | 126 | 0.0065336 | 0.125 | 0.08 | 261 | 0 | 0.364 | 1 | 1 | cs | TRUE
129 | LV_356-39_0_6_line_129 |  | 125 | 127 | 0.0067667 | 0.125 | 0.08 | 261 | 0 | 0.364 | 1 | 1 | cs | TRUE
130 | LV_356-39_0_6_line_130 |  | 126 | 128 | 0.011014 | 0.125 | 0.08 | 261 | 0 | 0.364 | 1 | 1 | cs | TRUE
131 | LV_356-39_0_6_line_131 |  | 127 | 129 | 0.0042147 | 0.125 | 0.08 | 261 | 0 | 0.364 | 1 | 1 | cs | TRUE
132 | LV_356-39_0_6_line_132 |  | 128 | 130 | 0.0066057 | 0.125 | 0.08 | 261 | 0 | 0.364 | 1 | 1 | cs | TRUE
133 | LV_356-39_0_6_line_133 |  | 129 | 131 | 0.0065323 | 0.125 | 0.08 | 261 | 0 | 0.364 | 1 | 1 | cs | TRUE
134 | LV_356-39_0_6_line_134 |  | 130 | 132 | 0.0010075 | 0.125 | 0.08 | 261 | 0 | 0.364 | 1 | 1 | cs | TRUE
135 | LV_356-39_0_6_line_135 |  | 131 | 133 | 0.0069758 | 0.125 | 0.08 | 261 | 0 | 0.364 | 1 | 1 | cs | TRUE
136 | LV_356-39_0_6_line_136 |  | 132 | 134 | 0.0066375 | 0.125 | 0.08 | 261 | 0 | 0.364 | 1 | 1 | cs | TRUE
137 | LV_356-39_0_6_line_137 |  | 133 | 141 | 0.0062722 | 0.125 | 0.08 | 261 | 0 | 0.364 | 1 | 1 | cs | TRUE
138 | LV_356-39_0_6_line_138 |  | 135 | 136 | 0.012218 | 0.125 | 0.08 | 261 | 0 | 0.364 | 1 | 5 | cs | TRUE
139 | LV_356-39_0_6_line_139 |  | 136 | 137 | 0.008445 | 0.125 | 0.08 | 261 | 0 | 0.364 | 1 | 5 | cs | TRUE
140 | LV_356-39_0_6_line_140 |  | 136 | 138 | 0.0052816 | 0.125 | 0.08 | 261 | 0 | 0.364 | 1 | 1 | cs | TRUE
141 | LV_356-39_0_6_line_141 |  | 137 | 139 | 0.015881 | 0.125 | 0.08 | 261 | 0 | 0.364 | 1 | 5 | cs | TRUE
142 | LV_356-39_0_6_line_142 |  | 137 | 140 | 0.0091805 | 0.125 | 0.08 | 261 | 0 | 0.364 | 1 | 5 | cs | TRUE
143 | LV_356-39_0_6_line_143 |  | 138 | 141 | 0.016579 | 0.125 | 0.08 | 261 | 0 | 0.364 | 1 | 1 | cs | TRUE
144 | LV_356-39_0_6_line_144 |  | 139 | 142 | 0.0010574 | 0.125 | 0.08 | 261 | 0 | 0.364 | 1 | 5 | cs | TRUE
145 | LV_356-39_0_6_line_145 |  | 140 | 143 | 0.010547 | 0.125 | 0.08 | 261 | 0 | 0.364 | 1 | 5 | cs | TRUE
146 | LV_356-39_0_6_line_146 |  | 142 | 147 | 0.013946 | 0.125 | 0.08 | 261 | 0 | 0.364 | 1 | 5 | cs | TRUE
147 | LV_356-39_0_6_line_147 |  | 143 | 144 | 0.0076091 | 0.125 | 0.08 | 261 | 0 | 0.364 | 1 | 5 | cs | TRUE
148 | LV_356-39_0_6_line_148 |  | 144 | 145 | 0.0087498 | 0.125 | 0.08 | 261 | 0 | 0.364 | 1 | 5 | cs | TRUE
149 | LV_356-39_0_6_line_149 |  | 145 | 146 | 0.0017586 | 0.125 | 0.08 | 261 | 0 | 0.364 | 1 | 5 | cs | TRUE
150 | LV_356-39_0_6_line_150 |  | 146 | 148 | 0.015712 | 0.125 | 0.08 | 261 | 0 | 0.364 | 1 | 5 | cs | TRUE
151 | LV_356-39_0_6_line_151 |  | 147 | 149 | 0.0088695 | 0.125 | 0.08 | 261 | 0 | 0.364 | 1 | 5 | cs | TRUE
152 | LV_356-39_0_6_line_152 |  | 147 | 150 | 0.013458 | 0.125 | 0.08 | 261 | 0 | 0.364 | 1 | 5 | cs | TRUE
153 | LV_356-39_0_6_line_153 |  | 148 | 156 | 0.0086666 | 0.125 | 0.08 | 261 | 0 | 0.364 | 1 | 5 | cs | TRUE
154 | LV_356-39_0_6_line_154 |  | 149 | 163 | 0.01397 | 0.125 | 0.08 | 261 | 0 | 0.364 | 1 | 5 | cs | TRUE
155 | LV_356-39_0_6_line_155 |  | 150 | 171 | 0.0169 | 0.125 | 0.08 | 261 | 0 | 0.364 | 1 | 5 | cs | TRUE
156 | LV_356-39_0_6_line_156 |  | 153 | 154 | 0.020388 | 0.125 | 0.08 | 261 | 0 | 0.364 | 1 | 3 | cs | TRUE
157 | LV_356-39_0_6_line_157 |  | 155 | 156 | 0.005196 | 0.125 | 0.08 | 261 | 0 | 0.364 | 1 | 2 | cs | TRUE
158 | LV_356-39_0_6_line_158 |  | 156 | 157 | 0.007059 | 0.125 | 0.08 | 261 | 0 | 0.364 | 1 | 5 | cs | TRUE
159 | LV_356-39_0_6_line_159 |  | 157 | 158 | 0.006896 | 0.125 | 0.08 | 261 | 0 | 0.364 | 1 | 5 | cs | TRUE
160 | LV_356-39_0_6_line_160 |  | 157 | 159 | 0.031164 | 0.125 | 0.08 | 261 | 0 | 0.364 | 1 | 5 | cs | TRUE
161 | LV_356-39_0_6_line_161 |  | 160 | 161 | 0.022696 | 0.125 | 0.08 | 261 | 0 | 0.364 | 1 | 3 | cs | TRUE
162 | LV_356-39_0_6_line_162 |  | 160 | 162 | 0.13154 | 0.125 | 0.08 | 261 | 0 | 0.364 | 1 | 5 | cs | TRUE
163 | LV_356-39_0_6_line_163 |  | 162 | 163 | 0.012167 | 0.125 | 0.08 | 261 | 0 | 0.364 | 1 | 5 | cs | TRUE
164 | LV_356-39_0_6_line_164 |  | 162 | 164 | 0.016329 | 0.125 | 0.08 | 261 | 0 | 0.364 | 1 | 5 | cs | TRUE
165 | LV_356-39_0_6_line_165 |  | 164 | 169 | 0.01276 | 0.125 | 0.08 | 261 | 0 | 0.364 | 1 | 5 | cs | TRUE
166 | LV_356-39_0_6_line_166 |  | 165 | 166 | 0.01208 | 0.125 | 0.08 | 261 | 0 | 0.364 | 1 | 5 | cs | TRUE
167 | LV_356-39_0_6_line_167 |  | 165 | 167 | 0.0012117 | 0.125 | 0.08 | 261 | 0 | 0.364 | 1 | 5 | cs | TRUE
168 | LV_356-39_0_6_line_168 |  | 167 | 168 | 0.0064814 | 0.125 | 0.08 | 261 | 0 | 0.364 | 1 | 5 | cs | TRUE
169 | LV_356-39_0_6_line_169 |  | 168 | 169 | 0.0086344 | 0.125 | 0.08 | 261 | 0 | 0.364 | 1 | 5 | cs | TRUE
170 | LV_356-39_0_6_line_170 |  | 170 | 171 | 0.010679 | 0.125 | 0.08 | 261 | 0 | 0.364 | 1 | 5 | cs | TRUE

## trafo
| name | std_type | hv_bus | lv_bus | sn_mva | vn_hv_kv | vn_lv_kv | vk_percent | vkr_percent | pfe_kw | i0_percent | shift_degree | tap_side | tap_neutral | tap_min | tap_max | tap_step_percent | tap_step_degree | tap_pos | tap_phase_shifter | parallel | df | in_service
0 | LV_356-39_0_6_trafo_37 | 0.63 MVA 20/0.4 kV | 172 | 55 | 0.63 | 20 | 0.4 | 6 | 1.206 | 1.65 | 0.2619 | 150 | hv | 0 | -2 | 2 | 2.5 | 0 | 0 | FALSE | 1 | 1 | TRUE

## line_geodata
| x0 | y0 | x1 | y1 | x2 | y2 | x3 | y3 | x4 | y4 | x5 | y5 | x6 | y6 | x7 | y7 | x8 | y8 | x9 | y9 | x10 | y10 | x11 | y11
0 | 2604918.1466 | 1196809.9118 | 2604912.4095 | 1196815.6748 | 2604912.8787 | 1196819.4995 | 2604921.2502 | 1196827.8551 | 2604925.4785 | 1196826.6357 | 2604934.6755 | 1196817.8673
1 | 2604948.4301 | 1196804.7539 | 2604934.6755 | 1196817.8673
2 | 2604954.8483 | 1196798.6225 | 2604948.4301 | 1196804.7539
3 | 2604948.4301 | 1196804.7539 | 2604925.4785 | 1196826.6357 | 2604921.2502 | 1196827.8551 | 2604917.4794 | 1196824.0914
4 | 2604954.8483 | 1196798.6225 | 2604930.2166 | 1196773.1245
5 | 2604917.4794 | 1196824.0914 | 2604894.9832 | 1196858.3485
6 | 2604930.2166 | 1196773.1245 | 2604903.5743 | 1196711.9569
7 | 2604930.2166 | 1196773.1245 | 2605009.5134 | 1196715.501
8 | 2604879.2976 | 1196873.6585 | 2604894.9832 | 1196858.3485
9 | 2604903.5743 | 1196711.9569 | 2604910.6105 | 1196704.7588
10 | 2605046.4848 | 1196743.5688 | 2605009.5134 | 1196715.501
11 | 2605068.3168 | 1196722.5314 | 2605052.2264 | 1196707.1525
12 | 2605042.3794 | 1196697.741 | 2605052.2264 | 1196707.1525
13 | 2605068.3168 | 1196722.5314 | 2605099.7414 | 1196698.0225
14 | 2605046.4848 | 1196743.5688 | 2605057.5463 | 1196732.1275 | 2605068.3168 | 1196722.5314
15 | 2605042.3794 | 1196697.741 | 2605049.3548 | 1196690.5986
16 | 2605026.0281 | 1196686.2324 | 2605042.3794 | 1196697.741
17 | 2605080.4148 | 1196683.1873 | 2605086.8461 | 1196688.9957 | 2605091.5449 | 1196690.0225 | 2605099.7414 | 1196698.0225
18 | 2604879.2976 | 1196873.6585 | 2604863.7346 | 1196888.8488
19 | 2604886.9855 | 1196674.8415 | 2604887.2569 | 1196677.0252 | 2604889.3261 | 1196680.1841 | 2604893.6466 | 1196685.1725
20 | 2604887.1661 | 1196666.7308 | 2604886.7498 | 1196672.9448 | 2604886.9855 | 1196674.8415
21 | 2604910.6105 | 1196704.7588 | 2604893.6466 | 1196685.1725
22 | 2604887.1661 | 1196666.7308 | 2604880.1179 | 1196660.5218
23 | 2604476.9632 | 1197107.1041 | 2604472.6426 | 1197089.4137 | 2604471.2008 | 1197082.1533 | 2604470.8885 | 1197079.2669
24 | 2604473.046 | 1197048.4367 | 2604470.8643 | 1197053.0264 | 2604470.0234 | 1197057.2836 | 2604470.0197 | 1197062.3085 | 2604470.3384 | 1197074.1817 | 2604470.8885 | 1197079.2669
25 | 2604476.9632 | 1197107.1041 | 2604479.9042 | 1197115.8776
26 | 2604473.046 | 1197048.4367 | 2604476.2973 | 1197049.573 | 2604480.311 | 1197049.7538 | 2604504.2364 | 1197046.5476 | 2604506.2755 | 1197046.2999
27 | 2604467.4805 | 1197035.1811 | 2604468.3747 | 1197041.4073 | 2604469.9253 | 1197045.6329 | 2604473.046 | 1197048.4367
28 | 2604479.9042 | 1197115.8776 | 2604487.3785 | 1197112.2701 | 2604492.3527 | 1197111.8909
29 | 2604506.2755 | 1197046.2999 | 2604525.9755 | 1197043.9068 | 2604532.3286 | 1197042.5108
30 | 2604467.4805 | 1197035.1811 | 2604475.5882 | 1197019.6899
31 | 2604467.4805 | 1197035.1811 | 2604463.6853 | 1196986.4301
32 | 2604492.3527 | 1197111.8909 | 2604495.0333 | 1197111.6866 | 2604504.8646 | 1197113.3837 | 2604532.7203 | 1197119.6633 | 2604540.5047 | 1197118.8464 | 2604541.8961 | 1197119.2521
33 | 2604541.0385 | 1197037.559 | 2604537.1285 | 1197040.3799 | 2604532.3286 | 1197042.5108 | 2604532.3286 | 1197042.5108
34 | 2604463.6853 | 1196986.4301 | 2604464.5442 | 1196978.571 | 2604466.9716 | 1196971.2022 | 2604472.8976 | 1196960.2897 | 2604475.1011 | 1196955.954
35 | 2604463.6853 | 1196986.4301 | 2604456.3284 | 1196992.7531
36 | 2604541.0385 | 1197037.559 | 2604543.2858 | 1197035.9377 | 2604549.3851 | 1197030.5472
37 | 2604480.2735 | 1196945.7763 | 2604475.1011 | 1196955.954
38 | 2604426.4919 | 1197006.1836 | 2604425.3359 | 1197008.247 | 2604419.6103 | 1197015.9803 | 2604419.2046 | 1197018.8259 | 2604420.8324 | 1197021.6842 | 2604422.8718 | 1197024.1314 | 2604426.7556 | 1197024.9458 | 2604430.5721 | 1197023.9592 | 2604441.4903 | 1197008.2477 | 2604447.1159 | 1197001.8373 | 2604454.5093 | 1196994.3165 | 2604456.3284 | 1196992.7531
39 | 2604551.1283 | 1197029.0066 | 2604549.3851 | 1197030.5472
40 | 2604480.2735 | 1196945.7763 | 2604497.0279 | 1196921.0428
41 | 2604480.2735 | 1196945.7763 | 2604476.8373 | 1196926.6413 | 2604470.6356 | 1196908.4604
42 | 2604676.8081 | 1197068.2975 | 2604643.0326 | 1197088.7696
43 | 2604732.5457 | 1197035.4376 | 2604716.1709 | 1197044.652 | 2604687.482 | 1197061.8278 | 2604676.8081 | 1197068.2975
44 | 2604732.5457 | 1197035.4376 | 2604727.7626 | 1197025.6843 | 2604718.9778 | 1197010.1358
45 | 2604706.0242 | 1197017.4185 | 2604718.9778 | 1197010.1358
46 | 2604699.4214 | 1196977.3699 | 2604701.4673 | 1196981.1179 | 2604718.9778 | 1197010.1358
47 | 2604678.0555 | 1196989.4932 | 2604699.4214 | 1196977.3699
48 | 2604685.2468 | 1196948.199 | 2604688.5684 | 1196956.9729 | 2604699.4214 | 1196977.3699
49 | 2604685.2468 | 1196948.199 | 2604656.4213 | 1196964.2297
50 | 2604685.2468 | 1196948.199 | 2604682.5354 | 1196938.2027 | 2604680.983 | 1196926.6286 | 2604678.9493 | 1196907.0277
51 | 2604678.9493 | 1196907.0277 | 2604677.2892 | 1196886.8713 | 2604676.3322 | 1196873.4968 | 2604675.9309 | 1196865.7991
52 | 2604678.9493 | 1196907.0277 | 2604664.5523 | 1196909.2289 | 2604658.5491 | 1196910.9364 | 2604653.4748 | 1196913.2003 | 2604653.465 | 1196913.2055
53 | 2604572.0681 | 1197006.1043 | 2604562.6684 | 1197017.209 | 2604551.1283 | 1197029.0066 | 2604551.1283 | 1197029.0066
54 | 2604572.0681 | 1197006.1043 | 2604574.3014 | 1197003.466 | 2604575.8687 | 1197001.1884
55 | 2604575.8687 | 1197001.1884 | 2604593.3939 | 1196975.7212 | 2604598.8476 | 1196968.517
56 | 2604620.3681 | 1196940.0893 | 2604598.8476 | 1196968.517
57 | 2604620.3681 | 1196940.0893 | 2604607.3168 | 1196928.0283
58 | 2604620.3681 | 1196940.0893 | 2604627.5187 | 1196931.7126 | 2604634.7368 | 1196924.9367 | 2604643.1197 | 1196918.7176 | 2604643.3532 | 1196918.5931
59 | 2604600.2137 | 1196921.4641 | 2604607.3168 | 1196928.0283
60 | 2604653.465 | 1196913.2055 | 2604643.3532 | 1196918.5931
61 | 2604600.2137 | 1196921.4641 | 2604608.3873 | 1196913.0657
62 | 2604614.4525 | 1196906.8338 | 2604608.3873 | 1196913.0657
63 | 2604679.6189 | 1196849.508 | 2604679.0461 | 1196850.5756 | 2604677.5648 | 1196855.3325 | 2604675.8593 | 1196864.4249 | 2604675.9309 | 1196865.7991
64 | 2604643.4452 | 1196821.0554 | 2604663.837 | 1196797.6978
65 | 2604677.6443 | 1196781.8824 | 2604663.837 | 1196797.6978
66 | 2604703.6353 | 1196817.9688 | 2604677.6443 | 1196781.8824
67 | 2604703.6353 | 1196817.9688 | 2604691.2545 | 1196832.253 | 2604680.7928 | 1196847.3196 | 2604679.6189 | 1196849.508
68 | 2604722.7155 | 1196797.4478 | 2604707.4315 | 1196813.589 | 2604703.6353 | 1196817.9688
69 | 2604722.7155 | 1196797.4478 | 2604724.8423 | 1196795.2038 | 2604752.1036 | 1196774.2806 | 2604755.8764 | 1196771.0374 | 2604756.6794 | 1196770.0887
70 | 2604788.2936 | 1196722.337 | 2604775.9998 | 1196741.9489 | 2604760.1457 | 1196765.9937 | 2604756.6794 | 1196770.0887
71 | 2604763.8248 | 1196707.5877 | 2604788.2936 | 1196722.337
72 | 2604788.2936 | 1196722.337 | 2604880.1179 | 1196660.5218
73 | 2605026.0281 | 1196686.2324 | 2605032.5297 | 1196677.3451
74 | 2604877.1029 | 1196451.0579 | 2604880.2321 | 1196448.0668
75 | 2604863.8297 | 1196463.7455 | 2604877.1029 | 1196451.0579
76 | 2604863.8297 | 1196463.7455 | 2604862.5625 | 1196464.9567
77 | 2604859.3749 | 1196468.0037 | 2604862.5625 | 1196464.9567
78 | 2604859.3749 | 1196468.0037 | 2604857.6894 | 1196469.6148
79 | 2604845.071 | 1196481.6764 | 2604857.6894 | 1196469.6148
80 | 2604845.071 | 1196481.6764 | 2604845.071 | 1196481.6764 | 2604842.0305 | 1196484.1433
81 | 2604714.9195 | 1196600.0276 | 2604842.0305 | 1196484.1433
82 | 2604714.9195 | 1196600.0276 | 2604712.986 | 1196602.0889
83 | 2604712.0277 | 1196603.1105 | 2604712.986 | 1196602.0889
84 | 2604712.0277 | 1196603.1105 | 2604711.9565 | 1196603.1864
85 | 2604703.7525 | 1196612.6958 | 2604706.7831 | 1196608.7017 | 2604711.9565 | 1196603.1864
86 | 2604703.7525 | 1196612.6958 | 2604699.8309 | 1196617.8641
87 | 2604691.6252 | 1196628.6784 | 2604699.8309 | 1196617.8641
88 | 2604691.6252 | 1196628.6784 | 2604690.5483 | 1196632.524 | 2604689.5389 | 1196637.6593 | 2604688.8338 | 1196643.2729
89 | 2604686.3832 | 1196650.4748 | 2604688.8338 | 1196643.2729
90 | 2604686.3832 | 1196650.4748 | 2604684.6734 | 1196655.1204 | 2604680.8528 | 1196661.0651 | 2604676.5568 | 1196668.1078
91 | 2604672.4175 | 1196645.7504 | 2604675.5847 | 1196647.6094 | 2604686.3832 | 1196650.4748
92 | 2604673.6 | 1196672.9552 | 2604676.5568 | 1196668.1078
93 | 2604673.6 | 1196672.9552 | 2604670.191 | 1196678.5439 | 2604665.1579 | 1196686.7279
94 | 2604497.0279 | 1196921.0428 | 2604510.6591 | 1196900.9198
95 | 2604470.6356 | 1196908.4604 | 2604470.6356 | 1196908.4604 | 2604479.7932 | 1196894.8266 | 2604469.4495 | 1196888.0637
96 | 2604524.003 | 1196881.2212 | 2604510.6591 | 1196900.9198
97 | 2604468.1631 | 1196887.2226 | 2604469.4495 | 1196888.0637
98 | 2604569.2104 | 1196815.6804 | 2604571.7799 | 1196811.9733 | 2604584.3592 | 1196793.0425
99 | 2604569.2104 | 1196815.6804 | 2604562.967 | 1196824.6877
100 | 2604584.3592 | 1196793.0425 | 2604593.7374 | 1196778.9292
101 | 2604533.5411 | 1196867.1406 | 2604562.967 | 1196824.6877
102 | 2604601.1098 | 1196767.9899 | 2604598.0798 | 1196772.3943 | 2604593.7374 | 1196778.9292
103 | 2604533.5411 | 1196867.1406 | 2604524.003 | 1196881.2212
104 | 2604533.5411 | 1196867.1406 | 2604530.4506 | 1196864.7037 | 2604528.1684 | 1196860.9889 | 2604526.26 | 1196856.4851 | 2604525.7918 | 1196850.9929 | 2604526.2622 | 1196847.4314
105 | 2604601.1098 | 1196767.9899 | 2604609.5477 | 1196755.7244
106 | 2604528.2864 | 1196837.7899 | 2604526.7416 | 1196843.8009 | 2604526.2622 | 1196847.4314
107 | 2604625.2436 | 1196736.318 | 2604613.6351 | 1196749.783 | 2604609.5477 | 1196755.7244
108 | 2604528.3195 | 1196837.6609 | 2604528.2864 | 1196837.7899
109 | 2604625.2436 | 1196736.318 | 2604629.2371 | 1196731.6857
110 | 2604534.6077 | 1196812.4482 | 2604532.3485 | 1196821.9824 | 2604528.3195 | 1196837.6609
111 | 2604646.1291 | 1196712.0923 | 2604629.2371 | 1196731.6857
112 | 2604646.7364 | 1196711.3878 | 2604646.1291 | 1196712.0923
113 | 2604646.7364 | 1196711.3878 | 2604658.0956 | 1196698.2117 | 2604660.3159 | 1196694.6014
114 | 2604641.4891 | 1196700.5669 | 2604646.7364 | 1196711.3878
115 | 2604537.7413 | 1196787.0122 | 2604537.7875 | 1196790.5809 | 2604536.761 | 1196798.3398 | 2604535.0534 | 1196810.5672 | 2604534.6077 | 1196812.4482
116 | 2604536.4642 | 1196778.9653 | 2604537.7155 | 1196785.0112 | 2604537.7413 | 1196787.0122
117 | 2604532.9558 | 1196763.6185 | 2604534.915 | 1196771.4797 | 2604536.4642 | 1196778.9653
118 | 2604532.9558 | 1196763.6185 | 2604532.9558 | 1196763.6185 | 2604532.522 | 1196757.1457
119 | 2604532.522 | 1196757.1457 | 2604532.4737 | 1196756.4254 | 2604534.3292 | 1196750.1457 | 2604538.4361 | 1196743.3671
120 | 2604547.942 | 1196727.6772 | 2604538.4361 | 1196743.3671
121 | 2604547.942 | 1196727.6772 | 2604561.7287 | 1196737.3705
122 | 2604547.942 | 1196727.6772 | 2604549.5801 | 1196725.6116
123 | 2604563.7709 | 1196746.2879 | 2604563.4175 | 1196740.151 | 2604561.7287 | 1196737.3705
124 | 2604567.9975 | 1196737.0862 | 2604561.7287 | 1196737.3705
125 | 2604549.5801 | 1196725.6116 | 2604556.7115 | 1196716.6191
126 | 2604660.3159 | 1196694.6014 | 2604665.1579 | 1196686.7279
127 | 2604423.9927 | 1196920.7478 | 2604418.9722 | 1196926.6954
128 | 2604414.7577 | 1196931.688 | 2604418.9722 | 1196926.6954
129 | 2604423.9927 | 1196920.7478 | 2604428.3575 | 1196915.577
130 | 2604407.6531 | 1196940.1045 | 2604414.7577 | 1196931.688
131 | 2604428.3575 | 1196915.577 | 2604431.0762 | 1196912.3563
132 | 2604407.6531 | 1196940.1045 | 2604403.3921 | 1196945.1523
133 | 2604431.0762 | 1196912.3563 | 2604435.2898 | 1196907.3647
134 | 2604402.7423 | 1196945.9221 | 2604403.3921 | 1196945.1523
135 | 2604439.7894 | 1196902.0342 | 2604435.2898 | 1196907.3647
136 | 2604402.7423 | 1196945.9221 | 2604398.4608 | 1196950.9942
137 | 2604439.7894 | 1196902.0342 | 2604443.8353 | 1196897.2413
138 | 2604457.9365 | 1196880.5362 | 2604468.1631 | 1196887.2226
139 | 2604461.5524 | 1196872.9015 | 2604457.9365 | 1196880.5362
140 | 2604457.9365 | 1196880.5362 | 2604454.5297 | 1196884.5721
141 | 2604461.5524 | 1196872.9015 | 2604457.7278 | 1196864.0273 | 2604452.8613 | 1196860.157
142 | 2604461.5524 | 1196872.9015 | 2604466.9892 | 1196865.504
143 | 2604454.5297 | 1196884.5721 | 2604443.8353 | 1196897.2413
144 | 2604452.0337 | 1196859.4988 | 2604452.8613 | 1196860.157
145 | 2604466.9892 | 1196865.504 | 2604473.2351 | 1196857.0057
146 | 2604439.8522 | 1196852.786 | 2604450.2983 | 1196858.1187 | 2604452.0337 | 1196859.4988
147 | 2604477.7412 | 1196850.8744 | 2604473.2351 | 1196857.0057
148 | 2604477.7412 | 1196850.8744 | 2604482.923 | 1196843.824
149 | 2604483.9644 | 1196842.407 | 2604482.923 | 1196843.824
150 | 2604483.9644 | 1196842.407 | 2604493.2694 | 1196829.7464 | 2604493.2694 | 1196829.7464
151 | 2604439.8522 | 1196852.786 | 2604431.0763 | 1196854.071
152 | 2604439.8522 | 1196852.786 | 2604446.8401 | 1196841.2839
153 | 2604486.4183 | 1196824.4385 | 2604493.2694 | 1196829.7464
154 | 2604419.5038 | 1196861.8306 | 2604430.7113 | 1196854.1245 | 2604431.0763 | 1196854.071
155 | 2604446.8401 | 1196841.2839 | 2604449.2091 | 1196837.3846 | 2604451.4638 | 1196826.6917 | 2604452.3425 | 1196825.5899
156 | 2604570.8497 | 1196702.0252 | 2604561.8634 | 1196710.1228 | 2604556.7115 | 1196716.6191
157 | 2604486.4183 | 1196824.4385 | 2604482.5659 | 1196820.9518
158 | 2604486.4183 | 1196824.4385 | 2604491.1065 | 1196819.1502
159 | 2604491.1065 | 1196819.1502 | 2604489.0167 | 1196812.5785
160 | 2604491.1065 | 1196819.1502 | 2604501.8933 | 1196806.6849 | 2604502.2992 | 1196803.628 | 2604501.4862 | 1196800.9816 | 2604501.9013 | 1196795.8903 | 2604503.7393 | 1196792.6344
161 | 2604333.2847 | 1196761.4938 | 2604328.924 | 1196756.388 | 2604324.1761 | 1196749.4587 | 2604320.3566 | 1196742.9097
162 | 2604409.4777 | 1196868.7244 | 2604333.2847 | 1196761.4938
163 | 2604409.4777 | 1196868.7244 | 2604419.5038 | 1196861.8306
164 | 2604409.4777 | 1196868.7244 | 2604396.0224 | 1196877.9761
165 | 2604385.3735 | 1196885.002 | 2604391.3671 | 1196881.177 | 2604396.0224 | 1196877.9761
166 | 2604371.6101 | 1196893.7858 | 2604361.427 | 1196900.2845
167 | 2604372.6315 | 1196893.1339 | 2604371.6101 | 1196893.7858
168 | 2604378.0951 | 1196889.6471 | 2604372.6315 | 1196893.1339
169 | 2604378.0951 | 1196889.6471 | 2604385.3735 | 1196885.002
170 | 2604452.3425 | 1196825.5899 | 2604459.0008 | 1196817.2406

## bus_geodata
| x | y | coords
0 | 2604918.1466 | 1196809.9118
1 | 2604934.6755 | 1196817.8673
2 | 2604948.4301 | 1196804.7539
3 | 2604954.8483 | 1196798.6225
4 | 2604917.4794 | 1196824.0914
5 | 2604930.2166 | 1196773.1245
6 | 2604894.9832 | 1196858.3485
7 | 2604903.5743 | 1196711.9569
8 | 2605009.5134 | 1196715.501
9 | 2605052.2264 | 1196707.1525
10 | 2605068.3168 | 1196722.5314
11 | 2605042.3794 | 1196697.741
12 | 2605099.7414 | 1196698.0225
13 | 2605046.4848 | 1196743.5688
14 | 2605080.4148 | 1196683.1873
15 | 2604879.2976 | 1196873.6585
16 | 2604863.7346 | 1196888.8488
17 | 2604886.9855 | 1196674.8415
18 | 2604893.6466 | 1196685.1725
19 | 2604887.1661 | 1196666.7308
20 | 2604910.6105 | 1196704.7588
21 | 2604470.8885 | 1197079.2669
22 | 2604476.9632 | 1197107.1041
23 | 2604473.0459 | 1197048.4367
24 | 2604479.9042 | 1197115.8776
25 | 2604506.2755 | 1197046.2999
26 | 2604467.4805 | 1197035.1811
27 | 2604492.3527 | 1197111.8909
28 | 2604532.3286 | 1197042.5108
29 | 2604475.5882 | 1197019.6899
30 | 2604463.6853 | 1196986.4301
31 | 2604541.8961 | 1197119.2521
32 | 2604541.0385 | 1197037.559
33 | 2604475.1011 | 1196955.954
34 | 2604456.3284 | 1196992.7531
35 | 2604549.3851 | 1197030.5472
36 | 2604480.2735 | 1196945.7763
37 | 2604426.4919 | 1197006.1836
38 | 2604643.0326 | 1197088.7696
39 | 2604676.8081 | 1197068.2975
40 | 2604732.5457 | 1197035.4376
41 | 2604718.9778 | 1197010.1358
42 | 2604706.0242 | 1197017.4185
43 | 2604699.4214 | 1196977.3699
44 | 2604678.0555 | 1196989.4932
45 | 2604685.2468 | 1196948.199
46 | 2604656.4213 | 1196964.2297
47 | 2604678.9493 | 1196907.0277
48 | 2604551.1283 | 1197029.0066
49 | 2604572.0681 | 1197006.1043
50 | 2604575.8687 | 1197001.1884
51 | 2604598.8476 | 1196968.517
52 | 2604620.3681 | 1196940.0893
53 | 2604607.3168 | 1196928.0283
54 | 2604643.3532 | 1196918.5931
55 | 2604600.2137 | 1196921.4641
56 | 2604653.465 | 1196913.2055
57 | 2604608.3873 | 1196913.0657
58 | 2604614.4525 | 1196906.8338
59 | 2604675.9309 | 1196865.7991
60 | 2604643.4452 | 1196821.0554
61 | 2604663.837 | 1196797.6978
62 | 2604677.6443 | 1196781.8824
63 | 2604679.6189 | 1196849.508
64 | 2604703.6353 | 1196817.9688
65 | 2604722.7155 | 1196797.4478
66 | 2604756.6794 | 1196770.0887
67 | 2604788.2936 | 1196722.337
68 | 2604763.8248 | 1196707.5877
69 | 2604880.1179 | 1196660.5218
70 | 2605032.5297 | 1196677.3451
71 | 2605026.0281 | 1196686.2324
72 | 2605049.3548 | 1196690.5986
73 | 2604877.1029 | 1196451.0579
74 | 2604880.2321 | 1196448.0668
75 | 2604863.8297 | 1196463.7455
76 | 2604862.5625 | 1196464.9567
77 | 2604859.3749 | 1196468.0037
78 | 2604857.6894 | 1196469.6148
79 | 2604845.071 | 1196481.6764
80 | 2604842.0305 | 1196484.1433
81 | 2604714.9195 | 1196600.0276
82 | 2604712.986 | 1196602.0889
83 | 2604712.0277 | 1196603.1105
84 | 2604711.9565 | 1196603.1864
85 | 2604703.7525 | 1196612.6958
86 | 2604699.8309 | 1196617.8641
87 | 2604691.6252 | 1196628.6784
88 | 2604688.8338 | 1196643.2729
89 | 2604686.3832 | 1196650.4748
90 | 2604676.5568 | 1196668.1078
91 | 2604672.4175 | 1196645.7504
92 | 2604673.6 | 1196672.9552
93 | 2604497.0279 | 1196921.0428
94 | 2604470.6356 | 1196908.4604
95 | 2604510.6591 | 1196900.9198
96 | 2604469.4495 | 1196888.0637
97 | 2604569.2104 | 1196815.6804
98 | 2604584.3592 | 1196793.0425
99 | 2604562.967 | 1196824.6877
100 | 2604593.7374 | 1196778.9292
101 | 2604533.5411 | 1196867.1406
102 | 2604601.1098 | 1196767.9899
103 | 2604524.003 | 1196881.2212
104 | 2604526.2622 | 1196847.4314
105 | 2604609.5477 | 1196755.7244
106 | 2604528.2864 | 1196837.7899
107 | 2604625.2436 | 1196736.318
108 | 2604528.3195 | 1196837.6609
109 | 2604629.2371 | 1196731.6857
110 | 2604646.1291 | 1196712.0923
111 | 2604646.7364 | 1196711.3878
112 | 2604534.6077 | 1196812.4482
113 | 2604537.7413 | 1196787.0122
114 | 2604536.4642 | 1196778.9653
115 | 2604532.9558 | 1196763.6185
116 | 2604532.522 | 1196757.1457
117 | 2604538.4361 | 1196743.3671
118 | 2604547.942 | 1196727.6772
119 | 2604561.7287 | 1196737.3705
120 | 2604549.5801 | 1196725.6116
121 | 2604660.3159 | 1196694.6014
122 | 2604641.4891 | 1196700.5669
123 | 2604665.1579 | 1196686.7279
124 | 2604418.9722 | 1196926.6954
125 | 2604423.9927 | 1196920.7478
126 | 2604414.7577 | 1196931.688
127 | 2604428.3575 | 1196915.577
128 | 2604407.6531 | 1196940.1045
129 | 2604431.0762 | 1196912.3563
130 | 2604403.3921 | 1196945.1523
131 | 2604435.2898 | 1196907.3647
132 | 2604402.7423 | 1196945.9221
133 | 2604439.7894 | 1196902.0342
134 | 2604398.4608 | 1196950.9942
135 | 2604468.1631 | 1196887.2226
136 | 2604457.9365 | 1196880.5362
137 | 2604461.5524 | 1196872.9015
138 | 2604454.5297 | 1196884.5721
139 | 2604452.8613 | 1196860.157
140 | 2604466.9892 | 1196865.504
141 | 2604443.8353 | 1196897.2413
142 | 2604452.0337 | 1196859.4988
143 | 2604473.2351 | 1196857.0057
144 | 2604477.7412 | 1196850.8744
145 | 2604482.923 | 1196843.824
146 | 2604483.9644 | 1196842.407
147 | 2604439.8522 | 1196852.786
148 | 2604493.2694 | 1196829.7464
149 | 2604431.0763 | 1196854.071
150 | 2604446.8401 | 1196841.2839
151 | 2604563.7709 | 1196746.2879
152 | 2604567.9975 | 1196737.0862
153 | 2604556.7115 | 1196716.6191
154 | 2604570.8497 | 1196702.0252
155 | 2604482.5659 | 1196820.9518
156 | 2604486.4183 | 1196824.4385
157 | 2604491.1065 | 1196819.1502
158 | 2604489.0167 | 1196812.5785
159 | 2604503.7393 | 1196792.6344
160 | 2604333.2847 | 1196761.4938
161 | 2604320.3566 | 1196742.9097
162 | 2604409.4777 | 1196868.7244
163 | 2604419.5038 | 1196861.8306
164 | 2604396.0224 | 1196877.9761
165 | 2604371.6101 | 1196893.7858
166 | 2604361.427 | 1196900.2845
167 | 2604372.6315 | 1196893.1339
168 | 2604378.0951 | 1196889.6471
169 | 2604385.3735 | 1196885.002
170 | 2604459.0008 | 1196817.2406
171 | 2604452.3425 | 1196825.5899
172 | 2604614.4525 | 1196906.8338

## line_std_types
| c_nf_per_km | r_ohm_per_km | x_ohm_per_km | max_i_ka | type | q_mm2 | alpha | voltage_rating
NAYY 4x50 SE | 210 | 0.642 | 0.083 | 0.142 | cs | 50 | 0.00403 | LV
NAYY 4x120 SE | 264 | 0.225 | 0.08 | 0.242 | cs | 120 | 0.00403 | LV
NAYY 4x150 SE | 261 | 0.208 | 0.08 | 0.27 | cs | 150 | 0.00403 | LV
NA2XS2Y 1x95 RM/25 12/20 kV | 216 | 0.313 | 0.132 | 0.252 | cs | 95 | 0.00403 | MV
NA2XS2Y 1x185 RM/25 12/20 kV | 273 | 0.161 | 0.117 | 0.362 | cs | 185 | 0.00403 | MV
NA2XS2Y 1x240 RM/25 12/20 kV | 304 | 0.122 | 0.112 | 0.421 | cs | 240 | 0.00403 | MV
NA2XS2Y 1x95 RM/25 6/10 kV | 315 | 0.313 | 0.123 | 0.249 | cs | 95 | 0.00403 | MV
NA2XS2Y 1x185 RM/25 6/10 kV | 406 | 0.161 | 0.11 | 0.358 | cs | 185 | 0.00403 | MV
NA2XS2Y 1x240 RM/25 6/10 kV | 456 | 0.122 | 0.105 | 0.416 | cs | 240 | 0.00403 | MV
NA2XS2Y 1x150 RM/25 12/20 kV | 250 | 0.206 | 0.116 | 0.319 | cs | 150 | 0.00403 | MV
NA2XS2Y 1x120 RM/25 12/20 kV | 230 | 0.253 | 0.119 | 0.283 | cs | 120 | 0.00403 | MV
NA2XS2Y 1x70 RM/25 12/20 kV | 190 | 0.443 | 0.132 | 0.22 | cs | 70 | 0.00403 | MV
NA2XS2Y 1x150 RM/25 6/10 kV | 360 | 0.206 | 0.11 | 0.315 | cs | 150 | 0.00403 | MV
NA2XS2Y 1x120 RM/25 6/10 kV | 340 | 0.253 | 0.113 | 0.28 | cs | 120 | 0.00403 | MV
NA2XS2Y 1x70 RM/25 6/10 kV | 280 | 0.443 | 0.123 | 0.217 | cs | 70 | 0.00403 | MV
N2XS(FL)2Y 1x120 RM/35 64/110 kV | 112 | 0.153 | 0.166 | 0.366 | cs | 120 | 0.00393 | HV
N2XS(FL)2Y 1x185 RM/35 64/110 kV | 125 | 0.099 | 0.156 | 0.457 | cs | 185 | 0.00393 | HV
N2XS(FL)2Y 1x240 RM/35 64/110 kV | 135 | 0.075 | 0.149 | 0.526 | cs | 240 | 0.00393 | HV
N2XS(FL)2Y 1x300 RM/35 64/110 kV | 144 | 0.06 | 0.144 | 0.588 | cs | 300 | 0.00393 | HV
15-AL1/3-ST1A 0.4 | 11 | 1.8769 | 0.35 | 0.105 | ol | 16 | 0.00403 | LV
24-AL1/4-ST1A 0.4 | 11.25 | 1.2012 | 0.335 | 0.14 | ol | 24 | 0.00403 | LV
48-AL1/8-ST1A 0.4 | 12.2 | 0.5939 | 0.3 | 0.21 | ol | 48 | 0.00403 | LV
94-AL1/15-ST1A 0.4 | 13.2 | 0.306 | 0.29 | 0.35 | ol | 94 | 0.00403 | LV
34-AL1/6-ST1A 10.0 | 9.7 | 0.8342 | 0.36 | 0.17 | ol | 34 | 0.00403 | MV
48-AL1/8-ST1A 10.0 | 10.1 | 0.5939 | 0.35 | 0.21 | ol | 48 | 0.00403 | MV
70-AL1/11-ST1A 10.0 | 10.4 | 0.4132 | 0.339 | 0.29 | ol | 70 | 0.00403 | MV
94-AL1/15-ST1A 10.0 | 10.75 | 0.306 | 0.33 | 0.35 | ol | 94 | 0.00403 | MV
122-AL1/20-ST1A 10.0 | 11.1 | 0.2376 | 0.323 | 0.41 | ol | 122 | 0.00403 | MV
149-AL1/24-ST1A 10.0 | 11.25 | 0.194 | 0.315 | 0.47 | ol | 149 | 0.00403 | MV
34-AL1/6-ST1A 20.0 | 9.15 | 0.8342 | 0.382 | 0.17 | ol | 34 | 0.00403 | MV
48-AL1/8-ST1A 20.0 | 9.5 | 0.5939 | 0.372 | 0.21 | ol | 48 | 0.00403 | MV
70-AL1/11-ST1A 20.0 | 9.7 | 0.4132 | 0.36 | 0.29 | ol | 70 | 0.00403 | MV
94-AL1/15-ST1A 20.0 | 10 | 0.306 | 0.35 | 0.35 | ol | 94 | 0.00403 | MV
122-AL1/20-ST1A 20.0 | 10.3 | 0.2376 | 0.344 | 0.41 | ol | 122 | 0.00403 | MV
149-AL1/24-ST1A 20.0 | 10.5 | 0.194 | 0.337 | 0.47 | ol | 149 | 0.00403 | MV
184-AL1/30-ST1A 20.0 | 10.75 | 0.1571 | 0.33 | 0.535 | ol | 184 | 0.00403 | MV
243-AL1/39-ST1A 20.0 | 11 | 0.1188 | 0.32 | 0.645 | ol | 243 | 0.00403 | MV
48-AL1/8-ST1A 110.0 | 8 | 0.5939 | 0.46 | 0.21 | ol | 48 | 0.00403 | HV
70-AL1/11-ST1A 110.0 | 8.4 | 0.4132 | 0.45 | 0.29 | ol | 70 | 0.00403 | HV
94-AL1/15-ST1A 110.0 | 8.65 | 0.306 | 0.44 | 0.35 | ol | 94 | 0.00403 | HV
122-AL1/20-ST1A 110.0 | 8.5 | 0.2376 | 0.43 | 0.41 | ol | 122 | 0.00403 | HV
149-AL1/24-ST1A 110.0 | 8.75 | 0.194 | 0.41 | 0.47 | ol | 149 | 0.00403 | HV
184-AL1/30-ST1A 110.0 | 8.8 | 0.1571 | 0.4 | 0.535 | ol | 184 | 0.00403 | HV
243-AL1/39-ST1A 110.0 | 9 | 0.1188 | 0.39 | 0.645 | ol | 243 | 0.00403 | HV
305-AL1/39-ST1A 110.0 | 9.2 | 0.0949 | 0.38 | 0.74 | ol | 305 | 0.00403 | HV
490-AL1/64-ST1A 110.0 | 9.75 | 0.059 | 0.37 | 0.96 | ol | 490 | 0.00403 | HV
679-AL1/86-ST1A 110.0 | 9.95 | 0.042 | 0.36 | 1.15 | ol | 679 | 0.00403 | HV
490-AL1/64-ST1A 220.0 | 10 | 0.059 | 0.285 | 0.96 | ol | 490 | 0.00403 | HV
679-AL1/86-ST1A 220.0 | 11.7 | 0.042 | 0.275 | 1.15 | ol | 679 | 0.00403 | HV
490-AL1/64-ST1A 380.0 | 11 | 0.059 | 0.253 | 0.96 | ol | 490 | 0.00403 | HV
679-AL1/86-ST1A 380.0 | 14.6 | 0.042 | 0.25 | 1.15 | ol | 679 | 0.00403 | HV

## trafo_std_types
| i0_percent | pfe_kw | vkr_percent | sn_mva | vn_lv_kv | vn_hv_kv | vk_percent | shift_degree | vector_group | tap_side | tap_neutral | tap_min | tap_max | tap_step_degree | tap_step_percent | tap_phase_shifter
160 MVA 380/110 kV | 0.06 | 60 | 0.25 | 160 | 110 | 380 | 12.2 | 0 | Yy0 | hv | 0 | -9 | 9 | 0 | 1.5 | FALSE
100 MVA 220/110 kV | 0.06 | 55 | 0.26 | 100 | 110 | 220 | 12 | 0 | Yy0 | hv | 0 | -9 | 9 | 0 | 1.5 | FALSE
63 MVA 110/20 kV | 0.04 | 22 | 0.32 | 63 | 20 | 110 | 18 | 150 | YNd5 | hv | 0 | -9 | 9 | 0 | 1.5 | FALSE
40 MVA 110/20 kV | 0.05 | 18 | 0.34 | 40 | 20 | 110 | 16.2 | 150 | YNd5 | hv | 0 | -9 | 9 | 0 | 1.5 | FALSE
25 MVA 110/20 kV | 0.07 | 14 | 0.41 | 25 | 20 | 110 | 12 | 150 | YNd5 | hv | 0 | -9 | 9 | 0 | 1.5 | FALSE
63 MVA 110/10 kV | 0.04 | 22 | 0.32 | 63 | 10 | 110 | 18 | 150 | YNd5 | hv | 0 | -9 | 9 | 0 | 1.5 | FALSE
40 MVA 110/10 kV | 0.05 | 18 | 0.34 | 40 | 10 | 110 | 16.2 | 150 | YNd5 | hv | 0 | -9 | 9 | 0 | 1.5 | FALSE
25 MVA 110/10 kV | 0.07 | 14 | 0.41 | 25 | 10 | 110 | 12 | 150 | YNd5 | hv | 0 | -9 | 9 | 0 | 1.5 | FALSE
0.25 MVA 20/0.4 kV | 0.32 | 0.8 | 1.44 | 0.25 | 0.4 | 20 | 6 | 150 | Yzn5 | hv | 0 | -2 | 2 | 0 | 2.5 | FALSE
0.4 MVA 20/0.4 kV | 0.3375 | 1.35 | 1.425 | 0.4 | 0.4 | 20 | 6 | 150 | Dyn5 | hv | 0 | -2 | 2 | 0 | 2.5 | FALSE
0.63 MVA 20/0.4 kV | 0.2619 | 1.65 | 1.206 | 0.63 | 0.4 | 20 | 6 | 150 | Dyn5 | hv | 0 | -2 | 2 | 0 | 2.5 | FALSE
0.25 MVA 10/0.4 kV | 0.24 | 0.6 | 1.2 | 0.25 | 0.4 | 10 | 4 | 150 | Dyn5 | hv | 0 | -2 | 2 | 0 | 2.5 | FALSE
0.4 MVA 10/0.4 kV | 0.2375 | 0.95 | 1.325 | 0.4 | 0.4 | 10 | 4 | 150 | Dyn5 | hv | 0 | -2 | 2 | 0 | 2.5 | FALSE
0.63 MVA 10/0.4 kV | 0.1873 | 1.18 | 1.0794 | 0.63 | 0.4 | 10 | 4 | 150 | Dyn5 | hv | 0 | -2 | 2 | 0 | 2.5 | FALSE

## trafo3w_std_types
| sn_hv_mva | sn_mv_mva | sn_lv_mva | vn_hv_kv | vn_mv_kv | vn_lv_kv | vk_hv_percent | vk_mv_percent | vk_lv_percent | vkr_hv_percent | vkr_mv_percent | vkr_lv_percent | pfe_kw | i0_percent | shift_mv_degree | shift_lv_degree | vector_group | tap_side | tap_neutral | tap_min | tap_max | tap_step_percent
63/25/38 MVA 110/20/10 kV | 63 | 25 | 38 | 110 | 20 | 10 | 10.4 | 10.4 | 10.4 | 0.28 | 0.32 | 0.35 | 35 | 0.89 | 0 | 0 | YN0yn0yn0 | hv | 0 | -10 | 10 | 1.2
63/25/38 MVA 110/10/10 kV | 63 | 25 | 38 | 110 | 10 | 10 | 10.4 | 10.4 | 10.4 | 0.28 | 0.32 | 0.35 | 35 | 0.89 | 0 | 0 | YN0yn0yn0 | hv | 0 | -10 | 10 | 1.2

## fuse_std_types
| fuse_type | i_rated_a | t_avg | t_min | t_total | x_avg | x_min | x_total
HV 100A | HV 100A | 100 | 0 | [10.0, 3.64, 0.854, 0.281, 0.1, 0.0531, 0.022, 0.01] | [10.0, 4.267, 1.21, 0.403, 0.1, 0.058, 0.022, 0.01] | 0 | [300.0, 350.0, 450.0, 550.0, 700.0, 850.0, 1200.0, 1752.0] | [600.0, 700.0, 900.0, 1150.0, 1665.0, 2000.0, 3000.0, 4313.0]
HV 10A | HV 10A | 10 | 0 | [10.0, 1675.0, 0.344, 0.156, 0.1, 0.0417, 0.0171, 0.01] | [10.0, 1.3, 0.3, 0.155, 0.1, 0.0555, 0.023, 0.01] | 0 | [30.0, 32.0, 35.0, 37.0, 39.0, 50.0, 70.0, 88.0] | [60.0, 70.0, 80.0, 87.0, 94.0, 110.0, 150.0, 216.0]
HV 125A | HV 125A | 125 | 0 | [10.0, 1.82, 0.344, 0.1, 0.0467, 0.0269, 0.01] | [10.0, 2.478, 0.426, 0.1, 0.0427, 0.0211, 0.01] | 0 | [375.0, 500.0, 700.0, 925.0, 1200.0, 1500.0, 2341.0] | [750.0, 1000.0, 1500.0, 2200.0, 3000.0, 4000.0, 5765.0]
HV 160A | HV 160A | 160 | 0 | [10.0, 4.15, 1.03, 0.198, 0.1, 0.051, 0.0172, 0.01] | [10.0, 2.3, 0.734, 0.274, 0.1, 0.046, 0.0177, 0.01] | 0 | [480.0, 550.0, 700.0, 1000.0, 1260.0, 1600.0, 2500.0, 3227.0] | [960.0, 1300.0, 1700.0, 2200.0, 2996.0, 4000.0, 6000.0, 7946.0]
HV 16A | HV 16A | 16 | 0 | [10.0, 0.352, 0.164, 0.1, 0.0649, 0.0342, 0.01] | [10.0, 2.34, 0.722, 0.181, 0.1, 0.055, 0.0296, 0.01] | 0 | [48.0, 60.0, 65.0, 71.0, 80.0, 100.0, 162.0] | [96.0, 110.0, 125.0, 150.0, 168.0, 200.0, 250.0, 398.0]
HV 200A | HV 200A | 200 | 0 | [10.0, 4.267, 1.21, 0.403, 0.1, 0.058, 0.022, 0.01] | [10.0, 3.73, 1.654, 0.328, 0.1, 0.0531, 0.019, 0.01] | 0 | [600.0, 700.0, 900.0, 1150.0, 1665.0, 2000.0, 3000.0, 4313.0] | [1200.0, 1500.0, 1800.0, 2700.0, 3960.0, 5000.0, 7500.0, 10620.0]
HV 20A | HV 20A | 20 | 0 | [10.0, 1.3, 0.3, 0.155, 0.1, 0.0555, 0.023, 0.01] | [10.0, 1.3, 0.161, 0.1, 0.0611, 0.0399, 0.0141, 0.01] | 0 | [60.0, 70.0, 80.0, 87.0, 94.0, 110.0, 150.0, 216.0] | [120.0, 150.0, 200.0, 223.0, 260.0, 300.0, 450.0, 532.0]
HV 25A | HV 25A | 25 | 0 | [10.0, 2.512, 0.833, 0.299, 0.1, 0.0372, 0.0223, 0.01] | [10.0, 3.125, 0.597, 0.198, 0.1, 0.0378, 0.022, 0.01] | 0 | [75.0, 82.0, 90.0, 100.0, 124.0, 170.0, 200.0, 289.0] | [150.0, 170.0, 210.0, 250.0, 294.0, 400.0, 500.0, 711.0]
HV 31.5A | HV 31.5A | 31.5 | 0 | [10.0, 2.34, 0.722, 0.181, 0.1, 0.055, 0.0296, 0.01] | [10.0, 2.84, 0.368, 0.164, 0.1, 0.0621, 0.0378, 0.0195, 0.01] | 0 | [95.0, 110.0, 125.0, 150.0, 165.0, 200.0, 250.0, 390.0] | [189.0, 220.0, 300.0, 350.0, 393.0, 450.0, 530.0, 700.0, 960.0]
HV 40A | HV 40A | 40 | 0 | [10.0, 1.3, 0.161, 0.1, 0.0611, 0.0399, 0.0141, 0.01] | [10.0, 2.05, 0.369, 0.198, 0.1, 0.051, 0.0298, 0.01] | 0 | [120.0, 150.0, 200.0, 223.0, 260.0, 300.0, 450.0, 532.0] | [240.0, 300.0, 400.0, 450.0, 530.0, 650.0, 800.0, 1311.0]
HV 50A | HV 50A | 50 | 0 | [10.0, 3.215, 0.597, 0.198, 0.1, 0.0378, 0.022, 0.01] | [10.0, 3.64, 0.854, 0.281, 0.1, 0.0531, 0.022, 0.01] | 0 | [150.0, 170.0, 210.0, 250.0, 294.0, 400.0, 500.0, 711.0] | [300.0, 350.0, 450.0, 550.0, 700.0, 850.0, 1200.0, 1752.0]
HV 6.3A | HV 6.3A | 6.3 | 0 | [10.0, 1.39, 0.344, 0.168, 0.1, 0.056, 0.0263, 0.01] | [10.0, 1.711, 0.516, 0.198, 0.1, 0.0634, 0.0303, 0.01] | 0 | [19.0, 19.5, 20.4, 20.8, 22.0, 25.0, 32.0, 48.0] | [38.0, 40.0, 43.0, 48.0, 53.0, 60.0, 75.0, 118.0]
HV 63A | HV 63A | 63 | 0 | [10.0, 2.84, 0.368, 0.164, 0.1, 0.0621, 0.0378, 0.0195, 0.01] | [10.0, 1.82, 0.344, 0.1, 0.0467, 0.0269, 0.01] | 0 | [189.0, 220.0, 300.0, 350.0, 393.0, 450.0, 530.0, 700.0, 961.0] | [378.0, 500.0, 700.0, 934.0, 1200.0, 1500.0, 2366.0]
HV 80A | HV 80A | 80 | 0 | [10.0, 2.05, 0.369, 0.198, 0.1, 0.051, 0.0298, 0.01] | [10.0, 4.15, 1.03, 0.198, 0.1, 0.051, 0.0172, 0.01] | 0 | [240.0, 300.0, 400.0, 450.0, 530.0, 650.0, 800.0, 1311.0] | [480.0, 550.0, 700.0, 1000.0, 1260.0, 1600.0, 2500.0, 3227.0]
Siemens NH-1-100 | Siemens NH-1-100 | 100 | [5400.0, 2000.0, 400.0, 20.0, 1.0, 0.2, 0.012, 0.004] | 0 | 0 | [150.0, 190.0, 250.0, 430.0, 900.0, 1250.0, 2700.0, 3600.0] | 0 | 0
Siemens NH-1-125 | Siemens NH-1-125 | 125 | [4800.0, 120.0, 7.0, 0.1, 0.004] | 0 | 0 | [180.0, 400.0, 740.0, 2000.0, 4250.0] | 0 | 0
Siemens NH-1-16 | Siemens NH-1-16 | 16 | [4000.0, 400.0, 2.0, 0.1, 0.04, 0.01] | 0 | 0 | [26.0, 35.0, 75.0, 150.0, 200.0, 300.0] | 0 | 0
Siemens NH-1-160 | Siemens NH-1-160 | 160 | [4800.0, 120.0, 7.0, 0.1, 0.004] | 0 | 0 | [210.0, 500.0, 900.0, 2300.0, 5000.0] | 0 | 0
Siemens NH-1-25 | Siemens NH-1-25 | 25 | [4000.0, 1000.0, 10.0, 0.2, 0.02, 0.01] | 0 | 0 | [40.0, 50.0, 100.0, 210.0, 400.0, 500.0] | 0 | 0
Siemens NH-1-50 | Siemens NH-1-50 | 50 | [4000.0, 40.0, 4.0, 1.0, 0.02, 0.01] | 0 | 0 | [86.0, 200.0, 300.0, 400.0, 1000.0, 1280.0] | 0 | 0
Siemens NH-1-63 | Siemens NH-1-63 | 63 | [4000.0, 100.0, 10.0, 2.0, 0.04, 0.01] | 0 | 0 | [100.0, 200.0, 300.0, 400.0, 1000.0, 1500.0] | 0 | 0
Siemens NH-1-80 | Siemens NH-1-80 | 80 | [4800.0, 120.0, 7.0, 0.1, 0.01] | 0 | 0 | [150.58, 250.0, 450.0, 1150.0, 2470.0] | 0 | 0
Siemens NH-2-1000 | Siemens NH-2-1000 | 1000 | [4800.0, 120.0, 7.0, 0.1, 0.004] | 0 | 0 | [1900.0, 3500.0, 8400.0, 24000.0, 52000.0] | 0 | 0
Siemens NH-2-200 | Siemens NH-2-200 | 200 | [4800.0, 120.0, 7.0, 0.1, 0.004] | 0 | 0 | [280.0, 650.0, 1200.0, 3000.0, 7000.0] | 0 | 0
Siemens NH-2-224 | Siemens NH-2-224 | 224 | [4800.0, 120.0, 7.0, 0.2, 0.04, 0.004] | 0 | 0 | [400.0, 750.0, 1453.0, 3025.0, 4315.0, 7600.0] | 0 | 0
Siemens NH-2-250 | Siemens NH-2-250 | 250 | [4800.0, 120.0, 7.0, 0.1, 0.004] | 0 | 0 | [450.0, 800.0, 1650.0, 4000.0, 8500.0] | 0 | 0
Siemens NH-2-315 | Siemens NH-2-315 | 315 | [4800.0, 120.0, 7.0, 0.1, 0.004] | 0 | 0 | [550.0, 920.0, 1900.0, 5000.0, 11000.0] | 0 | 0
Siemens NH-2-355 | Siemens NH-2-355 | 355 | [4800.0, 120.0, 6.0, 0.1, 0.004] | 0 | 0 | [650.0, 1116.27, 2350.0, 5840.0, 12790.0] | 0 | 0
Siemens NH-2-400 | Siemens NH-2-400 | 400 | [4800.0, 120.0, 7.0, 0.1, 0.004] | 0 | 0 | [720.0, 1350.0, 2800.0, 6500.0, 15000.0] | 0 | 0
Siemens NH-2-425 | Siemens NH-2-425 | 425 | [4800.0, 120.0, 7.0, 0.1, 0.004] | 0 | 0 | [850.0, 1500.0, 3050.0, 7500.0, 16500.0] | 0 | 0
Siemens NH-2-630 | Siemens NH-2-630 | 630 | [4800.0, 120.0, 7.0, 0.1, 0.004] | 0 | 0 | [1200.0, 2000.0, 4800.0, 12000.0, 26000.0] | 0 | 0

## dtypes
| element | column | dtype
0 | bus | name | object
1 | bus | vn_kv | float64
2 | bus | type | object
3 | bus | zone | object
4 | bus | in_service | bool
5 | load | name | object
6 | load | bus | uint32
7 | load | p_mw | float64
8 | load | q_mvar | float64
9 | load | const_z_percent | float64
10 | load | const_i_percent | float64
11 | load | sn_mva | float64
12 | load | scaling | float64
13 | load | in_service | bool
14 | load | type | object
15 | ext_grid | name | object
16 | ext_grid | bus | uint32
17 | ext_grid | vm_pu | float64
18 | ext_grid | va_degree | float64
19 | ext_grid | slack_weight | float64
20 | ext_grid | in_service | bool
21 | line | name | object
22 | line | std_type | object
23 | line | from_bus | uint32
24 | line | to_bus | uint32
25 | line | length_km | float64
26 | line | r_ohm_per_km | float64
27 | line | x_ohm_per_km | float64
28 | line | c_nf_per_km | float64
29 | line | g_us_per_km | float64
30 | line | max_i_ka | float64
31 | line | df | float64
32 | line | parallel | uint32
33 | line | type | object
34 | line | in_service | bool
35 | trafo | name | object
36 | trafo | std_type | object
37 | trafo | hv_bus | uint32
38 | trafo | lv_bus | uint32
39 | trafo | sn_mva | float64
40 | trafo | vn_hv_kv | float64
41 | trafo | vn_lv_kv | float64
42 | trafo | vk_percent | float64
43 | trafo | vkr_percent | float64
44 | trafo | pfe_kw | float64
45 | trafo | i0_percent | float64
46 | trafo | shift_degree | float64
47 | trafo | tap_side | object
48 | trafo | tap_neutral | int32
49 | trafo | tap_min | int32
50 | trafo | tap_max | int32
51 | trafo | tap_step_percent | float64
52 | trafo | tap_step_degree | float64
53 | trafo | tap_pos | int32
54 | trafo | tap_phase_shifter | bool
55 | trafo | parallel | uint32
56 | trafo | df | float64
57 | trafo | in_service | bool
58 | line_geodata | coords | object
59 | bus_geodata | x | float64
60 | bus_geodata | y | float64
61 | bus_geodata | coords | object

## parameters
| version | format_version | converged | OPF_converged | name | f_hz | sn_mva
0 | 2.14.6 | 2.14.0 | FALSE | FALSE |  | 50 | 1