## bus
| name | vn_kv | type | zone | in_service
0 | bus_LV_356-7_0_6_node_0 | 0.4 | n |  | TRUE
1 | bus_LV_356-7_0_6_node_1 | 0.4 | n |  | TRUE
2 | bus_LV_356-7_0_6_node_2 | 0.4 | n |  | TRUE
3 | bus_LV_356-7_0_6_node_3 | 0.4 | n |  | TRUE
4 | bus_LV_356-7_0_6_node_4 | 0.4 | n |  | TRUE
5 | bus_LV_356-7_0_6_node_45 | 0.4 | n |  | TRUE
6 | bus_LV_356-7_0_6_node_41 | 0.4 | n |  | TRUE
7 | bus_LV_356-7_0_6_node_68 | 0.4 | n |  | TRUE
8 | bus_LV_356-7_0_6_node_46 | 0.4 | n |  | TRUE
9 | bus_LV_356-7_0_6_node_40 | 0.4 | n |  | TRUE
10 | bus_LV_356-7_0_6_node_66 | 0.4 | n |  | TRUE
11 | bus_LV_356-7_0_6_node_5 | 0.4 | n |  | TRUE
12 | bus_LV_356-7_0_6_node_6 | 0.4 | n |  | TRUE
13 | bus_LV_356-7_0_6_node_7 | 0.4 | n |  | TRUE
14 | bus_LV_356-7_0_6_node_8 | 0.4 | n |  | TRUE
15 | bus_LV_356-7_0_6_node_9 | 0.4 | n |  | TRUE
16 | bus_LV_356-7_0_6_node_39 | 0.4 | n |  | TRUE
17 | bus_LV_356-7_0_6_node_44 | 0.4 | n |  | TRUE
18 | bus_LV_356-7_0_6_node_38 | 0.4 | n |  | TRUE
19 | bus_LV_356-7_0_6_node_10 | 0.4 | n |  | TRUE
20 | bus_LV_356-7_0_6_node_11 | 0.4 | n |  | TRUE
21 | bus_LV_356-7_0_6_node_12 | 0.4 | n |  | TRUE
22 | bus_LV_356-7_0_6_node_13 | 0.4 | n |  | TRUE
23 | bus_LV_356-7_0_6_node_14 | 0.4 | n |  | TRUE
24 | bus_LV_356-7_0_6_node_15 | 0.4 | n |  | TRUE
25 | bus_LV_356-7_0_6_node_30 | 0.4 | n |  | TRUE
26 | bus_LV_356-7_0_6_node_25 | 0.4 | n |  | TRUE
27 | bus_LV_356-7_0_6_node_31 | 0.4 | n |  | TRUE
28 | bus_LV_356-7_0_6_node_18 | 0.4 | n |  | TRUE
29 | bus_LV_356-7_0_6_node_32 | 0.4 | n |  | TRUE
30 | bus_LV_356-7_0_6_node_16 | 0.4 | n |  | TRUE
31 | bus_LV_356-7_0_6_node_17 | 0.4 | n |  | TRUE
32 | bus_LV_356-7_0_6_node_19 | 0.4 | n |  | TRUE
33 | bus_LV_356-7_0_6_node_20 | 0.4 | n |  | TRUE
34 | bus_LV_356-7_0_6_node_21 | 0.4 | n |  | TRUE
35 | bus_LV_356-7_0_6_node_22 | 0.4 | n |  | TRUE
36 | bus_LV_356-7_0_6_node_23 | 0.4 | n |  | TRUE
37 | bus_LV_356-7_0_6_node_37 | 0.4 | n |  | TRUE
38 | bus_LV_356-7_0_6_node_24 | 0.4 | n |  | TRUE
39 | bus_LV_356-7_0_6_node_77 | 0.4 | n |  | TRUE
40 | bus_LV_356-7_0_6_node_42 | 0.4 | n |  | TRUE
41 | bus_LV_356-7_0_6_node_58 | 0.4 | n |  | TRUE
42 | bus_LV_356-7_0_6_node_26 | 0.4 | n |  | TRUE
43 | bus_LV_356-7_0_6_node_27 | 0.4 | n |  | TRUE
44 | bus_LV_356-7_0_6_node_28 | 0.4 | n |  | TRUE
45 | bus_LV_356-7_0_6_node_29 | 0.4 | n |  | TRUE
46 | bus_LV_356-7_0_6_node_145 | 0.4 | n |  | TRUE
47 | bus_LV_356-7_0_6_node_57 | 0.4 | n |  | TRUE
48 | bus_LV_356-7_0_6_node_35 | 0.4 | n |  | TRUE
49 | bus_LV_356-7_0_6_node_147 | 0.4 | n |  | TRUE
50 | bus_LV_356-7_0_6_node_143 | 0.4 | n |  | TRUE
51 | bus_LV_356-7_0_6_node_54 | 0.4 | n |  | TRUE
52 | bus_LV_356-7_0_6_node_33 | 0.4 | n |  | TRUE
53 | bus_LV_356-7_0_6_node_70 | 0.4 | n |  | TRUE
54 | bus_LV_356-7_0_6_node_50 | 0.4 | n |  | TRUE
55 | bus_LV_356-7_0_6_node_73 | 0.4 | n |  | TRUE
56 | bus_LV_356-7_0_6_node_48 | 0.4 | n |  | TRUE
57 | bus_LV_356-7_0_6_node_34 | 0.4 | n |  | TRUE
58 | bus_LV_356-7_0_6_node_36 | 0.4 | n |  | TRUE
59 | bus_LV_356-7_0_6_node_43 | 0.4 | n |  | TRUE
60 | bus_LV_356-7_0_6_node_47 | 0.4 | n |  | TRUE
61 | bus_LV_356-7_0_6_node_72 | 0.4 | n |  | TRUE
62 | bus_LV_356-7_0_6_node_71 | 0.4 | n |  | TRUE
63 | bus_LV_356-7_0_6_node_49 | 0.4 | n |  | TRUE
64 | bus_LV_356-7_0_6_node_51 | 0.4 | n |  | TRUE
65 | bus_LV_356-7_0_6_node_52 | 0.4 | n |  | TRUE
66 | bus_LV_356-7_0_6_node_53 | 0.4 | n |  | TRUE
67 | bus_LV_356-7_0_6_node_55 | 0.4 | n |  | TRUE
68 | bus_LV_356-7_0_6_node_56 | 0.4 | n |  | TRUE
69 | bus_LV_356-7_0_6_node_75 | 0.4 | n |  | TRUE
70 | bus_LV_356-7_0_6_node_153 | 0.4 | n |  | TRUE
71 | bus_LV_356-7_0_6_node_76 | 0.4 | n |  | TRUE
72 | bus_LV_356-7_0_6_node_59 | 0.4 | n |  | TRUE
73 | bus_LV_356-7_0_6_node_60 | 0.4 | n |  | TRUE
74 | bus_LV_356-7_0_6_node_62 | 0.4 | n |  | TRUE
75 | bus_LV_356-7_0_6_node_63 | 0.4 | n |  | TRUE
76 | bus_LV_356-7_0_6_node_64 | 0.4 | n |  | TRUE
77 | bus_LV_356-7_0_6_node_189 | 0.4 | n |  | TRUE
78 | bus_LV_356-7_0_6_node_188 | 0.4 | n |  | TRUE
79 | bus_LV_356-7_0_6_node_65 | 0.4 | n |  | TRUE
80 | bus_LV_356-7_0_6_node_67 | 0.4 | n |  | TRUE
81 | bus_LV_356-7_0_6_node_69 | 0.4 | n |  | TRUE
82 | bus_LV_356-7_0_6_node_175 | 0.4 | n |  | TRUE
83 | bus_LV_356-7_0_6_node_173 | 0.4 | n |  | TRUE
84 | bus_LV_356-7_0_6_node_74 | 0.4 | n |  | TRUE
85 | bus_LV_356-7_0_6_node_185 | 0.4 | n |  | TRUE
86 | bus_LV_356-7_0_6_node_182 | 0.4 | n |  | TRUE
87 | bus_LV_356-7_0_6_node_186 | 0.4 | n |  | TRUE
88 | bus_LV_356-7_0_6_node_183 | 0.4 | n |  | TRUE
89 | bus_LV_356-7_0_6_node_121 | 0.4 | n |  | TRUE
90 | bus_LV_356-7_0_6_node_122 | 0.4 | n |  | TRUE
91 | bus_LV_356-7_0_6_node_78 | 0.4 | n |  | TRUE
92 | bus_LV_356-7_0_6_node_79 | 0.4 | n |  | TRUE
93 | bus_LV_356-7_0_6_node_80 | 0.4 | n |  | TRUE
94 | bus_LV_356-7_0_6_node_84 | 0.4 | n |  | TRUE
95 | bus_LV_356-7_0_6_node_89 | 0.4 | n |  | TRUE
96 | bus_LV_356-7_0_6_node_82 | 0.4 | n |  | TRUE
97 | bus_LV_356-7_0_6_node_90 | 0.4 | n |  | TRUE
98 | bus_LV_356-7_0_6_node_87 | 0.4 | n |  | TRUE
99 | bus_LV_356-7_0_6_node_81 | 0.4 | n |  | TRUE
100 | bus_LV_356-7_0_6_node_83 | 0.4 | n |  | TRUE
101 | bus_LV_356-7_0_6_node_85 | 0.4 | n |  | TRUE
102 | bus_LV_356-7_0_6_node_86 | 0.4 | n |  | TRUE
103 | bus_LV_356-7_0_6_node_163 | 0.4 | n |  | TRUE
104 | bus_LV_356-7_0_6_node_167 | 0.4 | n |  | TRUE
105 | bus_LV_356-7_0_6_node_162 | 0.4 | n |  | TRUE
106 | bus_LV_356-7_0_6_node_165 | 0.4 | n |  | TRUE
107 | bus_LV_356-7_0_6_node_139 | 0.4 | n |  | TRUE
108 | bus_LV_356-7_0_6_node_93 | 0.4 | n |  | TRUE
109 | bus_LV_356-7_0_6_node_161 | 0.4 | n |  | TRUE
110 | bus_LV_356-7_0_6_node_166 | 0.4 | n |  | TRUE
111 | bus_LV_356-7_0_6_node_168 | 0.4 | n |  | TRUE
112 | bus_LV_356-7_0_6_node_140 | 0.4 | n |  | TRUE
113 | bus_LV_356-7_0_6_node_94 | 0.4 | n |  | TRUE
114 | bus_LV_356-7_0_6_node_91 | 0.4 | n |  | TRUE
115 | bus_LV_356-7_0_6_node_88 | 0.4 | n |  | TRUE
116 | bus_LV_356-7_0_6_node_92 | 0.4 | n |  | TRUE
117 | bus_LV_356-7_0_6_node_178 | 0.4 | n |  | TRUE
118 | bus_LV_356-7_0_6_node_97 | 0.4 | n |  | TRUE
119 | bus_LV_356-7_0_6_node_98 | 0.4 | n |  | TRUE
120 | bus_LV_356-7_0_6_node_99 | 0.4 | n |  | TRUE
121 | bus_LV_356-7_0_6_node_100 | 0.4 | n |  | TRUE
122 | bus_LV_356-7_0_6_node_101 | 0.4 | n |  | TRUE
123 | bus_LV_356-7_0_6_node_113 | 0.4 | n |  | TRUE
124 | bus_LV_356-7_0_6_node_126 | 0.4 | n |  | TRUE
125 | bus_LV_356-7_0_6_node_111 | 0.4 | n |  | TRUE
126 | bus_LV_356-7_0_6_node_124 | 0.4 | n |  | TRUE
127 | bus_LV_356-7_0_6_node_102 | 0.4 | n |  | TRUE
128 | bus_LV_356-7_0_6_node_103 | 0.4 | n |  | TRUE
129 | bus_LV_356-7_0_6_node_104 | 0.4 | n |  | TRUE
130 | bus_LV_356-7_0_6_node_105 | 0.4 | n |  | TRUE
131 | bus_LV_356-7_0_6_node_106 | 0.4 | n |  | TRUE
132 | bus_LV_356-7_0_6_node_129 | 0.4 | n |  | TRUE
133 | bus_LV_356-7_0_6_node_132 | 0.4 | n |  | TRUE
134 | bus_LV_356-7_0_6_node_135 | 0.4 | n |  | TRUE
135 | bus_LV_356-7_0_6_node_125 | 0.4 | n |  | TRUE
136 | bus_LV_356-7_0_6_node_141 | 0.4 | n |  | TRUE
137 | bus_LV_356-7_0_6_node_107 | 0.4 | n |  | TRUE
138 | bus_LV_356-7_0_6_node_108 | 0.4 | n |  | TRUE
139 | bus_LV_356-7_0_6_node_109 | 0.4 | n |  | TRUE
140 | bus_LV_356-7_0_6_node_115 | 0.4 | n |  | TRUE
141 | bus_LV_356-7_0_6_node_110 | 0.4 | n |  | TRUE
142 | bus_LV_356-7_0_6_node_118 | 0.4 | n |  | TRUE
143 | bus_LV_356-7_0_6_node_119 | 0.4 | n |  | TRUE
144 | bus_LV_356-7_0_6_node_112 | 0.4 | n |  | TRUE
145 | bus_LV_356-7_0_6_node_114 | 0.4 | n |  | TRUE
146 | bus_LV_356-7_0_6_node_133 | 0.4 | n |  | TRUE
147 | bus_LV_356-7_0_6_node_123 | 0.4 | n |  | TRUE
148 | bus_LV_356-7_0_6_node_117 | 0.4 | n |  | TRUE
149 | bus_LV_356-7_0_6_node_181 | 0.4 | n |  | TRUE
150 | bus_LV_356-7_0_6_node_179 | 0.4 | n |  | TRUE
151 | bus_LV_356-7_0_6_node_134 | 0.4 | n |  | TRUE
152 | bus_LV_356-7_0_6_node_120 | 0.4 | n |  | TRUE
153 | bus_LV_356-7_0_6_node_127 | 0.4 | n |  | TRUE
154 | bus_LV_356-7_0_6_node_128 | 0.4 | n |  | TRUE
155 | bus_LV_356-7_0_6_node_130 | 0.4 | n |  | TRUE
156 | bus_LV_356-7_0_6_node_131 | 0.4 | n |  | TRUE
157 | bus_LV_356-7_0_6_node_192 | 0.4 | n |  | TRUE
158 | bus_LV_356-7_0_6_node_193 | 0.4 | n |  | TRUE
159 | bus_LV_356-7_0_6_node_176 | 0.4 | n |  | TRUE
160 | bus_LV_356-7_0_6_node_136 | 0.4 | n |  | TRUE
161 | bus_LV_356-7_0_6_node_197 | 0.4 | n |  | TRUE
162 | bus_LV_356-7_0_6_node_195 | 0.4 | n |  | TRUE
163 | bus_LV_356-7_0_6_node_177 | 0.4 | n |  | TRUE
164 | bus_LV_356-7_0_6_node_142 | 0.4 | n |  | TRUE
165 | bus_LV_356-7_0_6_node_137 | 0.4 | n |  | TRUE
166 | bus_LV_356-7_0_6_node_138 | 0.4 | n |  | TRUE
167 | bus_LV_356-7_0_6_node_148 | 0.4 | n |  | TRUE
168 | bus_LV_356-7_0_6_node_149 | 0.4 | n |  | TRUE
169 | bus_LV_356-7_0_6_node_144 | 0.4 | n |  | TRUE
170 | bus_LV_356-7_0_6_node_146 | 0.4 | n |  | TRUE
171 | bus_LV_356-7_0_6_node_152 | 0.4 | n |  | TRUE
172 | bus_LV_356-7_0_6_node_159 | 0.4 | n |  | TRUE
173 | bus_LV_356-7_0_6_node_151 | 0.4 | n |  | TRUE
174 | bus_LV_356-7_0_6_node_150 | 0.4 | n |  | TRUE
175 | bus_LV_356-7_0_6_node_160 | 0.4 | n |  | TRUE
176 | bus_LV_356-7_0_6_node_154 | 0.4 | n |  | TRUE
177 | bus_LV_356-7_0_6_node_155 | 0.4 | n |  | TRUE
178 | bus_LV_356-7_0_6_node_156 | 0.4 | n |  | TRUE
179 | bus_LV_356-7_0_6_node_157 | 0.4 | n |  | TRUE
180 | bus_LV_356-7_0_6_node_158 | 0.4 | n |  | TRUE
181 | bus_LV_356-7_0_6_node_196 | 0.4 | n |  | TRUE
182 | bus_LV_356-7_0_6_node_164 | 0.4 | n |  | TRUE
183 | bus_LV_356-7_0_6_node_171 | 0.4 | n |  | TRUE
184 | bus_LV_356-7_0_6_node_174 | 0.4 | n |  | TRUE
185 | bus_LV_356-7_0_6_node_172 | 0.4 | n |  | TRUE
186 | bus_LV_356-7_0_6_node_184 | 0.4 | n |  | TRUE
187 | bus_LV_356-7_0_6_node_190 | 0.4 | n |  | TRUE
188 | bus_LV_356-7_0_6_node_191 | 0.4 | n |  | TRUE
189 | bus_LV_356-7_0_6_node_187 | 0.4 | n |  | TRUE
190 | bus_LV_356-7_0_6_node_194 | 0.4 | n |  | TRUE
191 | bus_MV_55_0_node_93 | 20 | n |  | TRUE

## load
| name | bus | p_mw | q_mvar | const_z_percent | const_i_percent | sn_mva | scaling | in_service | type
0 | LV_356-7_0_6_load_0 | 0 | 0.0021235 | 0.00053221 | 0 | 0 |  | 1 | TRUE | wye
1 | LV_356-7_0_6_load_1 | 1 | 0.0021811 | 0.00054664 | 0 | 0 |  | 1 | TRUE | wye
2 | LV_356-7_0_6_load_2 | 2 | 0.0032496 | 0.00081443 | 0 | 0 |  | 1 | TRUE | wye
3 | LV_356-7_0_6_load_3 | 3 | 0.0010877 | 0.00027261 | 0 | 0 |  | 1 | TRUE | wye
4 | LV_356-7_0_6_load_45 | 5 | 0.0020985 | 0.00052594 | 0 | 0 |  | 1 | TRUE | wye
5 | LV_356-7_0_6_load_41 | 6 | 0.0011622 | 0.00029129 | 0 | 0 |  | 1 | TRUE | wye
6 | LV_356-7_0_6_load_68 | 7 | 0.0019457 | 0.00048764 | 0 | 0 |  | 1 | TRUE | wye
7 | LV_356-7_0_6_load_46 | 8 | 0.0010652 | 0.00026697 | 0 | 0 |  | 1 | TRUE | wye
8 | LV_356-7_0_6_load_40 | 9 | 0.0011622 | 0.00029129 | 0 | 0 |  | 1 | TRUE | wye
9 | LV_356-7_0_6_load_66 | 10 | 0.0021248 | 0.00053252 | 0 | 0 |  | 1 | TRUE | wye
10 | LV_356-7_0_6_load_5 | 11 | 0.0035757 | 0.00089615 | 0 | 0 |  | 1 | TRUE | wye
11 | LV_356-7_0_6_load_6 | 12 | 0.0031045 | 0.00077807 | 0 | 0 |  | 1 | TRUE | wye
12 | LV_356-7_0_6_load_7 | 13 | 0.0021133 | 0.00052963 | 0 | 0 |  | 1 | TRUE | wye
13 | LV_356-7_0_6_load_8 | 14 | 0.0063184 | 0.0015835 | 0 | 0 |  | 1 | TRUE | wye
14 | LV_356-7_0_6_load_9 | 15 | 0.0028152 | 0.00070555 | 0 | 0 |  | 1 | TRUE | wye
15 | LV_356-7_0_6_load_44 | 17 | 0.0042087 | 0.0010548 | 0 | 0 |  | 1 | TRUE | wye
16 | LV_356-7_0_6_load_38 | 18 | 0.0065553 | 0.0016429 | 0 | 0 |  | 1 | TRUE | wye
17 | LV_356-7_0_6_load_10 | 19 | 0.0018785 | 0.0004708 | 0 | 0 |  | 1 | TRUE | wye
18 | LV_356-7_0_6_load_11 | 20 | 0.0044696 | 0.0011202 | 0 | 0 |  | 1 | TRUE | wye
19 | LV_356-7_0_6_load_14 | 23 | 0.00444 | 0.0011128 | 0 | 0 |  | 1 | TRUE | wye
20 | LV_356-7_0_6_load_15 | 24 | 0.003668 | 0.00091928 | 0 | 0 |  | 1 | TRUE | wye
21 | LV_356-7_0_6_load_30 | 25 | 0.0047387 | 0.0011876 | 0 | 0 |  | 1 | TRUE | wye
22 | LV_356-7_0_6_load_25 | 26 | 0.0035083 | 0.00087926 | 0 | 0 |  | 1 | TRUE | wye
23 | LV_356-7_0_6_load_31 | 27 | 0.0049089 | 0.0012303 | 0 | 0 |  | 1 | TRUE | wye
24 | LV_356-7_0_6_load_18 | 28 | 0.0011597 | 0.00029064 | 0 | 0 |  | 1 | TRUE | wye
25 | LV_356-7_0_6_load_16 | 30 | 0.0050667 | 0.0012698 | 0 | 0 |  | 1 | TRUE | wye
26 | LV_356-7_0_6_load_17 | 31 | 0.0011649 | 0.00029194 | 0 | 0 |  | 1 | TRUE | wye
27 | LV_356-7_0_6_load_19 | 32 | 0.003592 | 0.00090023 | 0 | 0 |  | 1 | TRUE | wye
28 | LV_356-7_0_6_load_20 | 33 | 0.0032211 | 0.00080728 | 0 | 0 |  | 1 | TRUE | wye
29 | LV_356-7_0_6_load_22 | 35 | 0.0034394 | 0.000862 | 0 | 0 |  | 1 | TRUE | wye
30 | LV_356-7_0_6_load_37 | 37 | 0.0045972 | 0.0011522 | 0 | 0 |  | 1 | TRUE | wye
31 | LV_356-7_0_6_load_77 | 39 | 0.0015426 | 0.00038662 | 0 | 0 |  | 1 | TRUE | wye
32 | LV_356-7_0_6_load_42 | 40 | 0.0018374 | 0.00046048 | 0 | 0 |  | 1 | TRUE | wye
33 | LV_356-7_0_6_load_58 | 41 | 0.0013578 | 0.00034031 | 0 | 0 |  | 1 | TRUE | wye
34 | LV_356-7_0_6_load_27 | 43 | 0.0020718 | 0.00051924 | 0 | 0 |  | 1 | TRUE | wye
35 | LV_356-7_0_6_load_28 | 44 | 0.0023872 | 0.00059829 | 0 | 0 |  | 1 | TRUE | wye
36 | LV_356-7_0_6_load_29 | 45 | 0.0030123 | 0.00075495 | 0 | 0 |  | 1 | TRUE | wye
37 | LV_356-7_0_6_load_57 | 47 | 0.0036101 | 0.00090479 | 0 | 0 |  | 1 | TRUE | wye
38 | LV_356-7_0_6_load_35 | 48 | 0.0028791 | 0.00072157 | 0 | 0 |  | 1 | TRUE | wye
39 | LV_356-7_0_6_load_147 | 49 | 0.0055354 | 0.0013873 | 0 | 0 |  | 1 | TRUE | wye
40 | LV_356-7_0_6_load_143 | 50 | 0.0017669 | 0.00044282 | 0 | 0 |  | 1 | TRUE | wye
41 | LV_356-7_0_6_load_33 | 52 | 0.0046727 | 0.0011711 | 0 | 0 |  | 1 | TRUE | wye
42 | LV_356-7_0_6_load_70 | 53 | 0.001629 | 0.00040826 | 0 | 0 |  | 1 | TRUE | wye
43 | LV_356-7_0_6_load_50 | 54 | 0.0023222 | 0.00058201 | 0 | 0 |  | 1 | TRUE | wye
44 | LV_356-7_0_6_load_48 | 56 | 0.0016851 | 0.00042233 | 0 | 0 |  | 1 | TRUE | wye
45 | LV_356-7_0_6_load_34 | 57 | 0.0039569 | 0.00099169 | 0 | 0 |  | 1 | TRUE | wye
46 | LV_356-7_0_6_load_36 | 58 | 0.0056323 | 0.0014116 | 0 | 0 |  | 1 | TRUE | wye
47 | LV_356-7_0_6_load_43 | 59 | 0.004299 | 0.0010774 | 0 | 0 |  | 1 | TRUE | wye
48 | LV_356-7_0_6_load_47 | 60 | 0.0035216 | 0.00088259 | 0 | 0 |  | 1 | TRUE | wye
49 | LV_356-7_0_6_load_72 | 61 | 0.0034531 | 0.00086544 | 0 | 0 |  | 1 | TRUE | wye
50 | LV_356-7_0_6_load_71 | 62 | 0.0012099 | 0.00030322 | 0 | 0 |  | 1 | TRUE | wye
51 | LV_356-7_0_6_load_49 | 63 | 0.0017729 | 0.00044434 | 0 | 0 |  | 1 | TRUE | wye
52 | LV_356-7_0_6_load_51 | 64 | 0.001361 | 0.0003411 | 0 | 0 |  | 1 | TRUE | wye
53 | LV_356-7_0_6_load_52 | 65 | 0.0070725 | 0.0017725 | 0 | 0 |  | 1 | TRUE | wye
54 | LV_356-7_0_6_load_53 | 66 | 0.0016577 | 0.00041546 | 0 | 0 |  | 1 | TRUE | wye
55 | LV_356-7_0_6_load_55 | 67 | 0.0041335 | 0.0010359 | 0 | 0 |  | 1 | TRUE | wye
56 | LV_356-7_0_6_load_56 | 68 | 0.0045914 | 0.0011507 | 0 | 0 |  | 1 | TRUE | wye
57 | LV_356-7_0_6_load_75 | 69 | 0.0052842 | 0.0013244 | 0 | 0 |  | 1 | TRUE | wye
58 | LV_356-7_0_6_load_153 | 70 | 0.0052481 | 0.0013153 | 0 | 0 |  | 1 | TRUE | wye
59 | LV_356-7_0_6_load_59 | 72 | 0.0018907 | 0.00047385 | 0 | 0 |  | 1 | TRUE | wye
60 | LV_356-7_0_6_load_62 | 74 | 0.0035206 | 0.00088235 | 0 | 0 |  | 1 | TRUE | wye
61 | LV_356-7_0_6_load_63 | 75 | 0.003503 | 0.00087792 | 0 | 0 |  | 1 | TRUE | wye
62 | LV_356-7_0_6_load_64 | 76 | 0.0021524 | 0.00053945 | 0 | 0 |  | 1 | TRUE | wye
63 | LV_356-7_0_6_load_189 | 77 | 0.0023513 | 0.00058928 | 0 | 0 |  | 1 | TRUE | wye
64 | LV_356-7_0_6_load_188 | 78 | 0.0030423 | 0.00076246 | 0 | 0 |  | 1 | TRUE | wye
65 | LV_356-7_0_6_load_65 | 79 | 0.0024872 | 0.00062335 | 0 | 0 |  | 1 | TRUE | wye
66 | LV_356-7_0_6_load_69 | 81 | 0.0047266 | 0.0011846 | 0 | 0 |  | 1 | TRUE | wye
67 | LV_356-7_0_6_load_175 | 82 | 0.0040515 | 0.0010154 | 0 | 0 |  | 1 | TRUE | wye
68 | LV_356-7_0_6_load_173 | 83 | 0.0045708 | 0.0011455 | 0 | 0 |  | 1 | TRUE | wye
69 | LV_356-7_0_6_load_185 | 85 | 0.00251 | 0.00062907 | 0 | 0 |  | 1 | TRUE | wye
70 | LV_356-7_0_6_load_182 | 86 | 0.0038906 | 0.00097507 | 0 | 0 |  | 1 | TRUE | wye
71 | LV_356-7_0_6_load_186 | 87 | 0.00283 | 0.00070926 | 0 | 0 |  | 1 | TRUE | wye
72 | LV_356-7_0_6_load_183 | 88 | 0.0022026 | 0.00055201 | 0 | 0 |  | 1 | TRUE | wye
73 | LV_356-7_0_6_load_121 | 89 | 0.0041543 | 0.0010412 | 0 | 0 |  | 1 | TRUE | wye
74 | LV_356-7_0_6_load_122 | 90 | 0.0090177 | 0.0022601 | 0 | 0 |  | 1 | TRUE | wye
75 | LV_356-7_0_6_load_78 | 91 | 0.004172 | 0.0010456 | 0 | 0 |  | 1 | TRUE | wye
76 | LV_356-7_0_6_load_79 | 92 | 0.0061605 | 0.001544 | 0 | 0 |  | 1 | TRUE | wye
77 | LV_356-7_0_6_load_84 | 94 | 0.0053745 | 0.001347 | 0 | 0 |  | 1 | TRUE | wye
78 | LV_356-7_0_6_load_82 | 96 | 0.0049696 | 0.0012455 | 0 | 0 |  | 1 | TRUE | wye
79 | LV_356-7_0_6_load_90 | 97 | 0.004921 | 0.0012333 | 0 | 0 |  | 1 | TRUE | wye
80 | LV_356-7_0_6_load_87 | 98 | 0.0046126 | 0.001156 | 0 | 0 |  | 1 | TRUE | wye
81 | LV_356-7_0_6_load_81 | 99 | 0.0049463 | 0.0012396 | 0 | 0 |  | 1 | TRUE | wye
82 | LV_356-7_0_6_load_85 | 101 | 0.0076704 | 0.0019224 | 0 | 0 |  | 1 | TRUE | wye
83 | LV_356-7_0_6_load_86 | 102 | 0.0044733 | 0.0011211 | 0 | 0 |  | 1 | TRUE | wye
84 | LV_356-7_0_6_load_163 | 103 | 0.0011183 | 0.00028027 | 0 | 0 |  | 1 | TRUE | wye
85 | LV_356-7_0_6_load_167 | 104 | 0.00040684 | 0.00010196 | 0 | 0 |  | 1 | TRUE | wye
86 | LV_356-7_0_6_load_162 | 105 | 0.00035204 | 8.8231e-05 | 0 | 0 |  | 1 | TRUE | wye
87 | LV_356-7_0_6_load_165 | 106 | 0.00053954 | 0.00013522 | 0 | 0 |  | 1 | TRUE | wye
88 | LV_356-7_0_6_load_139 | 107 | 0.0028476 | 0.00071367 | 0 | 0 |  | 1 | TRUE | wye
89 | LV_356-7_0_6_load_161 | 109 | 0.0013021 | 0.00032633 | 0 | 0 |  | 1 | TRUE | wye
90 | LV_356-7_0_6_load_166 | 110 | 0.003284 | 0.00082304 | 0 | 0 |  | 1 | TRUE | wye
91 | LV_356-7_0_6_load_168 | 111 | 0.00041818 | 0.00010481 | 0 | 0 |  | 1 | TRUE | wye
92 | LV_356-7_0_6_load_140 | 112 | 0.00285 | 0.00071428 | 0 | 0 |  | 1 | TRUE | wye
93 | LV_356-7_0_6_load_94 | 113 | 0.0053725 | 0.0013465 | 0 | 0 |  | 1 | TRUE | wye
94 | LV_356-7_0_6_load_91 | 114 | 0.0065215 | 0.0016344 | 0 | 0 |  | 1 | TRUE | wye
95 | LV_356-7_0_6_load_88 | 115 | 0.0010847 | 0.00027184 | 0 | 0 |  | 1 | TRUE | wye
96 | LV_356-7_0_6_load_92 | 116 | 0.0036028 | 0.00090294 | 0 | 0 |  | 1 | TRUE | wye
97 | LV_356-7_0_6_load_178 | 117 | 0.0054085 | 0.0013555 | 0 | 0 |  | 1 | TRUE | wye
98 | LV_356-7_0_6_load_97 | 118 | 0.0027919 | 0.00069972 | 0 | 0 |  | 1 | TRUE | wye
99 | LV_356-7_0_6_load_98 | 119 | 0.001478 | 0.00037042 | 0 | 0 |  | 1 | TRUE | wye
100 | LV_356-7_0_6_load_99 | 120 | 0.0021125 | 0.00052944 | 0 | 0 |  | 1 | TRUE | wye
101 | LV_356-7_0_6_load_100 | 121 | 0.0052538 | 0.0013167 | 0 | 0 |  | 1 | TRUE | wye
102 | LV_356-7_0_6_load_101 | 122 | 0.0044539 | 0.0011162 | 0 | 0 |  | 1 | TRUE | wye
103 | LV_356-7_0_6_load_113 | 123 | 0.0020975 | 0.00052569 | 0 | 0 |  | 1 | TRUE | wye
104 | LV_356-7_0_6_load_126 | 124 | 0.0027461 | 0.00068823 | 0 | 0 |  | 1 | TRUE | wye
105 | LV_356-7_0_6_load_111 | 125 | 0.0030639 | 0.00076789 | 0 | 0 |  | 1 | TRUE | wye
106 | LV_356-7_0_6_load_102 | 127 | 0.004632 | 0.0011609 | 0 | 0 |  | 1 | TRUE | wye
107 | LV_356-7_0_6_load_103 | 128 | 0.004074 | 0.001021 | 0 | 0 |  | 1 | TRUE | wye
108 | LV_356-7_0_6_load_104 | 129 | 0.0058057 | 0.001455 | 0 | 0 |  | 1 | TRUE | wye
109 | LV_356-7_0_6_load_105 | 130 | 0.0045533 | 0.0011412 | 0 | 0 |  | 1 | TRUE | wye
110 | LV_356-7_0_6_load_132 | 133 | 0.0045275 | 0.0011347 | 0 | 0 |  | 1 | TRUE | wye
111 | LV_356-7_0_6_load_135 | 134 | 0.0039948 | 0.0010012 | 0 | 0 |  | 1 | TRUE | wye
112 | LV_356-7_0_6_load_107 | 137 | 0.0032689 | 0.00081926 | 0 | 0 |  | 1 | TRUE | wye
113 | LV_356-7_0_6_load_108 | 138 | 0.0025646 | 0.00064275 | 0 | 0 |  | 1 | TRUE | wye
114 | LV_356-7_0_6_load_115 | 140 | 0.0025574 | 0.00064095 | 0 | 0 |  | 1 | TRUE | wye
115 | LV_356-7_0_6_load_110 | 141 | 0.0031888 | 0.00079919 | 0 | 0 |  | 1 | TRUE | wye
116 | LV_356-7_0_6_load_118 | 142 | 0.0024115 | 0.00060437 | 0 | 0 |  | 1 | TRUE | wye
117 | LV_356-7_0_6_load_119 | 143 | 0.0032791 | 0.00082183 | 0 | 0 |  | 1 | TRUE | wye
118 | LV_356-7_0_6_load_112 | 144 | 0.0014438 | 0.00036185 | 0 | 0 |  | 1 | TRUE | wye
119 | LV_356-7_0_6_load_114 | 145 | 0.0055823 | 0.001399 | 0 | 0 |  | 1 | TRUE | wye
120 | LV_356-7_0_6_load_133 | 146 | 0.0020126 | 0.0005044 | 0 | 0 |  | 1 | TRUE | wye
121 | LV_356-7_0_6_load_181 | 149 | 0.0044071 | 0.0011045 | 0 | 0 |  | 1 | TRUE | wye
122 | LV_356-7_0_6_load_179 | 150 | 0.0022665 | 0.00056805 | 0 | 0 |  | 1 | TRUE | wye
123 | LV_356-7_0_6_load_134 | 151 | 0.0065898 | 0.0016515 | 0 | 0 |  | 1 | TRUE | wye
124 | LV_356-7_0_6_load_120 | 152 | 0.0022361 | 0.00056043 | 0 | 0 |  | 1 | TRUE | wye
125 | LV_356-7_0_6_load_127 | 153 | 0.0059059 | 0.0014802 | 0 | 0 |  | 1 | TRUE | wye
126 | LV_356-7_0_6_load_193 | 158 | 0.0024444 | 0.00061261 | 0 | 0 |  | 1 | TRUE | wye
127 | LV_356-7_0_6_load_176 | 159 | 0.0022488 | 0.00056361 | 0 | 0 |  | 1 | TRUE | wye
128 | LV_356-7_0_6_load_197 | 161 | 0.0021385 | 0.00053596 | 0 | 0 |  | 1 | TRUE | wye
129 | LV_356-7_0_6_load_177 | 163 | 0.0072079 | 0.0018065 | 0 | 0 |  | 1 | TRUE | wye
130 | LV_356-7_0_6_load_142 | 164 | 0.003591 | 0.00089998 | 0 | 0 |  | 1 | TRUE | wye
131 | LV_356-7_0_6_load_137 | 165 | 0.0025591 | 0.00064137 | 0 | 0 |  | 1 | TRUE | wye
132 | LV_356-7_0_6_load_138 | 166 | 0.0025599 | 0.00064156 | 0 | 0 |  | 1 | TRUE | wye
133 | LV_356-7_0_6_load_148 | 167 | 0.0012421 | 0.00031129 | 0 | 0 |  | 1 | TRUE | wye
134 | LV_356-7_0_6_load_149 | 168 | 0.004778 | 0.0011975 | 0 | 0 |  | 1 | TRUE | wye
135 | LV_356-7_0_6_load_144 | 169 | 0.0013483 | 0.00033792 | 0 | 0 |  | 1 | TRUE | wye
136 | LV_356-7_0_6_load_146 | 170 | 0.0033363 | 0.00083617 | 0 | 0 |  | 1 | TRUE | wye
137 | LV_356-7_0_6_load_159 | 172 | 0.0033791 | 0.00084689 | 0 | 0 |  | 1 | TRUE | wye
138 | LV_356-7_0_6_load_150 | 174 | 0.0041089 | 0.0010298 | 0 | 0 |  | 1 | TRUE | wye
139 | LV_356-7_0_6_load_160 | 175 | 0.0031731 | 0.00079526 | 0 | 0 |  | 1 | TRUE | wye
140 | LV_356-7_0_6_load_154 | 176 | 0.00058543 | 0.00014672 | 0 | 0 |  | 1 | TRUE | wye
141 | LV_356-7_0_6_load_155 | 177 | 0.0011023 | 0.00027625 | 0 | 0 |  | 1 | TRUE | wye
142 | LV_356-7_0_6_load_156 | 178 | 0.00039864 | 9.9908e-05 | 0 | 0 |  | 1 | TRUE | wye
143 | LV_356-7_0_6_load_157 | 179 | 0.00039805 | 9.976e-05 | 0 | 0 |  | 1 | TRUE | wye
144 | LV_356-7_0_6_load_158 | 180 | 0.00040044 | 0.00010036 | 0 | 0 |  | 1 | TRUE | wye
145 | LV_356-7_0_6_load_196 | 181 | 0.0025445 | 0.00063772 | 0 | 0 |  | 1 | TRUE | wye
146 | LV_356-7_0_6_load_164 | 182 | 0.0016585 | 0.00041565 | 0 | 0 |  | 1 | TRUE | wye
147 | LV_356-7_0_6_load_171 | 183 | 0.0034984 | 0.00087677 | 0 | 0 |  | 1 | TRUE | wye
148 | LV_356-7_0_6_load_174 | 184 | 0.0034595 | 0.00086703 | 0 | 0 |  | 1 | TRUE | wye
149 | LV_356-7_0_6_load_172 | 185 | 0.0051336 | 0.0012866 | 0 | 0 |  | 1 | TRUE | wye
150 | LV_356-7_0_6_load_184 | 186 | 0.0020187 | 0.00050594 | 0 | 0 |  | 1 | TRUE | wye
151 | LV_356-7_0_6_load_190 | 187 | 0.002089 | 0.00052356 | 0 | 0 |  | 1 | TRUE | wye
152 | LV_356-7_0_6_load_191 | 188 | 0.0023635 | 0.00059235 | 0 | 0 |  | 1 | TRUE | wye
153 | LV_356-7_0_6_load_187 | 189 | 0.0024267 | 0.00060818 | 0 | 0 |  | 1 | TRUE | wye
154 | LV_356-7_0_6_load_194 | 190 | 0.0025592 | 0.0006414 | 0 | 0 |  | 1 | TRUE | wye

## ext_grid
| name | bus | vm_pu | va_degree | slack_weight | in_service
0 |  | 43 | 1 | 0 | 1 | TRUE

## line
| name | std_type | from_bus | to_bus | length_km | r_ohm_per_km | x_ohm_per_km | c_nf_per_km | g_us_per_km | max_i_ka | df | parallel | type | in_service
0 | LV_356-7_0_6_line_0 |  | 0 | 1 | 0.0076511 | 0.125 | 0.08 | 261 | 0 | 0.364 | 1 | 1 | cs | TRUE
1 | LV_356-7_0_6_line_1 |  | 0 | 2 | 0.022082 | 0.125 | 0.08 | 261 | 0 | 0.364 | 1 | 1 | cs | TRUE
2 | LV_356-7_0_6_line_2 |  | 1 | 3 | 0.022116 | 0.125 | 0.08 | 261 | 0 | 0.364 | 1 | 1 | cs | TRUE
3 | LV_356-7_0_6_line_3 |  | 2 | 4 | 0.023811 | 0.125 | 0.08 | 261 | 0 | 0.364 | 1 | 1 | cs | TRUE
4 | LV_356-7_0_6_line_4 |  | 3 | 5 | 0.0076509 | 0.125 | 0.08 | 261 | 0 | 0.364 | 1 | 1 | cs | TRUE
5 | LV_356-7_0_6_line_5 |  | 4 | 6 | 0.0044859 | 0.125 | 0.08 | 261 | 0 | 0.364 | 1 | 1 | cs | TRUE
6 | LV_356-7_0_6_line_6 |  | 4 | 7 | 0.031737 | 0.125 | 0.08 | 261 | 0 | 0.364 | 1 | 1 | cs | TRUE
7 | LV_356-7_0_6_line_7 |  | 5 | 8 | 0.00027628 | 0.125 | 0.08 | 261 | 0 | 0.364 | 1 | 1 | cs | TRUE
8 | LV_356-7_0_6_line_8 |  | 6 | 9 | 6.6539e-05 | 0.125 | 0.08 | 261 | 0 | 0.364 | 1 | 1 | cs | TRUE
9 | LV_356-7_0_6_line_9 |  | 7 | 10 | 0.0082126 | 0.125 | 0.08 | 261 | 0 | 0.364 | 1 | 1 | cs | TRUE
10 | LV_356-7_0_6_line_10 |  | 8 | 60 | 0.019603 | 0.125 | 0.08 | 261 | 0 | 0.364 | 1 | 1 | cs | TRUE
11 | LV_356-7_0_6_line_11 |  | 9 | 24 | 0.02375 | 0.125 | 0.08 | 261 | 0 | 0.364 | 1 | 1 | cs | TRUE
12 | LV_356-7_0_6_line_12 |  | 10 | 79 | 0.026066 | 0.125 | 0.08 | 261 | 0 | 0.364 | 1 | 1 | cs | TRUE
13 | LV_356-7_0_6_line_13 |  | 11 | 12 | 0.0095944 | 0.125 | 0.08 | 261 | 0 | 0.364 | 1 | 1 | cs | TRUE
14 | LV_356-7_0_6_line_14 |  | 11 | 13 | 0.00030934 | 0.125 | 0.08 | 261 | 0 | 0.364 | 1 | 1 | cs | TRUE
15 | LV_356-7_0_6_line_15 |  | 12 | 14 | 0.022532 | 0.125 | 0.08 | 261 | 0 | 0.364 | 1 | 1 | cs | TRUE
16 | LV_356-7_0_6_line_16 |  | 13 | 15 | 0.017422 | 0.125 | 0.08 | 261 | 0 | 0.364 | 1 | 1 | cs | TRUE
17 | LV_356-7_0_6_line_17 |  | 14 | 16 | 0.020547 | 0.125 | 0.08 | 261 | 0 | 0.364 | 1 | 1 | cs | TRUE
18 | LV_356-7_0_6_line_18 |  | 16 | 17 | 0.02316 | 0.125 | 0.08 | 261 | 0 | 0.364 | 1 | 3 | cs | TRUE
19 | LV_356-7_0_6_line_19 |  | 16 | 18 | 0.029222 | 0.125 | 0.08 | 261 | 0 | 0.364 | 1 | 3 | cs | TRUE
20 | LV_356-7_0_6_line_20 |  | 17 | 59 | 0.023272 | 0.125 | 0.08 | 261 | 0 | 0.364 | 1 | 3 | cs | TRUE
21 | LV_356-7_0_6_line_21 |  | 18 | 37 | 0.0012856 | 0.125 | 0.08 | 261 | 0 | 0.364 | 1 | 3 | cs | TRUE
22 | LV_356-7_0_6_line_22 |  | 19 | 20 | 0.023344 | 0.125 | 0.08 | 261 | 0 | 0.364 | 1 | 1 | cs | TRUE
23 | LV_356-7_0_6_line_23 |  | 19 | 21 | 0.018649 | 0.125 | 0.08 | 261 | 0 | 0.364 | 1 | 1 | cs | TRUE
24 | LV_356-7_0_6_line_24 |  | 20 | 22 | 0.015219 | 0.125 | 0.08 | 261 | 0 | 0.364 | 1 | 1 | cs | TRUE
25 | LV_356-7_0_6_line_25 |  | 21 | 23 | 0.020717 | 0.125 | 0.08 | 261 | 0 | 0.364 | 1 | 1 | cs | TRUE
26 | LV_356-7_0_6_line_26 |  | 21 | 24 | 0.012418 | 0.125 | 0.08 | 261 | 0 | 0.364 | 1 | 1 | cs | TRUE
27 | LV_356-7_0_6_line_27 |  | 22 | 25 | 0.015772 | 0.125 | 0.08 | 261 | 0 | 0.364 | 1 | 1 | cs | TRUE
28 | LV_356-7_0_6_line_28 |  | 22 | 26 | 0.010675 | 0.125 | 0.08 | 261 | 0 | 0.364 | 1 | 1 | cs | TRUE
29 | LV_356-7_0_6_line_29 |  | 23 | 27 | 0.021364 | 0.125 | 0.08 | 261 | 0 | 0.364 | 1 | 1 | cs | TRUE
30 | LV_356-7_0_6_line_30 |  | 25 | 28 | 0.020727 | 0.125 | 0.08 | 261 | 0 | 0.364 | 1 | 1 | cs | TRUE
31 | LV_356-7_0_6_line_31 |  | 27 | 29 | 0.003675 | 0.125 | 0.08 | 261 | 0 | 0.364 | 1 | 1 | cs | TRUE
32 | LV_356-7_0_6_line_32 |  | 28 | 31 | 4.1304e-05 | 0.125 | 0.08 | 261 | 0 | 0.364 | 1 | 1 | cs | TRUE
33 | LV_356-7_0_6_line_33 |  | 29 | 53 | 0.021616 | 0.125 | 0.08 | 261 | 0 | 0.364 | 1 | 1 | cs | TRUE
34 | LV_356-7_0_6_line_34 |  | 29 | 54 | 0.0011369 | 0.125 | 0.08 | 261 | 0 | 0.364 | 1 | 1 | cs | TRUE
35 | LV_356-7_0_6_line_35 |  | 30 | 31 | 0.0059304 | 0.125 | 0.08 | 261 | 0 | 0.364 | 1 | 1 | cs | TRUE
36 | LV_356-7_0_6_line_36 |  | 32 | 33 | 0.013176 | 0.125 | 0.08 | 261 | 0 | 0.364 | 1 | 3 | cs | TRUE
37 | LV_356-7_0_6_line_37 |  | 32 | 34 | 0.017895 | 0.125 | 0.08 | 261 | 0 | 0.364 | 1 | 3 | cs | TRUE
38 | LV_356-7_0_6_line_38 |  | 33 | 35 | 0.010503 | 0.125 | 0.08 | 261 | 0 | 0.364 | 1 | 3 | cs | TRUE
39 | LV_356-7_0_6_line_39 |  | 34 | 36 | 0.009627 | 0.125 | 0.08 | 261 | 0 | 0.364 | 1 | 3 | cs | TRUE
40 | LV_356-7_0_6_line_40 |  | 35 | 37 | 0.020216 | 0.125 | 0.08 | 261 | 0 | 0.364 | 1 | 3 | cs | TRUE
41 | LV_356-7_0_6_line_41 |  | 36 | 38 | 0.011409 | 0.125 | 0.08 | 261 | 0 | 0.364 | 1 | 1 | cs | TRUE
42 | LV_356-7_0_6_line_42 |  | 36 | 39 | 0.011781 | 0.125 | 0.08 | 261 | 0 | 0.364 | 1 | 3 | cs | TRUE
43 | LV_356-7_0_6_line_43 |  | 38 | 40 | 0.036659 | 0.125 | 0.08 | 261 | 0 | 0.364 | 1 | 1 | cs | TRUE
44 | LV_356-7_0_6_line_44 |  | 39 | 41 | 0.0065903 | 0.125 | 0.08 | 261 | 0 | 0.364 | 1 | 3 | cs | TRUE
45 | LV_356-7_0_6_line_45 |  | 41 | 64 | 0.011787 | 0.125 | 0.08 | 261 | 0 | 0.364 | 1 | 3 | cs | TRUE
46 | LV_356-7_0_6_line_46 |  | 42 | 43 | 0.035786 | 0.125 | 0.08 | 261 | 0 | 0.364 | 1 | 3 | cs | TRUE
47 | LV_356-7_0_6_line_47 |  | 42 | 44 | 0.015314 | 0.125 | 0.08 | 261 | 0 | 0.364 | 1 | 1 | cs | TRUE
48 | LV_356-7_0_6_line_48 |  | 42 | 45 | 0.019307 | 0.125 | 0.08 | 261 | 0 | 0.364 | 1 | 3 | cs | TRUE
49 | LV_356-7_0_6_line_49 |  | 43 | 46 | 0.018839 | 0.125 | 0.08 | 261 | 0 | 0.364 | 1 | 3 | cs | TRUE
50 | LV_356-7_0_6_line_50 |  | 44 | 47 | 0.028775 | 0.125 | 0.08 | 261 | 0 | 0.364 | 1 | 1 | cs | TRUE
51 | LV_356-7_0_6_line_51 |  | 45 | 48 | 0.023397 | 0.125 | 0.08 | 261 | 0 | 0.364 | 1 | 3 | cs | TRUE
52 | LV_356-7_0_6_line_52 |  | 46 | 49 | 0.016504 | 0.125 | 0.08 | 261 | 0 | 0.364 | 1 | 3 | cs | TRUE
53 | LV_356-7_0_6_line_53 |  | 46 | 50 | 0.0089954 | 0.125 | 0.08 | 261 | 0 | 0.364 | 1 | 1 | cs | TRUE
54 | LV_356-7_0_6_line_54 |  | 47 | 51 | 0.016475 | 0.125 | 0.08 | 261 | 0 | 0.364 | 1 | 1 | cs | TRUE
55 | LV_356-7_0_6_line_55 |  | 48 | 52 | 0.0055651 | 0.125 | 0.08 | 261 | 0 | 0.364 | 1 | 3 | cs | TRUE
56 | LV_356-7_0_6_line_56 |  | 49 | 171 | 0.015113 | 0.125 | 0.08 | 261 | 0 | 0.364 | 1 | 3 | cs | TRUE
57 | LV_356-7_0_6_line_57 |  | 50 | 169 | 0.0089262 | 0.125 | 0.08 | 261 | 0 | 0.364 | 1 | 1 | cs | TRUE
58 | LV_356-7_0_6_line_58 |  | 51 | 68 | 0.012114 | 0.125 | 0.08 | 261 | 0 | 0.364 | 1 | 1 | cs | TRUE
59 | LV_356-7_0_6_line_59 |  | 51 | 65 | 0.011016 | 0.125 | 0.08 | 261 | 0 | 0.364 | 1 | 1 | cs | TRUE
60 | LV_356-7_0_6_line_60 |  | 52 | 57 | 0.0018924 | 0.125 | 0.08 | 261 | 0 | 0.364 | 1 | 3 | cs | TRUE
61 | LV_356-7_0_6_line_61 |  | 53 | 55 | 0.013478 | 0.125 | 0.08 | 261 | 0 | 0.364 | 1 | 1 | cs | TRUE
62 | LV_356-7_0_6_line_62 |  | 54 | 56 | 0.018063 | 0.125 | 0.08 | 261 | 0 | 0.364 | 1 | 2 | cs | TRUE
63 | LV_356-7_0_6_line_63 |  | 55 | 84 | 0.030069 | 0.125 | 0.08 | 261 | 0 | 0.364 | 1 | 1 | cs | TRUE
64 | LV_356-7_0_6_line_64 |  | 56 | 63 | 0.0060497 | 0.125 | 0.08 | 261 | 0 | 0.364 | 1 | 3 | cs | TRUE
65 | LV_356-7_0_6_line_65 |  | 57 | 58 | 0.025918 | 0.125 | 0.08 | 261 | 0 | 0.364 | 1 | 3 | cs | TRUE
66 | LV_356-7_0_6_line_66 |  | 58 | 59 | 0.00081562 | 0.125 | 0.08 | 261 | 0 | 0.364 | 1 | 3 | cs | TRUE
67 | LV_356-7_0_6_line_67 |  | 60 | 61 | 0.0079273 | 0.125 | 0.08 | 261 | 0 | 0.364 | 1 | 1 | cs | TRUE
68 | LV_356-7_0_6_line_68 |  | 61 | 62 | 0.004359 | 0.125 | 0.08 | 261 | 0 | 0.364 | 1 | 1 | cs | TRUE
69 | LV_356-7_0_6_line_69 |  | 62 | 74 | 0.01528 | 0.125 | 0.08 | 261 | 0 | 0.364 | 1 | 1 | cs | TRUE
70 | LV_356-7_0_6_line_70 |  | 63 | 64 | 0.017422 | 0.125 | 0.08 | 261 | 0 | 0.364 | 1 | 3 | cs | TRUE
71 | LV_356-7_0_6_line_71 |  | 65 | 66 | 0.0040674 | 0.125 | 0.08 | 261 | 0 | 0.364 | 1 | 1 | cs | TRUE
72 | LV_356-7_0_6_line_72 |  | 66 | 67 | 0.020577 | 0.125 | 0.08 | 261 | 0 | 0.364 | 1 | 1 | cs | TRUE
73 | LV_356-7_0_6_line_73 |  | 67 | 69 | 0.0040134 | 0.125 | 0.08 | 261 | 0 | 0.364 | 1 | 1 | cs | TRUE
74 | LV_356-7_0_6_line_74 |  | 68 | 70 | 0.021998 | 0.125 | 0.08 | 261 | 0 | 0.364 | 1 | 1 | cs | TRUE
75 | LV_356-7_0_6_line_75 |  | 69 | 71 | 0.023678 | 0.125 | 0.08 | 261 | 0 | 0.364 | 1 | 1 | cs | TRUE
76 | LV_356-7_0_6_line_76 |  | 71 | 89 | 0.04077 | 0.125 | 0.08 | 261 | 0 | 0.364 | 1 | 1 | cs | TRUE
77 | LV_356-7_0_6_line_77 |  | 72 | 73 | 0.031493 | 0.125 | 0.08 | 261 | 0 | 0.364 | 1 | 1 | cs | TRUE
78 | LV_356-7_0_6_line_78 |  | 73 | 74 | 0.028512 | 0.125 | 0.08 | 261 | 0 | 0.364 | 1 | 1 | cs | TRUE
79 | LV_356-7_0_6_line_79 |  | 73 | 75 | 0.025816 | 0.125 | 0.08 | 261 | 0 | 0.364 | 1 | 1 | cs | TRUE
80 | LV_356-7_0_6_line_80 |  | 76 | 77 | 0.011896 | 0.125 | 0.08 | 261 | 0 | 0.364 | 1 | 1 | cs | TRUE
81 | LV_356-7_0_6_line_81 |  | 77 | 78 | 0.03394 | 0.125 | 0.08 | 261 | 0 | 0.364 | 1 | 1 | cs | TRUE
82 | LV_356-7_0_6_line_82 |  | 78 | 189 | 0.02853 | 0.125 | 0.08 | 261 | 0 | 0.364 | 1 | 1 | cs | TRUE
83 | LV_356-7_0_6_line_83 |  | 79 | 80 | 0.024195 | 0.125 | 0.08 | 261 | 0 | 0.364 | 1 | 1 | cs | TRUE
84 | LV_356-7_0_6_line_84 |  | 80 | 81 | 0.027622 | 0.125 | 0.08 | 261 | 0 | 0.364 | 1 | 1 | cs | TRUE
85 | LV_356-7_0_6_line_85 |  | 81 | 82 | 0.027568 | 0.125 | 0.08 | 261 | 0 | 0.364 | 1 | 1 | cs | TRUE
86 | LV_356-7_0_6_line_86 |  | 82 | 83 | 0.031193 | 0.125 | 0.08 | 261 | 0 | 0.364 | 1 | 1 | cs | TRUE
87 | LV_356-7_0_6_line_87 |  | 83 | 185 | 0.0090605 | 0.125 | 0.08 | 261 | 0 | 0.364 | 1 | 1 | cs | TRUE
88 | LV_356-7_0_6_line_88 |  | 84 | 85 | 0.0069906 | 0.125 | 0.08 | 261 | 0 | 0.364 | 1 | 1 | cs | TRUE
89 | LV_356-7_0_6_line_89 |  | 84 | 86 | 0.017195 | 0.125 | 0.08 | 261 | 0 | 0.364 | 1 | 1 | cs | TRUE
90 | LV_356-7_0_6_line_90 |  | 85 | 87 | 0.02179 | 0.125 | 0.08 | 261 | 0 | 0.364 | 1 | 1 | cs | TRUE
91 | LV_356-7_0_6_line_91 |  | 86 | 88 | 0.02966 | 0.125 | 0.08 | 261 | 0 | 0.364 | 1 | 1 | cs | TRUE
92 | LV_356-7_0_6_line_92 |  | 87 | 189 | 0.0010236 | 0.125 | 0.08 | 261 | 0 | 0.364 | 1 | 1 | cs | TRUE
93 | LV_356-7_0_6_line_93 |  | 88 | 186 | 0.010298 | 0.125 | 0.08 | 261 | 0 | 0.364 | 1 | 1 | cs | TRUE
94 | LV_356-7_0_6_line_94 |  | 89 | 90 | 0.0087282 | 0.125 | 0.08 | 261 | 0 | 0.364 | 1 | 1 | cs | TRUE
95 | LV_356-7_0_6_line_95 |  | 91 | 92 | 0.027061 | 0.125 | 0.08 | 261 | 0 | 0.364 | 1 | 1 | cs | TRUE
96 | LV_356-7_0_6_line_96 |  | 92 | 93 | 0.018594 | 0.125 | 0.08 | 261 | 0 | 0.364 | 1 | 1 | cs | TRUE
97 | LV_356-7_0_6_line_97 |  | 93 | 94 | 0.017691 | 0.125 | 0.08 | 261 | 0 | 0.364 | 1 | 1 | cs | TRUE
98 | LV_356-7_0_6_line_98 |  | 93 | 95 | 0.013114 | 0.125 | 0.08 | 261 | 0 | 0.364 | 1 | 1 | cs | TRUE
99 | LV_356-7_0_6_line_99 |  | 94 | 96 | 0.024936 | 0.125 | 0.08 | 261 | 0 | 0.364 | 1 | 1 | cs | TRUE
100 | LV_356-7_0_6_line_100 |  | 95 | 97 | 0.003875 | 0.125 | 0.08 | 261 | 0 | 0.364 | 1 | 1 | cs | TRUE
101 | LV_356-7_0_6_line_101 |  | 95 | 98 | 0.016367 | 0.125 | 0.08 | 261 | 0 | 0.364 | 1 | 1 | cs | TRUE
102 | LV_356-7_0_6_line_102 |  | 96 | 99 | 0.013268 | 0.125 | 0.08 | 261 | 0 | 0.364 | 1 | 1 | cs | TRUE
103 | LV_356-7_0_6_line_103 |  | 98 | 115 | 0.0042555 | 0.125 | 0.08 | 261 | 0 | 0.364 | 1 | 1 | cs | TRUE
104 | LV_356-7_0_6_line_104 |  | 99 | 100 | 0.018225 | 0.125 | 0.08 | 261 | 0 | 0.364 | 1 | 1 | cs | TRUE
105 | LV_356-7_0_6_line_105 |  | 100 | 101 | 0.012654 | 0.125 | 0.08 | 261 | 0 | 0.364 | 1 | 1 | cs | TRUE
106 | LV_356-7_0_6_line_106 |  | 100 | 102 | 0.024315 | 0.125 | 0.08 | 261 | 0 | 0.364 | 1 | 1 | cs | TRUE
107 | LV_356-7_0_6_line_107 |  | 101 | 107 | 0.032623 | 0.125 | 0.08 | 261 | 0 | 0.364 | 1 | 1 | cs | TRUE
108 | LV_356-7_0_6_line_108 |  | 102 | 108 | 0.035706 | 0.125 | 0.08 | 261 | 0 | 0.364 | 1 | 1 | cs | TRUE
109 | LV_356-7_0_6_line_109 |  | 103 | 104 | 0.01722 | 0.125 | 0.08 | 261 | 0 | 0.364 | 1 | 1 | cs | TRUE
110 | LV_356-7_0_6_line_110 |  | 103 | 105 | 0.011929 | 0.125 | 0.08 | 261 | 0 | 0.364 | 1 | 1 | cs | TRUE
111 | LV_356-7_0_6_line_111 |  | 104 | 106 | 0.015912 | 0.125 | 0.08 | 261 | 0 | 0.364 | 1 | 1 | cs | TRUE
112 | LV_356-7_0_6_line_112 |  | 105 | 109 | 0.033492 | 0.125 | 0.08 | 261 | 0 | 0.364 | 1 | 1 | cs | TRUE
113 | LV_356-7_0_6_line_113 |  | 106 | 110 | 0.0045493 | 0.125 | 0.08 | 261 | 0 | 0.364 | 1 | 1 | cs | TRUE
114 | LV_356-7_0_6_line_114 |  | 107 | 112 | 0.008992 | 0.125 | 0.08 | 261 | 0 | 0.364 | 1 | 1 | cs | TRUE
115 | LV_356-7_0_6_line_115 |  | 108 | 113 | 0.01871 | 0.125 | 0.08 | 261 | 0 | 0.364 | 1 | 1 | cs | TRUE
116 | LV_356-7_0_6_line_116 |  | 108 | 114 | 0.0054704 | 0.125 | 0.08 | 261 | 0 | 0.364 | 1 | 1 | cs | TRUE
117 | LV_356-7_0_6_line_117 |  | 109 | 180 | 0.0011985 | 0.125 | 0.08 | 261 | 0 | 0.364 | 1 | 1 | cs | TRUE
118 | LV_356-7_0_6_line_118 |  | 110 | 111 | 0.040063 | 0.125 | 0.08 | 261 | 0 | 0.364 | 1 | 1 | cs | TRUE
119 | LV_356-7_0_6_line_119 |  | 112 | 136 | 0.011135 | 0.125 | 0.08 | 261 | 0 | 0.364 | 1 | 1 | cs | TRUE
120 | LV_356-7_0_6_line_120 |  | 113 | 117 | 0.026216 | 0.125 | 0.08 | 261 | 0 | 0.364 | 1 | 1 | cs | TRUE
121 | LV_356-7_0_6_line_121 |  | 114 | 116 | 0.016391 | 0.125 | 0.08 | 261 | 0 | 0.364 | 1 | 1 | cs | TRUE
122 | LV_356-7_0_6_line_122 |  | 118 | 119 | 0.0018759 | 0.125 | 0.08 | 261 | 0 | 0.364 | 1 | 1 | cs | TRUE
123 | LV_356-7_0_6_line_123 |  | 118 | 120 | 0.0013714 | 0.125 | 0.08 | 261 | 0 | 0.364 | 1 | 1 | cs | TRUE
124 | LV_356-7_0_6_line_124 |  | 119 | 121 | 0.0022636 | 0.125 | 0.08 | 261 | 0 | 0.364 | 1 | 1 | cs | TRUE
125 | LV_356-7_0_6_line_125 |  | 120 | 122 | 0.026912 | 0.125 | 0.08 | 261 | 0 | 0.364 | 1 | 1 | cs | TRUE
126 | LV_356-7_0_6_line_126 |  | 121 | 123 | 0.027665 | 0.125 | 0.08 | 261 | 0 | 0.364 | 1 | 1 | cs | TRUE
127 | LV_356-7_0_6_line_127 |  | 122 | 124 | 0.0053558 | 0.125 | 0.08 | 261 | 0 | 0.364 | 1 | 1 | cs | TRUE
128 | LV_356-7_0_6_line_128 |  | 123 | 125 | 0.0012819 | 0.125 | 0.08 | 261 | 0 | 0.364 | 1 | 1 | cs | TRUE
129 | LV_356-7_0_6_line_129 |  | 124 | 126 | 0.016684 | 0.125 | 0.08 | 261 | 0 | 0.364 | 1 | 1 | cs | TRUE
130 | LV_356-7_0_6_line_130 |  | 125 | 144 | 0.0017981 | 0.125 | 0.08 | 261 | 0 | 0.364 | 1 | 1 | cs | TRUE
131 | LV_356-7_0_6_line_131 |  | 126 | 135 | 0.029569 | 0.125 | 0.08 | 261 | 0 | 0.364 | 1 | 1 | cs | TRUE
132 | LV_356-7_0_6_line_132 |  | 126 | 152 | 0.023757 | 0.125 | 0.08 | 261 | 0 | 0.364 | 1 | 1 | cs | TRUE
133 | LV_356-7_0_6_line_133 |  | 127 | 128 | 0.025442 | 0.125 | 0.08 | 261 | 0 | 0.364 | 1 | 1 | cs | TRUE
134 | LV_356-7_0_6_line_134 |  | 127 | 129 | 0.0090925 | 0.125 | 0.08 | 261 | 0 | 0.364 | 1 | 1 | cs | TRUE
135 | LV_356-7_0_6_line_135 |  | 128 | 130 | 0.024968 | 0.125 | 0.08 | 261 | 0 | 0.364 | 1 | 1 | cs | TRUE
136 | LV_356-7_0_6_line_136 |  | 129 | 131 | 0.019268 | 0.125 | 0.08 | 261 | 0 | 0.364 | 1 | 1 | cs | TRUE
137 | LV_356-7_0_6_line_137 |  | 131 | 132 | 0.008214 | 0.125 | 0.08 | 261 | 0 | 0.364 | 1 | 1 | cs | TRUE
138 | LV_356-7_0_6_line_138 |  | 131 | 133 | 0.033739 | 0.125 | 0.08 | 261 | 0 | 0.364 | 1 | 1 | cs | TRUE
139 | LV_356-7_0_6_line_139 |  | 132 | 134 | 0.017208 | 0.125 | 0.08 | 261 | 0 | 0.364 | 1 | 1 | cs | TRUE
140 | LV_356-7_0_6_line_140 |  | 132 | 135 | 0.021804 | 0.125 | 0.08 | 261 | 0 | 0.364 | 1 | 1 | cs | TRUE
141 | LV_356-7_0_6_line_141 |  | 133 | 136 | 0.016272 | 0.125 | 0.08 | 261 | 0 | 0.364 | 1 | 1 | cs | TRUE
142 | LV_356-7_0_6_line_142 |  | 134 | 160 | 0.0055254 | 0.125 | 0.08 | 261 | 0 | 0.364 | 1 | 1 | cs | TRUE
143 | LV_356-7_0_6_line_143 |  | 135 | 153 | 0.031688 | 0.125 | 0.08 | 261 | 0 | 0.364 | 1 | 1 | cs | TRUE
144 | LV_356-7_0_6_line_144 |  | 136 | 164 | 0.028531 | 0.125 | 0.08 | 261 | 0 | 0.364 | 1 | 2 | cs | TRUE
145 | LV_356-7_0_6_line_145 |  | 137 | 138 | 0.023742 | 0.125 | 0.08 | 261 | 0 | 0.364 | 1 | 1 | cs | TRUE
146 | LV_356-7_0_6_line_146 |  | 137 | 139 | 0.031419 | 0.125 | 0.08 | 261 | 0 | 0.364 | 1 | 1 | cs | TRUE
147 | LV_356-7_0_6_line_147 |  | 138 | 140 | 0.052217 | 0.125 | 0.08 | 261 | 0 | 0.364 | 1 | 1 | cs | TRUE
148 | LV_356-7_0_6_line_148 |  | 139 | 141 | 0.020638 | 0.125 | 0.08 | 261 | 0 | 0.364 | 1 | 1 | cs | TRUE
149 | LV_356-7_0_6_line_149 |  | 141 | 142 | 0.0018986 | 0.125 | 0.08 | 261 | 0 | 0.364 | 1 | 1 | cs | TRUE
150 | LV_356-7_0_6_line_150 |  | 142 | 143 | 0.0093213 | 0.125 | 0.08 | 261 | 0 | 0.364 | 1 | 1 | cs | TRUE
151 | LV_356-7_0_6_line_151 |  | 143 | 152 | 0.021013 | 0.125 | 0.08 | 261 | 0 | 0.364 | 1 | 1 | cs | TRUE
152 | LV_356-7_0_6_line_152 |  | 144 | 145 | 0.033336 | 0.125 | 0.08 | 261 | 0 | 0.364 | 1 | 1 | cs | TRUE
153 | LV_356-7_0_6_line_153 |  | 145 | 146 | 0.019197 | 0.125 | 0.08 | 261 | 0 | 0.364 | 1 | 1 | cs | TRUE
154 | LV_356-7_0_6_line_154 |  | 146 | 147 | 0.0061993 | 0.125 | 0.08 | 261 | 0 | 0.364 | 1 | 1 | cs | TRUE
155 | LV_356-7_0_6_line_155 |  | 147 | 151 | 0.027268 | 0.125 | 0.08 | 261 | 0 | 0.364 | 1 | 1 | cs | TRUE
156 | LV_356-7_0_6_line_156 |  | 147 | 149 | 0.037993 | 0.125 | 0.08 | 261 | 0 | 0.364 | 1 | 1 | cs | TRUE
157 | LV_356-7_0_6_line_157 |  | 148 | 149 | 0.020966 | 0.125 | 0.08 | 261 | 0 | 0.364 | 1 | 1 | cs | TRUE
158 | LV_356-7_0_6_line_158 |  | 148 | 150 | 0.037085 | 0.125 | 0.08 | 261 | 0 | 0.364 | 1 | 1 | cs | TRUE
159 | LV_356-7_0_6_line_159 |  | 153 | 154 | 0.010158 | 0.125 | 0.08 | 261 | 0 | 0.364 | 1 | 1 | cs | TRUE
160 | LV_356-7_0_6_line_160 |  | 154 | 155 | 0.012061 | 0.125 | 0.08 | 261 | 0 | 0.364 | 1 | 1 | cs | TRUE
161 | LV_356-7_0_6_line_161 |  | 154 | 156 | 0.01931 | 0.125 | 0.08 | 261 | 0 | 0.364 | 1 | 1 | cs | TRUE
162 | LV_356-7_0_6_line_162 |  | 155 | 157 | 0.008788 | 0.125 | 0.08 | 261 | 0 | 0.364 | 1 | 1 | cs | TRUE
163 | LV_356-7_0_6_line_163 |  | 155 | 158 | 0.004993 | 0.125 | 0.08 | 261 | 0 | 0.364 | 1 | 1 | cs | TRUE
164 | LV_356-7_0_6_line_164 |  | 156 | 159 | 0.023179 | 0.125 | 0.08 | 261 | 0 | 0.364 | 1 | 1 | cs | TRUE
165 | LV_356-7_0_6_line_165 |  | 157 | 161 | 0.007429 | 0.125 | 0.08 | 261 | 0 | 0.364 | 1 | 1 | cs | TRUE
166 | LV_356-7_0_6_line_166 |  | 157 | 162 | 0.028829 | 0.125 | 0.08 | 261 | 0 | 0.364 | 1 | 1 | cs | TRUE
167 | LV_356-7_0_6_line_167 |  | 159 | 163 | 1.5076e-05 | 0.125 | 0.08 | 261 | 0 | 0.364 | 1 | 1 | cs | TRUE
168 | LV_356-7_0_6_line_168 |  | 160 | 165 | 0.0144 | 0.125 | 0.08 | 261 | 0 | 0.364 | 1 | 1 | cs | TRUE
169 | LV_356-7_0_6_line_169 |  | 160 | 166 | 0.008259 | 0.125 | 0.08 | 261 | 0 | 0.364 | 1 | 1 | cs | TRUE
170 | LV_356-7_0_6_line_170 |  | 162 | 190 | 0.005161 | 0.125 | 0.08 | 261 | 0 | 0.364 | 1 | 1 | cs | TRUE
171 | LV_356-7_0_6_line_171 |  | 162 | 181 | 0.014969 | 0.125 | 0.08 | 261 | 0 | 0.364 | 1 | 1 | cs | TRUE
172 | LV_356-7_0_6_line_172 |  | 164 | 167 | 0.004646 | 0.125 | 0.08 | 261 | 0 | 0.364 | 1 | 3 | cs | TRUE
173 | LV_356-7_0_6_line_173 |  | 167 | 168 | 0.0019432 | 0.125 | 0.08 | 261 | 0 | 0.364 | 1 | 3 | cs | TRUE
174 | LV_356-7_0_6_line_174 |  | 168 | 173 | 0.035344 | 0.125 | 0.08 | 261 | 0 | 0.364 | 1 | 3 | cs | TRUE
175 | LV_356-7_0_6_line_175 |  | 169 | 170 | 0.017562 | 0.125 | 0.08 | 261 | 0 | 0.364 | 1 | 1 | cs | TRUE
176 | LV_356-7_0_6_line_176 |  | 171 | 172 | 0.010893 | 0.125 | 0.08 | 261 | 0 | 0.364 | 1 | 1 | cs | TRUE
177 | LV_356-7_0_6_line_177 |  | 171 | 173 | 0.00932 | 0.125 | 0.08 | 261 | 0 | 0.364 | 1 | 3 | cs | TRUE
178 | LV_356-7_0_6_line_178 |  | 172 | 175 | 0.029843 | 0.125 | 0.08 | 261 | 0 | 0.364 | 1 | 1 | cs | TRUE
179 | LV_356-7_0_6_line_179 |  | 173 | 174 | 0.035629 | 0.125 | 0.08 | 261 | 0 | 0.364 | 1 | 1 | cs | TRUE
180 | LV_356-7_0_6_line_180 |  | 176 | 177 | 0.004468 | 0.125 | 0.08 | 261 | 0 | 0.364 | 1 | 1 | cs | TRUE
181 | LV_356-7_0_6_line_181 |  | 176 | 178 | 0.0065991 | 0.125 | 0.08 | 261 | 0 | 0.364 | 1 | 1 | cs | TRUE
182 | LV_356-7_0_6_line_182 |  | 177 | 179 | 0.020419 | 0.125 | 0.08 | 261 | 0 | 0.364 | 1 | 1 | cs | TRUE
183 | LV_356-7_0_6_line_183 |  | 178 | 180 | 0.00059058 | 0.125 | 0.08 | 261 | 0 | 0.364 | 1 | 1 | cs | TRUE
184 | LV_356-7_0_6_line_184 |  | 179 | 182 | 0.021757 | 0.125 | 0.08 | 261 | 0 | 0.364 | 1 | 1 | cs | TRUE
185 | LV_356-7_0_6_line_185 |  | 181 | 182 | 0.025781 | 0.125 | 0.08 | 261 | 0 | 0.364 | 1 | 1 | cs | TRUE
186 | LV_356-7_0_6_line_186 |  | 183 | 184 | 0.007863 | 0.125 | 0.08 | 261 | 0 | 0.364 | 1 | 1 | cs | TRUE
187 | LV_356-7_0_6_line_187 |  | 184 | 185 | 0.02644 | 0.125 | 0.08 | 261 | 0 | 0.364 | 1 | 1 | cs | TRUE
188 | LV_356-7_0_6_line_188 |  | 186 | 187 | 0.020205 | 0.125 | 0.08 | 261 | 0 | 0.364 | 1 | 1 | cs | TRUE
189 | LV_356-7_0_6_line_189 |  | 187 | 188 | 0.018889 | 0.125 | 0.08 | 261 | 0 | 0.364 | 1 | 1 | cs | TRUE

## trafo
| name | std_type | hv_bus | lv_bus | sn_mva | vn_hv_kv | vn_lv_kv | vk_percent | vkr_percent | pfe_kw | i0_percent | shift_degree | tap_side | tap_neutral | tap_min | tap_max | tap_step_percent | tap_step_degree | tap_pos | tap_phase_shifter | parallel | df | in_service
0 | LV_356-7_0_6_trafo_27 | 0.63 MVA 20/0.4 kV | 191 | 43 | 0.63 | 20 | 0.4 | 6 | 1.206 | 1.65 | 0.2619 | 150 | hv | 0 | -2 | 2 | 2.5 | 0 | 0 | FALSE | 1 | 1 | TRUE

## line_geodata
| x0 | y0 | x1 | y1 | x2 | y2 | x3 | y3 | x4 | y4 | x5 | y5 | x6 | y6 | x7 | y7 | x8 | y8
0 | 2602634.1874 | 1197510.6403 | 2602630.4921 | 1197517.3399
1 | 2602634.1874 | 1197510.6403 | 2602644.8526 | 1197491.3045
2 | 2602630.4921 | 1197517.3399 | 2602622.4207 | 1197531.9732 | 2602619.7279 | 1197536.6583
3 | 2602656.3527 | 1197470.455 | 2602644.8526 | 1197491.3045
4 | 2602619.7279 | 1197536.6583 | 2602615.9153 | 1197543.2916
5 | 2602656.3527 | 1197470.455 | 2602660.3462 | 1197472.4983
6 | 2602656.3527 | 1197470.455 | 2602629.9561 | 1197452.8342
7 | 2602615.9153 | 1197543.2916 | 2602615.7776 | 1197543.5312
8 | 2602660.3462 | 1197472.4983 | 2602660.4054 | 1197472.5286
9 | 2602629.9561 | 1197452.8342 | 2602629.9561 | 1197452.8342 | 2602622.8447 | 1197448.7263
10 | 2602606.0091 | 1197560.5268 | 2602615.7776 | 1197543.5312
11 | 2602681.5488 | 1197483.3467 | 2602660.4054 | 1197472.5286
12 | 2602600.2741 | 1197435.6881 | 2602622.8447 | 1197448.7263
13 | 2602893.374 | 1197478.0671 | 2602884.7855 | 1197473.7903
14 | 2602893.6509 | 1197478.205 | 2602893.374 | 1197478.0671
15 | 2602884.7855 | 1197473.7903 | 2602864.6157 | 1197463.7464
16 | 2602909.2463 | 1197485.971 | 2602893.6509 | 1197478.205
17 | 2602846.2226 | 1197454.5872 | 2602864.6157 | 1197463.7464
18 | 2602846.2226 | 1197454.5872 | 2602825.711 | 1197443.8324
19 | 2602846.2226 | 1197454.5872 | 2602833.2739 | 1197480.7838
20 | 2602805.1004 | 1197433.0257 | 2602825.711 | 1197443.8324
21 | 2602833.2739 | 1197480.7838 | 2602832.7043 | 1197481.9363
22 | 2602711.5474 | 1197451.5254 | 2602701.0164 | 1197472.3593
23 | 2602692.6035 | 1197489.0029 | 2602701.0164 | 1197472.3593
24 | 2602718.4132 | 1197437.9426 | 2602711.5474 | 1197451.5254
25 | 2602692.6035 | 1197489.0029 | 2602711.3579 | 1197497.8047
26 | 2602692.6035 | 1197489.0029 | 2602681.5488 | 1197483.3467
27 | 2602718.4132 | 1197437.9426 | 2602704.2449 | 1197431.0134
28 | 2602718.4132 | 1197437.9426 | 2602722.8541 | 1197428.2357
29 | 2602730.6979 | 1197506.8813 | 2602711.3579 | 1197497.8047
30 | 2602685.6249 | 1197421.9071 | 2602704.2449 | 1197431.0134
31 | 2602734.0248 | 1197508.4427 | 2602730.6979 | 1197506.8813
32 | 2602685.6249 | 1197421.9071 | 2602685.5878 | 1197421.889
33 | 2602734.0248 | 1197508.4427 | 2602723.0117 | 1197527.0423
34 | 2602734.0248 | 1197508.4427 | 2602735.0385 | 1197508.9573
35 | 2602685.5878 | 1197421.889 | 2602680.2604 | 1197419.2835
36 | 2602819.3915 | 1197509.6212 | 2602817.7505 | 1197513.0497 | 2602814.0452 | 1197521.6612
37 | 2602807.1378 | 1197538.1693 | 2602811.2321 | 1197528.1992 | 2602814.0452 | 1197521.6612
38 | 2602819.3915 | 1197509.6212 | 2602823.9262 | 1197500.1473
39 | 2602798.9647 | 1197541.4117 | 2602800.0316 | 1197539.8114 | 2602801.5325 | 1197538.6003 | 2602803.3301 | 1197537.8896 | 2602805.257 | 1197537.7349 | 2602807.1378 | 1197538.1693
40 | 2602823.9262 | 1197500.1473 | 2602830.7632 | 1197485.8634 | 2602832.7043 | 1197481.9363
41 | 2602798.9647 | 1197541.4117 | 2602798.3849 | 1197543.6238 | 2602798.6199 | 1197545.8917 | 2602799.6395 | 1197547.9377 | 2602801.3066 | 1197549.4838 | 2602803.4234 | 1197550.363
42 | 2602798.9647 | 1197541.4117 | 2602788.4602 | 1197536.0788
43 | 2602803.4234 | 1197550.363 | 2602796.7041 | 1197571.8714 | 2602794.6339 | 1197585.8445
44 | 2602782.5839 | 1197533.0954 | 2602788.4602 | 1197536.0788
45 | 2602782.5839 | 1197533.0954 | 2602772.0737 | 1197527.7596
46 | 2602736.9988 | 1197397.3181 | 2602748.1346 | 1197377.4014 | 2602755.9107 | 1197367.0238
47 | 2602736.9988 | 1197397.3181 | 2602723.1152 | 1197390.8551
48 | 2602736.9988 | 1197397.3181 | 2602754.098 | 1197406.2837
49 | 2602768.5411 | 1197353.0643 | 2602757.5612 | 1197364.8211 | 2602755.9107 | 1197367.0238
50 | 2602723.1152 | 1197390.8551 | 2602697.0278 | 1197378.7111
51 | 2602754.098 | 1197406.2837 | 2602774.8192 | 1197417.1484
52 | 2602768.5411 | 1197353.0643 | 2602781.6411 | 1197343.0251
53 | 2602768.5411 | 1197353.0643 | 2602761.2554 | 1197347.7883
54 | 2602682.0916 | 1197371.758 | 2602697.0278 | 1197378.7111
55 | 2602774.8192 | 1197417.1484 | 2602779.7479 | 1197419.7327
56 | 2602793.6369 | 1197333.8321 | 2602781.6411 | 1197343.0251
57 | 2602753.9313 | 1197342.6871 | 2602758.9557 | 1197346.1229 | 2602761.2554 | 1197347.7883
58 | 2602682.0916 | 1197371.758 | 2602687.3245 | 1197360.8323
59 | 2602682.0916 | 1197371.758 | 2602672.1946 | 1197366.9211
60 | 2602779.7479 | 1197419.7327 | 2602781.4239 | 1197420.6115
61 | 2602716.1448 | 1197538.6397 | 2602723.0117 | 1197527.0423
62 | 2602735.0385 | 1197508.9573 | 2602751.1444 | 1197517.134
63 | 2602716.1448 | 1197538.6397 | 2602719.8189 | 1197548.2687 | 2602702.0856 | 1197557.0989
64 | 2602751.1444 | 1197517.134 | 2602756.5387 | 1197519.8727
65 | 2602781.4239 | 1197420.6115 | 2602804.378 | 1197432.6469
66 | 2602805.1004 | 1197433.0257 | 2602804.378 | 1197432.6469
67 | 2602602.0587 | 1197567.3997 | 2602606.0091 | 1197560.5268
68 | 2602602.0587 | 1197567.3997 | 2602599.8866 | 1197571.1789
69 | 2602592.2722 | 1197584.4266 | 2602599.8866 | 1197571.1789
70 | 2602756.5387 | 1197519.8727 | 2602772.0737 | 1197527.7596
71 | 2602668.5403 | 1197365.1351 | 2602672.1946 | 1197366.9211
72 | 2602668.5403 | 1197365.1351 | 2602650.053 | 1197356.0999
73 | 2602650.053 | 1197356.0999 | 2602646.4473 | 1197354.3376
74 | 2602696.8267 | 1197340.9926 | 2602687.3245 | 1197360.8323
75 | 2602625.1742 | 1197343.9409 | 2602646.4473 | 1197354.3376
76 | 2602625.1742 | 1197343.9409 | 2602635.2816 | 1197323.9234 | 2602640.4583 | 1197311.3745 | 2602642.8408 | 1197307.2414
77 | 2602576.5422 | 1197607.5941 | 2602577.5677 | 1197613.7756 | 2602583.1407 | 1197617.7912 | 2602595.3365 | 1197628.3686 | 2602597.0892 | 1197629.7221
78 | 2602576.5422 | 1197607.5941 | 2602579.0939 | 1197606.4945 | 2602580.8083 | 1197604.3719 | 2602592.2722 | 1197584.4266
79 | 2602576.5422 | 1197607.5941 | 2602573.7855 | 1197607.2372 | 2602569.5291 | 1197605.3677 | 2602555.4566 | 1197593.5324
80 | 2602645.4642 | 1197638.8078 | 2602649.4729 | 1197635.3954 | 2602652.775 | 1197629.6442
81 | 2602669.6742 | 1197600.2111 | 2602652.775 | 1197629.6442
82 | 2602683.8801 | 1197575.4688 | 2602669.6742 | 1197600.2111
83 | 2602579.4678 | 1197423.3416 | 2602589.7238 | 1197429.5937 | 2602600.2741 | 1197435.6881
84 | 2602579.4678 | 1197423.3416 | 2602566.8783 | 1197447.9281
85 | 2602554.5582 | 1197472.5859 | 2602557.6077 | 1197466.033 | 2602566.8783 | 1197447.9281
86 | 2602554.5582 | 1197472.5859 | 2602541.3976 | 1197500.8662
87 | 2602541.3976 | 1197500.8662 | 2602537.5748 | 1197509.0807
88 | 2602702.0856 | 1197557.0989 | 2602695.2397 | 1197555.684
89 | 2602702.0856 | 1197557.0989 | 2602712.5589 | 1197570.4551 | 2602712.6081 | 1197570.6717
90 | 2602684.3898 | 1197574.5811 | 2602695.2397 | 1197555.684
91 | 2602712.6081 | 1197570.6717 | 2602719.1682 | 1197599.5966
92 | 2602684.3898 | 1197574.5811 | 2602683.8801 | 1197575.4688
93 | 2602721.4459 | 1197609.6394 | 2602719.1682 | 1197599.5966
94 | 2602642.8408 | 1197307.2414 | 2602647.1996 | 1197299.6795
95 | 2602945.3163 | 1197424.652 | 2602955.9474 | 1197399.7672
96 | 2602963.4348 | 1197382.749 | 2602960.0649 | 1197390.1291 | 2602955.9474 | 1197399.7672
97 | 2602963.4348 | 1197382.749 | 2602948.9863 | 1197372.5408
98 | 2602963.4348 | 1197382.749 | 2602974.3982 | 1197389.9915
99 | 2602948.9863 | 1197372.5408 | 2602931.314 | 1197360.0548 | 2602928.8076 | 1197357.9111
100 | 2602974.3982 | 1197389.9915 | 2602977.7287 | 1197391.9722
101 | 2602974.3982 | 1197389.9915 | 2602967.4751 | 1197404.8217
102 | 2602918.7248 | 1197349.2874 | 2602928.8076 | 1197357.9111
103 | 2602965.675 | 1197408.6778 | 2602967.4751 | 1197404.8217
104 | 2602904.8745 | 1197337.4412 | 2602918.7248 | 1197349.2874
105 | 2602904.8745 | 1197337.4412 | 2602896.1029 | 1197328.3208
106 | 2602904.8745 | 1197337.4412 | 2602893.7454 | 1197357.9469 | 2602893.2987 | 1197358.8231
107 | 2602873.7798 | 1197304.5339 | 2602886.2625 | 1197318.0888 | 2602896.1029 | 1197328.3208
108 | 2602877.0815 | 1197390.6342 | 2602893.2987 | 1197358.8231
109 | 2602969.8925 | 1197306.9768 | 2602958.388 | 1197294.1641
110 | 2602950.5314 | 1197285.1898 | 2602953.3967 | 1197288.6051 | 2602958.388 | 1197294.1641
111 | 2602969.8925 | 1197306.9768 | 2602980.5232 | 1197318.8164
112 | 2602950.5314 | 1197285.1898 | 2602936.2475 | 1197268.1638 | 2602929.5649 | 1197259.0912
113 | 2602980.5232 | 1197318.8164 | 2602983.5625 | 1197322.2014
114 | 2602873.7798 | 1197304.5339 | 2602867.6885 | 1197297.9194
115 | 2602877.0815 | 1197390.6342 | 2602860.2498 | 1197382.464
116 | 2602877.0815 | 1197390.6342 | 2602874.7042 | 1197395.5611
117 | 2602928.8541 | 1197258.1262 | 2602929.5649 | 1197259.0912
118 | 2603010.3286 | 1197352.0112 | 2602983.5625 | 1197322.2014
119 | 2602860.1451 | 1197289.7281 | 2602867.6885 | 1197297.9194
120 | 2602836.6653 | 1197371.0161 | 2602860.2498 | 1197382.464
121 | 2602867.5811 | 1197410.3233 | 2602874.7042 | 1197395.5611
122 | 2602748.4357 | 1197218.2659 | 2602750.1308 | 1197217.4624
123 | 2602751.37 | 1197216.8751 | 2602750.1308 | 1197217.4624
124 | 2602748.4357 | 1197218.2659 | 2602746.3903 | 1197219.2355
125 | 2602751.37 | 1197216.8751 | 2602775.6881 | 1197205.3481
126 | 2602721.5075 | 1197231.3219 | 2602729.7709 | 1197227.1132 | 2602746.3903 | 1197219.2355
127 | 2602780.5278 | 1197203.0541 | 2602775.6881 | 1197205.3481
128 | 2602721.5075 | 1197231.3219 | 2602720.3652 | 1197231.9037
129 | 2602796.4086 | 1197201.3183 | 2602793.3017 | 1197200.183 | 2602790.1793 | 1197199.848 | 2602786.9193 | 1197200.3913 | 2602783.5219 | 1197201.6349 | 2602780.5278 | 1197203.0541
130 | 2602718.763 | 1197232.7197 | 2602720.3652 | 1197231.9037
131 | 2602796.4086 | 1197201.3183 | 2602798.792 | 1197202.3311 | 2602800.9087 | 1197203.7217 | 2602803.0479 | 1197205.8238 | 2602815.1951 | 1197223.5388
132 | 2602796.4086 | 1197201.3183 | 2602799.3831 | 1197192.226 | 2602799.4158 | 1197187.3234 | 2602795.489 | 1197178.9066
133 | 2602805.6152 | 1197261.4373 | 2602782.6724 | 1197272.4327
134 | 2602805.6152 | 1197261.4373 | 2602813.8147 | 1197257.5077
135 | 2602760.1569 | 1197283.2233 | 2602782.6724 | 1197272.4327
136 | 2602831.1087 | 1197249.0152 | 2602823.3308 | 1197252.947 | 2602813.8147 | 1197257.5077
137 | 2602831.1087 | 1197249.0152 | 2602826.7555 | 1197242.0428
138 | 2602831.1087 | 1197249.0152 | 2602844.2909 | 1197268.087 | 2602850.5287 | 1197276.6016
139 | 2602826.7555 | 1197242.0428 | 2602840.9947 | 1197232.3807
140 | 2602815.1951 | 1197223.5388 | 2602824.8224 | 1197238.9514 | 2602826.7555 | 1197242.0428
141 | 2602860.1451 | 1197289.7281 | 2602850.5287 | 1197276.6016
142 | 2602838.5134 | 1197228.4744 | 2602840.0057 | 1197229.5312 | 2602840.7741 | 1197231.2658 | 2602841.5887 | 1197231.9776 | 2602840.9947 | 1197232.3807
143 | 2602815.1951 | 1197223.5388 | 2602834.2334 | 1197198.208
144 | 2602860.1451 | 1197289.7281 | 2602836.3838 | 1197305.5212
145 | 2602742.9067 | 1197140.8501 | 2602727.7796 | 1197149.3487 | 2602725.6618 | 1197150.3149 | 2602723.7042 | 1197150.9255 | 2602721.7542 | 1197151.4249
146 | 2602771.9388 | 1197131.9036 | 2602770.7433 | 1197131.3472 | 2602769.0831 | 1197130.9907 | 2602767.339 | 1197130.9121 | 2602764.955 | 1197131.0889 | 2602761.3675 | 1197131.8099 | 2602758.5643 | 1197132.6758 | 2602751.0911 | 1197136.2521 | 2602742.9067 | 1197140.8501
147 | 2602721.7542 | 1197151.4249 | 2602675.9833 | 1197176.5577
148 | 2602771.9388 | 1197131.9036 | 2602772.9514 | 1197132.6156 | 2602773.8955 | 1197133.4387 | 2602774.7328 | 1197134.4173 | 2602781.8611 | 1197149.6964
149 | 2602782.6638 | 1197151.4169 | 2602781.8611 | 1197149.6964
150 | 2602782.6638 | 1197151.4169 | 2602786.6048 | 1197159.8641
151 | 2602786.6048 | 1197159.8641 | 2602795.489 | 1197178.9066
152 | 2602718.763 | 1197232.7197 | 2602714.8323 | 1197234.7217 | 2602703.6108 | 1197241.3981 | 2602690.3039 | 1197250.0404
153 | 2602690.3039 | 1197250.0404 | 2602687.9933 | 1197251.5411 | 2602676.0475 | 1197262.8381
154 | 2602671.5434 | 1197267.0977 | 2602676.0475 | 1197262.8381
155 | 2602690.095 | 1197287.1276 | 2602671.5434 | 1197267.0977
156 | 2602671.5434 | 1197267.0977 | 2602633.7234 | 1197263.4795
157 | 2602633.7234 | 1197263.4795 | 2602617.0573 | 1197250.6989
158 | 2602617.0573 | 1197250.6989 | 2602614 | 1197258.1682 | 2602609.9518 | 1197267.7049 | 2602599.422 | 1197283.1024
159 | 2602840.3363 | 1197190.0881 | 2602834.2334 | 1197198.208
160 | 2602849.9826 | 1197197.3631 | 2602840.3363 | 1197190.0881
161 | 2602851.3643 | 1197174.2181 | 2602840.3363 | 1197190.0881
162 | 2602849.9826 | 1197197.3631 | 2602857.1546 | 1197202.4692
163 | 2602852.9624 | 1197193.3513 | 2602849.9826 | 1197197.3631
164 | 2602851.3643 | 1197174.2181 | 2602847.9535 | 1197171.4261 | 2602839.3806 | 1197165.0076 | 2602837.9551 | 1197157.0731
165 | 2602861.5596 | 1197196.4792 | 2602857.1546 | 1197202.4692
166 | 2602864.594 | 1197222.2387 | 2602858.3433 | 1197217.6778 | 2602864.8368 | 1197207.9535 | 2602857.1546 | 1197202.4692
167 | 2602837.9551 | 1197157.0731 | 2602837.9525 | 1197157.0583
168 | 2602838.5134 | 1197228.4744 | 2602831.5317 | 1197223.5241 | 2602835.1363 | 1197218.901
169 | 2602843.1777 | 1197221.6507 | 2602838.5134 | 1197228.4744
170 | 2602868.0079 | 1197218.3605 | 2602864.594 | 1197222.2387
171 | 2602864.594 | 1197222.2387 | 2602871.469 | 1197227.2557 | 2602876.1246 | 1197222.7444
172 | 2602832.5145 | 1197308.0929 | 2602836.3838 | 1197305.5212
173 | 2602832.5145 | 1197308.0929 | 2602830.8962 | 1197309.1686
174 | 2602801.4608 | 1197328.7329 | 2602830.8962 | 1197309.1686
175 | 2602739.4343 | 1197332.7737 | 2602753.9313 | 1197342.6871
176 | 2602793.6369 | 1197333.8321 | 2602787.2235 | 1197325.0266
177 | 2602793.6369 | 1197333.8321 | 2602801.4608 | 1197328.7329
178 | 2602769.6537 | 1197300.9037 | 2602787.2235 | 1197325.0266
179 | 2602801.4608 | 1197328.7329 | 2602805.9209 | 1197335.005 | 2602812.04 | 1197344.1682 | 2602816.3326 | 1197350.2734 | 2602818.1667 | 1197353.2314 | 2602819.491 | 1197355.1664 | 2602822.8644 | 1197356.1907 | 2602822.9591 | 1197356.2233
180 | 2602924.7347 | 1197252.2344 | 2602922.198 | 1197248.5563
181 | 2602928.5038 | 1197257.6507 | 2602927.9742 | 1197256.9316 | 2602924.7347 | 1197252.2344
182 | 2602922.198 | 1197248.5563 | 2602921.0255 | 1197246.8562 | 2602911.3255 | 1197231.2753
183 | 2602928.8541 | 1197258.1262 | 2602928.5038 | 1197257.6507
184 | 2602911.3255 | 1197231.2753 | 2602906.2311 | 1197223.0921 | 2602899.895 | 1197212.7625
185 | 2602876.1246 | 1197222.7444 | 2602899.895 | 1197212.7625
186 | 2602527.0721 | 1197533.343 | 2602523.9906 | 1197540.577
187 | 2602527.0721 | 1197533.343 | 2602535.5937 | 1197513.3379 | 2602537.5748 | 1197509.0807
188 | 2602721.4459 | 1197609.6394 | 2602725.9147 | 1197629.3437
189 | 2602730.0925 | 1197647.7644 | 2602725.9147 | 1197629.3437

## bus_geodata
| x | y | coords
0 | 2602634.1874 | 1197510.6403
1 | 2602630.4921 | 1197517.3399
2 | 2602644.8526 | 1197491.3045
3 | 2602619.7279 | 1197536.6583
4 | 2602656.3527 | 1197470.455
5 | 2602615.9153 | 1197543.2916
6 | 2602660.3462 | 1197472.4983
7 | 2602629.9561 | 1197452.8342
8 | 2602615.7776 | 1197543.5312
9 | 2602660.4054 | 1197472.5286
10 | 2602622.8447 | 1197448.7263
11 | 2602893.374 | 1197478.0671
12 | 2602884.7855 | 1197473.7903
13 | 2602893.6509 | 1197478.205
14 | 2602864.6157 | 1197463.7464
15 | 2602909.2463 | 1197485.971
16 | 2602846.2226 | 1197454.5872
17 | 2602825.711 | 1197443.8324
18 | 2602833.2739 | 1197480.7838
19 | 2602701.0164 | 1197472.3593
20 | 2602711.5474 | 1197451.5254
21 | 2602692.6035 | 1197489.0029
22 | 2602718.4132 | 1197437.9426
23 | 2602711.3579 | 1197497.8047
24 | 2602681.5488 | 1197483.3467
25 | 2602704.2449 | 1197431.0134
26 | 2602722.8541 | 1197428.2357
27 | 2602730.6979 | 1197506.8813
28 | 2602685.6249 | 1197421.9071
29 | 2602734.0248 | 1197508.4427
30 | 2602680.2604 | 1197419.2835
31 | 2602685.5878 | 1197421.889
32 | 2602814.0452 | 1197521.6612
33 | 2602819.3915 | 1197509.6212
34 | 2602807.1378 | 1197538.1693
35 | 2602823.9262 | 1197500.1473
36 | 2602798.9647 | 1197541.4117
37 | 2602832.7043 | 1197481.9363
38 | 2602803.4234 | 1197550.363
39 | 2602788.4602 | 1197536.0788
40 | 2602794.6339 | 1197585.8445
41 | 2602782.5839 | 1197533.0954
42 | 2602736.9988 | 1197397.3181
43 | 2602755.9107 | 1197367.0238
44 | 2602723.1152 | 1197390.8551
45 | 2602754.098 | 1197406.2837
46 | 2602768.5411 | 1197353.0643
47 | 2602697.0278 | 1197378.7111
48 | 2602774.8192 | 1197417.1484
49 | 2602781.6411 | 1197343.0251
50 | 2602761.2554 | 1197347.7883
51 | 2602682.0916 | 1197371.758
52 | 2602779.7479 | 1197419.7327
53 | 2602723.0117 | 1197527.0423
54 | 2602735.0385 | 1197508.9573
55 | 2602716.1448 | 1197538.6397
56 | 2602751.1444 | 1197517.134
57 | 2602781.4239 | 1197420.6115
58 | 2602804.378 | 1197432.6469
59 | 2602805.1004 | 1197433.0257
60 | 2602606.0091 | 1197560.5268
61 | 2602602.0587 | 1197567.3997
62 | 2602599.8866 | 1197571.1789
63 | 2602756.5387 | 1197519.8727
64 | 2602772.0737 | 1197527.7596
65 | 2602672.1946 | 1197366.9211
66 | 2602668.5403 | 1197365.1351
67 | 2602650.053 | 1197356.0999
68 | 2602687.3245 | 1197360.8323
69 | 2602646.4473 | 1197354.3376
70 | 2602696.8267 | 1197340.9926
71 | 2602625.1742 | 1197343.9409
72 | 2602597.0892 | 1197629.7221
73 | 2602576.5422 | 1197607.5941
74 | 2602592.2722 | 1197584.4266
75 | 2602555.4566 | 1197593.5324
76 | 2602645.4642 | 1197638.8078
77 | 2602652.775 | 1197629.6442
78 | 2602669.6742 | 1197600.2111
79 | 2602600.2741 | 1197435.6881
80 | 2602579.4678 | 1197423.3416
81 | 2602566.8783 | 1197447.9281
82 | 2602554.5582 | 1197472.5859
83 | 2602541.3976 | 1197500.8662
84 | 2602702.0856 | 1197557.0989
85 | 2602695.2397 | 1197555.684
86 | 2602712.6081 | 1197570.6717
87 | 2602684.3898 | 1197574.5811
88 | 2602719.1682 | 1197599.5966
89 | 2602642.8408 | 1197307.2414
90 | 2602647.1996 | 1197299.6795
91 | 2602945.3163 | 1197424.652
92 | 2602955.9474 | 1197399.7672
93 | 2602963.4348 | 1197382.749
94 | 2602948.9863 | 1197372.5408
95 | 2602974.3982 | 1197389.9915
96 | 2602928.8076 | 1197357.9111
97 | 2602977.7287 | 1197391.9722
98 | 2602967.4751 | 1197404.8217
99 | 2602918.7248 | 1197349.2874
100 | 2602904.8745 | 1197337.4412
101 | 2602896.1029 | 1197328.3208
102 | 2602893.2987 | 1197358.8231
103 | 2602958.388 | 1197294.1641
104 | 2602969.8925 | 1197306.9768
105 | 2602950.5314 | 1197285.1898
106 | 2602980.5232 | 1197318.8164
107 | 2602873.7798 | 1197304.5339
108 | 2602877.0815 | 1197390.6342
109 | 2602929.5649 | 1197259.0912
110 | 2602983.5625 | 1197322.2014
111 | 2603010.3286 | 1197352.0112
112 | 2602867.6885 | 1197297.9194
113 | 2602860.2498 | 1197382.464
114 | 2602874.7042 | 1197395.5611
115 | 2602965.675 | 1197408.6778
116 | 2602867.5811 | 1197410.3233
117 | 2602836.6653 | 1197371.0161
118 | 2602750.1308 | 1197217.4624
119 | 2602748.4357 | 1197218.2659
120 | 2602751.37 | 1197216.8751
121 | 2602746.3903 | 1197219.2355
122 | 2602775.6881 | 1197205.3481
123 | 2602721.5075 | 1197231.3219
124 | 2602780.5278 | 1197203.0541
125 | 2602720.3652 | 1197231.9037
126 | 2602796.4086 | 1197201.3183
127 | 2602805.6152 | 1197261.4373
128 | 2602782.6724 | 1197272.4327
129 | 2602813.8147 | 1197257.5077
130 | 2602760.1569 | 1197283.2233
131 | 2602831.1087 | 1197249.0152
132 | 2602826.7555 | 1197242.0428
133 | 2602850.5287 | 1197276.6016
134 | 2602840.9947 | 1197232.3807
135 | 2602815.1951 | 1197223.5388
136 | 2602860.1451 | 1197289.7281
137 | 2602742.9067 | 1197140.8501
138 | 2602721.7542 | 1197151.4249
139 | 2602771.9388 | 1197131.9036
140 | 2602675.9833 | 1197176.5577
141 | 2602781.8611 | 1197149.6964
142 | 2602782.6638 | 1197151.4169
143 | 2602786.6048 | 1197159.8641
144 | 2602718.763 | 1197232.7197
145 | 2602690.3039 | 1197250.0404
146 | 2602676.0475 | 1197262.8381
147 | 2602671.5434 | 1197267.0977
148 | 2602617.0573 | 1197250.6989
149 | 2602633.7234 | 1197263.4795
150 | 2602599.422 | 1197283.1024
151 | 2602690.095 | 1197287.1276
152 | 2602795.489 | 1197178.9066
153 | 2602834.2334 | 1197198.208
154 | 2602840.3363 | 1197190.0881
155 | 2602849.9826 | 1197197.3631
156 | 2602851.3643 | 1197174.2181
157 | 2602857.1546 | 1197202.4692
158 | 2602852.9624 | 1197193.3513
159 | 2602837.9551 | 1197157.0731
160 | 2602838.5135 | 1197228.4744
161 | 2602861.5596 | 1197196.4792
162 | 2602864.594 | 1197222.2387
163 | 2602837.9525 | 1197157.0583
164 | 2602836.3838 | 1197305.5212
165 | 2602835.1363 | 1197218.901
166 | 2602843.1777 | 1197221.6507
167 | 2602832.5145 | 1197308.0929
168 | 2602830.8962 | 1197309.1686
169 | 2602753.9313 | 1197342.6871
170 | 2602739.4343 | 1197332.7737
171 | 2602793.6369 | 1197333.8321
172 | 2602787.2235 | 1197325.0266
173 | 2602801.4608 | 1197328.7329
174 | 2602822.9591 | 1197356.2233
175 | 2602769.6537 | 1197300.9037
176 | 2602924.7347 | 1197252.2344
177 | 2602922.198 | 1197248.5563
178 | 2602928.5038 | 1197257.6507
179 | 2602911.3255 | 1197231.2753
180 | 2602928.8541 | 1197258.1262
181 | 2602876.1246 | 1197222.7444
182 | 2602899.895 | 1197212.7625
183 | 2602523.9906 | 1197540.577
184 | 2602527.0721 | 1197533.343
185 | 2602537.5748 | 1197509.0807
186 | 2602721.4459 | 1197609.6394
187 | 2602725.9147 | 1197629.3437
188 | 2602730.0925 | 1197647.7644
189 | 2602683.8801 | 1197575.4688
190 | 2602868.0079 | 1197218.3605
191 | 2602768.5411 | 1197353.0643

## line_std_types
| c_nf_per_km | r_ohm_per_km | x_ohm_per_km | max_i_ka | type | q_mm2 | alpha | voltage_rating
NAYY 4x50 SE | 210 | 0.642 | 0.083 | 0.142 | cs | 50 | 0.00403 | LV
NAYY 4x120 SE | 264 | 0.225 | 0.08 | 0.242 | cs | 120 | 0.00403 | LV
NAYY 4x150 SE | 261 | 0.208 | 0.08 | 0.27 | cs | 150 | 0.00403 | LV
NA2XS2Y 1x95 RM/25 12/20 kV | 216 | 0.313 | 0.132 | 0.252 | cs | 95 | 0.00403 | MV
NA2XS2Y 1x185 RM/25 12/20 kV | 273 | 0.161 | 0.117 | 0.362 | cs | 185 | 0.00403 | MV
NA2XS2Y 1x240 RM/25 12/20 kV | 304 | 0.122 | 0.112 | 0.421 | cs | 240 | 0.00403 | MV
NA2XS2Y 1x95 RM/25 6/10 kV | 315 | 0.313 | 0.123 | 0.249 | cs | 95 | 0.00403 | MV
NA2XS2Y 1x185 RM/25 6/10 kV | 406 | 0.161 | 0.11 | 0.358 | cs | 185 | 0.00403 | MV
NA2XS2Y 1x240 RM/25 6/10 kV | 456 | 0.122 | 0.105 | 0.416 | cs | 240 | 0.00403 | MV
NA2XS2Y 1x150 RM/25 12/20 kV | 250 | 0.206 | 0.116 | 0.319 | cs | 150 | 0.00403 | MV
NA2XS2Y 1x120 RM/25 12/20 kV | 230 | 0.253 | 0.119 | 0.283 | cs | 120 | 0.00403 | MV
NA2XS2Y 1x70 RM/25 12/20 kV | 190 | 0.443 | 0.132 | 0.22 | cs | 70 | 0.00403 | MV
NA2XS2Y 1x150 RM/25 6/10 kV | 360 | 0.206 | 0.11 | 0.315 | cs | 150 | 0.00403 | MV
NA2XS2Y 1x120 RM/25 6/10 kV | 340 | 0.253 | 0.113 | 0.28 | cs | 120 | 0.00403 | MV
NA2XS2Y 1x70 RM/25 6/10 kV | 280 | 0.443 | 0.123 | 0.217 | cs | 70 | 0.00403 | MV
N2XS(FL)2Y 1x120 RM/35 64/110 kV | 112 | 0.153 | 0.166 | 0.366 | cs | 120 | 0.00393 | HV
N2XS(FL)2Y 1x185 RM/35 64/110 kV | 125 | 0.099 | 0.156 | 0.457 | cs | 185 | 0.00393 | HV
N2XS(FL)2Y 1x240 RM/35 64/110 kV | 135 | 0.075 | 0.149 | 0.526 | cs | 240 | 0.00393 | HV
N2XS(FL)2Y 1x300 RM/35 64/110 kV | 144 | 0.06 | 0.144 | 0.588 | cs | 300 | 0.00393 | HV
15-AL1/3-ST1A 0.4 | 11 | 1.8769 | 0.35 | 0.105 | ol | 16 | 0.00403 | LV
24-AL1/4-ST1A 0.4 | 11.25 | 1.2012 | 0.335 | 0.14 | ol | 24 | 0.00403 | LV
48-AL1/8-ST1A 0.4 | 12.2 | 0.5939 | 0.3 | 0.21 | ol | 48 | 0.00403 | LV
94-AL1/15-ST1A 0.4 | 13.2 | 0.306 | 0.29 | 0.35 | ol | 94 | 0.00403 | LV
34-AL1/6-ST1A 10.0 | 9.7 | 0.8342 | 0.36 | 0.17 | ol | 34 | 0.00403 | MV
48-AL1/8-ST1A 10.0 | 10.1 | 0.5939 | 0.35 | 0.21 | ol | 48 | 0.00403 | MV
70-AL1/11-ST1A 10.0 | 10.4 | 0.4132 | 0.339 | 0.29 | ol | 70 | 0.00403 | MV
94-AL1/15-ST1A 10.0 | 10.75 | 0.306 | 0.33 | 0.35 | ol | 94 | 0.00403 | MV
122-AL1/20-ST1A 10.0 | 11.1 | 0.2376 | 0.323 | 0.41 | ol | 122 | 0.00403 | MV
149-AL1/24-ST1A 10.0 | 11.25 | 0.194 | 0.315 | 0.47 | ol | 149 | 0.00403 | MV
34-AL1/6-ST1A 20.0 | 9.15 | 0.8342 | 0.382 | 0.17 | ol | 34 | 0.00403 | MV
48-AL1/8-ST1A 20.0 | 9.5 | 0.5939 | 0.372 | 0.21 | ol | 48 | 0.00403 | MV
70-AL1/11-ST1A 20.0 | 9.7 | 0.4132 | 0.36 | 0.29 | ol | 70 | 0.00403 | MV
94-AL1/15-ST1A 20.0 | 10 | 0.306 | 0.35 | 0.35 | ol | 94 | 0.00403 | MV
122-AL1/20-ST1A 20.0 | 10.3 | 0.2376 | 0.344 | 0.41 | ol | 122 | 0.00403 | MV
149-AL1/24-ST1A 20.0 | 10.5 | 0.194 | 0.337 | 0.47 | ol | 149 | 0.00403 | MV
184-AL1/30-ST1A 20.0 | 10.75 | 0.1571 | 0.33 | 0.535 | ol | 184 | 0.00403 | MV
243-AL1/39-ST1A 20.0 | 11 | 0.1188 | 0.32 | 0.645 | ol | 243 | 0.00403 | MV
48-AL1/8-ST1A 110.0 | 8 | 0.5939 | 0.46 | 0.21 | ol | 48 | 0.00403 | HV
70-AL1/11-ST1A 110.0 | 8.4 | 0.4132 | 0.45 | 0.29 | ol | 70 | 0.00403 | HV
94-AL1/15-ST1A 110.0 | 8.65 | 0.306 | 0.44 | 0.35 | ol | 94 | 0.00403 | HV
122-AL1/20-ST1A 110.0 | 8.5 | 0.2376 | 0.43 | 0.41 | ol | 122 | 0.00403 | HV
149-AL1/24-ST1A 110.0 | 8.75 | 0.194 | 0.41 | 0.47 | ol | 149 | 0.00403 | HV
184-AL1/30-ST1A 110.0 | 8.8 | 0.1571 | 0.4 | 0.535 | ol | 184 | 0.00403 | HV
243-AL1/39-ST1A 110.0 | 9 | 0.1188 | 0.39 | 0.645 | ol | 243 | 0.00403 | HV
305-AL1/39-ST1A 110.0 | 9.2 | 0.0949 | 0.38 | 0.74 | ol | 305 | 0.00403 | HV
490-AL1/64-ST1A 110.0 | 9.75 | 0.059 | 0.37 | 0.96 | ol | 490 | 0.00403 | HV
679-AL1/86-ST1A 110.0 | 9.95 | 0.042 | 0.36 | 1.15 | ol | 679 | 0.00403 | HV
490-AL1/64-ST1A 220.0 | 10 | 0.059 | 0.285 | 0.96 | ol | 490 | 0.00403 | HV
679-AL1/86-ST1A 220.0 | 11.7 | 0.042 | 0.275 | 1.15 | ol | 679 | 0.00403 | HV
490-AL1/64-ST1A 380.0 | 11 | 0.059 | 0.253 | 0.96 | ol | 490 | 0.00403 | HV
679-AL1/86-ST1A 380.0 | 14.6 | 0.042 | 0.25 | 1.15 | ol | 679 | 0.00403 | HV

## trafo_std_types
| i0_percent | pfe_kw | vkr_percent | sn_mva | vn_lv_kv | vn_hv_kv | vk_percent | shift_degree | vector_group | tap_side | tap_neutral | tap_min | tap_max | tap_step_degree | tap_step_percent | tap_phase_shifter
160 MVA 380/110 kV | 0.06 | 60 | 0.25 | 160 | 110 | 380 | 12.2 | 0 | Yy0 | hv | 0 | -9 | 9 | 0 | 1.5 | FALSE
100 MVA 220/110 kV | 0.06 | 55 | 0.26 | 100 | 110 | 220 | 12 | 0 | Yy0 | hv | 0 | -9 | 9 | 0 | 1.5 | FALSE
63 MVA 110/20 kV | 0.04 | 22 | 0.32 | 63 | 20 | 110 | 18 | 150 | YNd5 | hv | 0 | -9 | 9 | 0 | 1.5 | FALSE
40 MVA 110/20 kV | 0.05 | 18 | 0.34 | 40 | 20 | 110 | 16.2 | 150 | YNd5 | hv | 0 | -9 | 9 | 0 | 1.5 | FALSE
25 MVA 110/20 kV | 0.07 | 14 | 0.41 | 25 | 20 | 110 | 12 | 150 | YNd5 | hv | 0 | -9 | 9 | 0 | 1.5 | FALSE
63 MVA 110/10 kV | 0.04 | 22 | 0.32 | 63 | 10 | 110 | 18 | 150 | YNd5 | hv | 0 | -9 | 9 | 0 | 1.5 | FALSE
40 MVA 110/10 kV | 0.05 | 18 | 0.34 | 40 | 10 | 110 | 16.2 | 150 | YNd5 | hv | 0 | -9 | 9 | 0 | 1.5 | FALSE
25 MVA 110/10 kV | 0.07 | 14 | 0.41 | 25 | 10 | 110 | 12 | 150 | YNd5 | hv | 0 | -9 | 9 | 0 | 1.5 | FALSE
0.25 MVA 20/0.4 kV | 0.32 | 0.8 | 1.44 | 0.25 | 0.4 | 20 | 6 | 150 | Yzn5 | hv | 0 | -2 | 2 | 0 | 2.5 | FALSE
0.4 MVA 20/0.4 kV | 0.3375 | 1.35 | 1.425 | 0.4 | 0.4 | 20 | 6 | 150 | Dyn5 | hv | 0 | -2 | 2 | 0 | 2.5 | FALSE
0.63 MVA 20/0.4 kV | 0.2619 | 1.65 | 1.206 | 0.63 | 0.4 | 20 | 6 | 150 | Dyn5 | hv | 0 | -2 | 2 | 0 | 2.5 | FALSE
0.25 MVA 10/0.4 kV | 0.24 | 0.6 | 1.2 | 0.25 | 0.4 | 10 | 4 | 150 | Dyn5 | hv | 0 | -2 | 2 | 0 | 2.5 | FALSE
0.4 MVA 10/0.4 kV | 0.2375 | 0.95 | 1.325 | 0.4 | 0.4 | 10 | 4 | 150 | Dyn5 | hv | 0 | -2 | 2 | 0 | 2.5 | FALSE
0.63 MVA 10/0.4 kV | 0.1873 | 1.18 | 1.0794 | 0.63 | 0.4 | 10 | 4 | 150 | Dyn5 | hv | 0 | -2 | 2 | 0 | 2.5 | FALSE

## trafo3w_std_types
| sn_hv_mva | sn_mv_mva | sn_lv_mva | vn_hv_kv | vn_mv_kv | vn_lv_kv | vk_hv_percent | vk_mv_percent | vk_lv_percent | vkr_hv_percent | vkr_mv_percent | vkr_lv_percent | pfe_kw | i0_percent | shift_mv_degree | shift_lv_degree | vector_group | tap_side | tap_neutral | tap_min | tap_max | tap_step_percent
63/25/38 MVA 110/20/10 kV | 63 | 25 | 38 | 110 | 20 | 10 | 10.4 | 10.4 | 10.4 | 0.28 | 0.32 | 0.35 | 35 | 0.89 | 0 | 0 | YN0yn0yn0 | hv | 0 | -10 | 10 | 1.2
63/25/38 MVA 110/10/10 kV | 63 | 25 | 38 | 110 | 10 | 10 | 10.4 | 10.4 | 10.4 | 0.28 | 0.32 | 0.35 | 35 | 0.89 | 0 | 0 | YN0yn0yn0 | hv | 0 | -10 | 10 | 1.2

## fuse_std_types
| fuse_type | i_rated_a | t_avg | t_min | t_total | x_avg | x_min | x_total
HV 100A | HV 100A | 100 | 0 | [10.0, 3.64, 0.854, 0.281, 0.1, 0.0531, 0.022, 0.01] | [10.0, 4.267, 1.21, 0.403, 0.1, 0.058, 0.022, 0.01] | 0 | [300.0, 350.0, 450.0, 550.0, 700.0, 850.0, 1200.0, 1752.0] | [600.0, 700.0, 900.0, 1150.0, 1665.0, 2000.0, 3000.0, 4313.0]
HV 10A | HV 10A | 10 | 0 | [10.0, 1675.0, 0.344, 0.156, 0.1, 0.0417, 0.0171, 0.01] | [10.0, 1.3, 0.3, 0.155, 0.1, 0.0555, 0.023, 0.01] | 0 | [30.0, 32.0, 35.0, 37.0, 39.0, 50.0, 70.0, 88.0] | [60.0, 70.0, 80.0, 87.0, 94.0, 110.0, 150.0, 216.0]
HV 125A | HV 125A | 125 | 0 | [10.0, 1.82, 0.344, 0.1, 0.0467, 0.0269, 0.01] | [10.0, 2.478, 0.426, 0.1, 0.0427, 0.0211, 0.01] | 0 | [375.0, 500.0, 700.0, 925.0, 1200.0, 1500.0, 2341.0] | [750.0, 1000.0, 1500.0, 2200.0, 3000.0, 4000.0, 5765.0]
HV 160A | HV 160A | 160 | 0 | [10.0, 4.15, 1.03, 0.198, 0.1, 0.051, 0.0172, 0.01] | [10.0, 2.3, 0.734, 0.274, 0.1, 0.046, 0.0177, 0.01] | 0 | [480.0, 550.0, 700.0, 1000.0, 1260.0, 1600.0, 2500.0, 3227.0] | [960.0, 1300.0, 1700.0, 2200.0, 2996.0, 4000.0, 6000.0, 7946.0]
HV 16A | HV 16A | 16 | 0 | [10.0, 0.352, 0.164, 0.1, 0.0649, 0.0342, 0.01] | [10.0, 2.34, 0.722, 0.181, 0.1, 0.055, 0.0296, 0.01] | 0 | [48.0, 60.0, 65.0, 71.0, 80.0, 100.0, 162.0] | [96.0, 110.0, 125.0, 150.0, 168.0, 200.0, 250.0, 398.0]
HV 200A | HV 200A | 200 | 0 | [10.0, 4.267, 1.21, 0.403, 0.1, 0.058, 0.022, 0.01] | [10.0, 3.73, 1.654, 0.328, 0.1, 0.0531, 0.019, 0.01] | 0 | [600.0, 700.0, 900.0, 1150.0, 1665.0, 2000.0, 3000.0, 4313.0] | [1200.0, 1500.0, 1800.0, 2700.0, 3960.0, 5000.0, 7500.0, 10620.0]
HV 20A | HV 20A | 20 | 0 | [10.0, 1.3, 0.3, 0.155, 0.1, 0.0555, 0.023, 0.01] | [10.0, 1.3, 0.161, 0.1, 0.0611, 0.0399, 0.0141, 0.01] | 0 | [60.0, 70.0, 80.0, 87.0, 94.0, 110.0, 150.0, 216.0] | [120.0, 150.0, 200.0, 223.0, 260.0, 300.0, 450.0, 532.0]
HV 25A | HV 25A | 25 | 0 | [10.0, 2.512, 0.833, 0.299, 0.1, 0.0372, 0.0223, 0.01] | [10.0, 3.125, 0.597, 0.198, 0.1, 0.0378, 0.022, 0.01] | 0 | [75.0, 82.0, 90.0, 100.0, 124.0, 170.0, 200.0, 289.0] | [150.0, 170.0, 210.0, 250.0, 294.0, 400.0, 500.0, 711.0]
HV 31.5A | HV 31.5A | 31.5 | 0 | [10.0, 2.34, 0.722, 0.181, 0.1, 0.055, 0.0296, 0.01] | [10.0, 2.84, 0.368, 0.164, 0.1, 0.0621, 0.0378, 0.0195, 0.01] | 0 | [95.0, 110.0, 125.0, 150.0, 165.0, 200.0, 250.0, 390.0] | [189.0, 220.0, 300.0, 350.0, 393.0, 450.0, 530.0, 700.0, 960.0]
HV 40A | HV 40A | 40 | 0 | [10.0, 1.3, 0.161, 0.1, 0.0611, 0.0399, 0.0141, 0.01] | [10.0, 2.05, 0.369, 0.198, 0.1, 0.051, 0.0298, 0.01] | 0 | [120.0, 150.0, 200.0, 223.0, 260.0, 300.0, 450.0, 532.0] | [240.0, 300.0, 400.0, 450.0, 530.0, 650.0, 800.0, 1311.0]
HV 50A | HV 50A | 50 | 0 | [10.0, 3.215, 0.597, 0.198, 0.1, 0.0378, 0.022, 0.01] | [10.0, 3.64, 0.854, 0.281, 0.1, 0.0531, 0.022, 0.01] | 0 | [150.0, 170.0, 210.0, 250.0, 294.0, 400.0, 500.0, 711.0] | [300.0, 350.0, 450.0, 550.0, 700.0, 850.0, 1200.0, 1752.0]
HV 6.3A | HV 6.3A | 6.3 | 0 | [10.0, 1.39, 0.344, 0.168, 0.1, 0.056, 0.0263, 0.01] | [10.0, 1.711, 0.516, 0.198, 0.1, 0.0634, 0.0303, 0.01] | 0 | [19.0, 19.5, 20.4, 20.8, 22.0, 25.0, 32.0, 48.0] | [38.0, 40.0, 43.0, 48.0, 53.0, 60.0, 75.0, 118.0]
HV 63A | HV 63A | 63 | 0 | [10.0, 2.84, 0.368, 0.164, 0.1, 0.0621, 0.0378, 0.0195, 0.01] | [10.0, 1.82, 0.344, 0.1, 0.0467, 0.0269, 0.01] | 0 | [189.0, 220.0, 300.0, 350.0, 393.0, 450.0, 530.0, 700.0, 961.0] | [378.0, 500.0, 700.0, 934.0, 1200.0, 1500.0, 2366.0]
HV 80A | HV 80A | 80 | 0 | [10.0, 2.05, 0.369, 0.198, 0.1, 0.051, 0.0298, 0.01] | [10.0, 4.15, 1.03, 0.198, 0.1, 0.051, 0.0172, 0.01] | 0 | [240.0, 300.0, 400.0, 450.0, 530.0, 650.0, 800.0, 1311.0] | [480.0, 550.0, 700.0, 1000.0, 1260.0, 1600.0, 2500.0, 3227.0]
Siemens NH-1-100 | Siemens NH-1-100 | 100 | [5400.0, 2000.0, 400.0, 20.0, 1.0, 0.2, 0.012, 0.004] | 0 | 0 | [150.0, 190.0, 250.0, 430.0, 900.0, 1250.0, 2700.0, 3600.0] | 0 | 0
Siemens NH-1-125 | Siemens NH-1-125 | 125 | [4800.0, 120.0, 7.0, 0.1, 0.004] | 0 | 0 | [180.0, 400.0, 740.0, 2000.0, 4250.0] | 0 | 0
Siemens NH-1-16 | Siemens NH-1-16 | 16 | [4000.0, 400.0, 2.0, 0.1, 0.04, 0.01] | 0 | 0 | [26.0, 35.0, 75.0, 150.0, 200.0, 300.0] | 0 | 0
Siemens NH-1-160 | Siemens NH-1-160 | 160 | [4800.0, 120.0, 7.0, 0.1, 0.004] | 0 | 0 | [210.0, 500.0, 900.0, 2300.0, 5000.0] | 0 | 0
Siemens NH-1-25 | Siemens NH-1-25 | 25 | [4000.0, 1000.0, 10.0, 0.2, 0.02, 0.01] | 0 | 0 | [40.0, 50.0, 100.0, 210.0, 400.0, 500.0] | 0 | 0
Siemens NH-1-50 | Siemens NH-1-50 | 50 | [4000.0, 40.0, 4.0, 1.0, 0.02, 0.01] | 0 | 0 | [86.0, 200.0, 300.0, 400.0, 1000.0, 1280.0] | 0 | 0
Siemens NH-1-63 | Siemens NH-1-63 | 63 | [4000.0, 100.0, 10.0, 2.0, 0.04, 0.01] | 0 | 0 | [100.0, 200.0, 300.0, 400.0, 1000.0, 1500.0] | 0 | 0
Siemens NH-1-80 | Siemens NH-1-80 | 80 | [4800.0, 120.0, 7.0, 0.1, 0.01] | 0 | 0 | [150.58, 250.0, 450.0, 1150.0, 2470.0] | 0 | 0
Siemens NH-2-1000 | Siemens NH-2-1000 | 1000 | [4800.0, 120.0, 7.0, 0.1, 0.004] | 0 | 0 | [1900.0, 3500.0, 8400.0, 24000.0, 52000.0] | 0 | 0
Siemens NH-2-200 | Siemens NH-2-200 | 200 | [4800.0, 120.0, 7.0, 0.1, 0.004] | 0 | 0 | [280.0, 650.0, 1200.0, 3000.0, 7000.0] | 0 | 0
Siemens NH-2-224 | Siemens NH-2-224 | 224 | [4800.0, 120.0, 7.0, 0.2, 0.04, 0.004] | 0 | 0 | [400.0, 750.0, 1453.0, 3025.0, 4315.0, 7600.0] | 0 | 0
Siemens NH-2-250 | Siemens NH-2-250 | 250 | [4800.0, 120.0, 7.0, 0.1, 0.004] | 0 | 0 | [450.0, 800.0, 1650.0, 4000.0, 8500.0] | 0 | 0
Siemens NH-2-315 | Siemens NH-2-315 | 315 | [4800.0, 120.0, 7.0, 0.1, 0.004] | 0 | 0 | [550.0, 920.0, 1900.0, 5000.0, 11000.0] | 0 | 0
Siemens NH-2-355 | Siemens NH-2-355 | 355 | [4800.0, 120.0, 6.0, 0.1, 0.004] | 0 | 0 | [650.0, 1116.27, 2350.0, 5840.0, 12790.0] | 0 | 0
Siemens NH-2-400 | Siemens NH-2-400 | 400 | [4800.0, 120.0, 7.0, 0.1, 0.004] | 0 | 0 | [720.0, 1350.0, 2800.0, 6500.0, 15000.0] | 0 | 0
Siemens NH-2-425 | Siemens NH-2-425 | 425 | [4800.0, 120.0, 7.0, 0.1, 0.004] | 0 | 0 | [850.0, 1500.0, 3050.0, 7500.0, 16500.0] | 0 | 0
Siemens NH-2-630 | Siemens NH-2-630 | 630 | [4800.0, 120.0, 7.0, 0.1, 0.004] | 0 | 0 | [1200.0, 2000.0, 4800.0, 12000.0, 26000.0] | 0 | 0

## dtypes
| element | column | dtype
0 | bus | name | object
1 | bus | vn_kv | float64
2 | bus | type | object
3 | bus | zone | object
4 | bus | in_service | bool
5 | load | name | object
6 | load | bus | uint32
7 | load | p_mw | float64
8 | load | q_mvar | float64
9 | load | const_z_percent | float64
10 | load | const_i_percent | float64
11 | load | sn_mva | float64
12 | load | scaling | float64
13 | load | in_service | bool
14 | load | type | object
15 | ext_grid | name | object
16 | ext_grid | bus | uint32
17 | ext_grid | vm_pu | float64
18 | ext_grid | va_degree | float64
19 | ext_grid | slack_weight | float64
20 | ext_grid | in_service | bool
21 | line | name | object
22 | line | std_type | object
23 | line | from_bus | uint32
24 | line | to_bus | uint32
25 | line | length_km | float64
26 | line | r_ohm_per_km | float64
27 | line | x_ohm_per_km | float64
28 | line | c_nf_per_km | float64
29 | line | g_us_per_km | float64
30 | line | max_i_ka | float64
31 | line | df | float64
32 | line | parallel | uint32
33 | line | type | object
34 | line | in_service | bool
35 | trafo | name | object
36 | trafo | std_type | object
37 | trafo | hv_bus | uint32
38 | trafo | lv_bus | uint32
39 | trafo | sn_mva | float64
40 | trafo | vn_hv_kv | float64
41 | trafo | vn_lv_kv | float64
42 | trafo | vk_percent | float64
43 | trafo | vkr_percent | float64
44 | trafo | pfe_kw | float64
45 | trafo | i0_percent | float64
46 | trafo | shift_degree | float64
47 | trafo | tap_side | object
48 | trafo | tap_neutral | int32
49 | trafo | tap_min | int32
50 | trafo | tap_max | int32
51 | trafo | tap_step_percent | float64
52 | trafo | tap_step_degree | float64
53 | trafo | tap_pos | int32
54 | trafo | tap_phase_shifter | bool
55 | trafo | parallel | uint32
56 | trafo | df | float64
57 | trafo | in_service | bool
58 | line_geodata | coords | object
59 | bus_geodata | x | float64
60 | bus_geodata | y | float64
61 | bus_geodata | coords | object

## parameters
| version | format_version | converged | OPF_converged | name | f_hz | sn_mva
0 | 2.14.6 | 2.14.0 | FALSE | FALSE |  | 50 | 1