## bus
| name | vn_kv | type | zone | in_service
0 | bus_LV_359-11_0_2_node_0 | 0.4 | n |  | TRUE
1 | bus_LV_359-11_0_2_node_1 | 0.4 | n |  | TRUE
2 | bus_LV_359-11_0_2_node_2 | 0.4 | n |  | TRUE
3 | bus_LV_359-11_0_2_node_3 | 0.4 | n |  | TRUE
4 | bus_LV_359-11_0_2_node_4 | 0.4 | n |  | TRUE
5 | bus_LV_359-11_0_2_node_5 | 0.4 | n |  | TRUE
6 | bus_LV_359-11_0_2_node_7 | 0.4 | n |  | TRUE
7 | bus_LV_359-11_0_2_node_8 | 0.4 | n |  | TRUE
8 | bus_LV_359-11_0_2_node_9 | 0.4 | n |  | TRUE
9 | bus_LV_359-11_0_2_node_14 | 0.4 | n |  | TRUE
10 | bus_LV_359-11_0_2_node_10 | 0.4 | n |  | TRUE
11 | bus_LV_359-11_0_2_node_200 | 0.4 | n |  | TRUE
12 | bus_LV_359-11_0_2_node_18 | 0.4 | n |  | TRUE
13 | bus_LV_359-11_0_2_node_20 | 0.4 | n |  | TRUE
14 | bus_LV_359-11_0_2_node_19 | 0.4 | n |  | TRUE
15 | bus_LV_359-11_0_2_node_31 | 0.4 | n |  | TRUE
16 | bus_LV_359-11_0_2_node_28 | 0.4 | n |  | TRUE
17 | bus_LV_359-11_0_2_node_15 | 0.4 | n |  | TRUE
18 | bus_LV_359-11_0_2_node_11 | 0.4 | n |  | TRUE
19 | bus_LV_359-11_0_2_node_191 | 0.4 | n |  | TRUE
20 | bus_LV_359-11_0_2_node_188 | 0.4 | n |  | TRUE
21 | bus_LV_359-11_0_2_node_198 | 0.4 | n |  | TRUE
22 | bus_LV_359-11_0_2_node_12 | 0.4 | n |  | TRUE
23 | bus_LV_359-11_0_2_node_13 | 0.4 | n |  | TRUE
24 | bus_LV_359-11_0_2_node_34 | 0.4 | n |  | TRUE
25 | bus_LV_359-11_0_2_node_35 | 0.4 | n |  | TRUE
26 | bus_LV_359-11_0_2_node_36 | 0.4 | n |  | TRUE
27 | bus_LV_359-11_0_2_node_16 | 0.4 | n |  | TRUE
28 | bus_LV_359-11_0_2_node_17 | 0.4 | n |  | TRUE
29 | bus_LV_359-11_0_2_node_29 | 0.4 | n |  | TRUE
30 | bus_LV_359-11_0_2_node_30 | 0.4 | n |  | TRUE
31 | bus_LV_359-11_0_2_node_32 | 0.4 | n |  | TRUE
32 | bus_LV_359-11_0_2_node_64 | 0.4 | n |  | TRUE
33 | bus_LV_359-11_0_2_node_235 | 0.4 | n |  | TRUE
34 | bus_LV_359-11_0_2_node_54 | 0.4 | n |  | TRUE
35 | bus_LV_359-11_0_2_node_37 | 0.4 | n |  | TRUE
36 | bus_LV_359-11_0_2_node_62 | 0.4 | n |  | TRUE
37 | bus_LV_359-11_0_2_node_53 | 0.4 | n |  | TRUE
38 | bus_LV_359-11_0_2_node_38 | 0.4 | n |  | TRUE
39 | bus_LV_359-11_0_2_node_143 | 0.4 | n |  | TRUE
40 | bus_LV_359-11_0_2_node_52 | 0.4 | n |  | TRUE
41 | bus_LV_359-11_0_2_node_46 | 0.4 | n |  | TRUE
42 | bus_LV_359-11_0_2_node_68 | 0.4 | n |  | TRUE
43 | bus_LV_359-11_0_2_node_67 | 0.4 | n |  | TRUE
44 | bus_LV_359-11_0_2_node_45 | 0.4 | n |  | TRUE
45 | bus_LV_359-11_0_2_node_144 | 0.4 | n |  | TRUE
46 | bus_LV_359-11_0_2_node_63 | 0.4 | n |  | TRUE
47 | bus_LV_359-11_0_2_node_241 | 0.4 | n |  | TRUE
48 | bus_LV_359-11_0_2_node_51 | 0.4 | n |  | TRUE
49 | bus_LV_359-11_0_2_node_39 | 0.4 | n |  | TRUE
50 | bus_LV_359-11_0_2_node_40 | 0.4 | n |  | TRUE
51 | bus_LV_359-11_0_2_node_41 | 0.4 | n |  | TRUE
52 | bus_LV_359-11_0_2_node_42 | 0.4 | n |  | TRUE
53 | bus_LV_359-11_0_2_node_43 | 0.4 | n |  | TRUE
54 | bus_LV_359-11_0_2_node_44 | 0.4 | n |  | TRUE
55 | bus_LV_359-11_0_2_node_47 | 0.4 | n |  | TRUE
56 | bus_LV_359-11_0_2_node_48 | 0.4 | n |  | TRUE
57 | bus_LV_359-11_0_2_node_49 | 0.4 | n |  | TRUE
58 | bus_LV_359-11_0_2_node_65 | 0.4 | n |  | TRUE
59 | bus_LV_359-11_0_2_node_50 | 0.4 | n |  | TRUE
60 | bus_LV_359-11_0_2_node_69 | 0.4 | n |  | TRUE
61 | bus_LV_359-11_0_2_node_60 | 0.4 | n |  | TRUE
62 | bus_LV_359-11_0_2_node_66 | 0.4 | n |  | TRUE
63 | bus_LV_359-11_0_2_node_55 | 0.4 | n |  | TRUE
64 | bus_LV_359-11_0_2_node_70 | 0.4 | n |  | TRUE
65 | bus_LV_359-11_0_2_node_71 | 0.4 | n |  | TRUE
66 | bus_LV_359-11_0_2_node_56 | 0.4 | n |  | TRUE
67 | bus_LV_359-11_0_2_node_57 | 0.4 | n |  | TRUE
68 | bus_LV_359-11_0_2_node_58 | 0.4 | n |  | TRUE
69 | bus_LV_359-11_0_2_node_59 | 0.4 | n |  | TRUE
70 | bus_LV_359-11_0_2_node_61 | 0.4 | n |  | TRUE
71 | bus_LV_359-11_0_2_node_226 | 0.4 | n |  | TRUE
72 | bus_LV_359-11_0_2_node_216 | 0.4 | n |  | TRUE
73 | bus_LV_359-11_0_2_node_145 | 0.4 | n |  | TRUE
74 | bus_LV_359-11_0_2_node_215 | 0.4 | n |  | TRUE
75 | bus_LV_359-11_0_2_node_141 | 0.4 | n |  | TRUE
76 | bus_LV_359-11_0_2_node_139 | 0.4 | n |  | TRUE
77 | bus_LV_359-11_0_2_node_228 | 0.4 | n |  | TRUE
78 | bus_LV_359-11_0_2_node_229 | 0.4 | n |  | TRUE
79 | bus_LV_359-11_0_2_node_234 | 0.4 | n |  | TRUE
80 | bus_LV_359-11_0_2_node_93 | 0.4 | n |  | TRUE
81 | bus_LV_359-11_0_2_node_95 | 0.4 | n |  | TRUE
82 | bus_LV_359-11_0_2_node_96 | 0.4 | n |  | TRUE
83 | bus_LV_359-11_0_2_node_225 | 0.4 | n |  | TRUE
84 | bus_LV_359-11_0_2_node_121 | 0.4 | n |  | TRUE
85 | bus_LV_359-11_0_2_node_100 | 0.4 | n |  | TRUE
86 | bus_LV_359-11_0_2_node_105 | 0.4 | n |  | TRUE
87 | bus_LV_359-11_0_2_node_103 | 0.4 | n |  | TRUE
88 | bus_LV_359-11_0_2_node_106 | 0.4 | n |  | TRUE
89 | bus_LV_359-11_0_2_node_186 | 0.4 | n |  | TRUE
90 | bus_LV_359-11_0_2_node_112 | 0.4 | n |  | TRUE
91 | bus_LV_359-11_0_2_node_185 | 0.4 | n |  | TRUE
92 | bus_LV_359-11_0_2_node_107 | 0.4 | n |  | TRUE
93 | bus_LV_359-11_0_2_node_108 | 0.4 | n |  | TRUE
94 | bus_LV_359-11_0_2_node_109 | 0.4 | n |  | TRUE
95 | bus_LV_359-11_0_2_node_114 | 0.4 | n |  | TRUE
96 | bus_LV_359-11_0_2_node_111 | 0.4 | n |  | TRUE
97 | bus_LV_359-11_0_2_node_240 | 0.4 | n |  | TRUE
98 | bus_LV_359-11_0_2_node_110 | 0.4 | n |  | TRUE
99 | bus_LV_359-11_0_2_node_113 | 0.4 | n |  | TRUE
100 | bus_LV_359-11_0_2_node_116 | 0.4 | n |  | TRUE
101 | bus_LV_359-11_0_2_node_122 | 0.4 | n |  | TRUE
102 | bus_LV_359-11_0_2_node_118 | 0.4 | n |  | TRUE
103 | bus_LV_359-11_0_2_node_117 | 0.4 | n |  | TRUE
104 | bus_LV_359-11_0_2_node_119 | 0.4 | n |  | TRUE
105 | bus_LV_359-11_0_2_node_120 | 0.4 | n |  | TRUE
106 | bus_LV_359-11_0_2_node_222 | 0.4 | n |  | TRUE
107 | bus_LV_359-11_0_2_node_223 | 0.4 | n |  | TRUE
108 | bus_LV_359-11_0_2_node_221 | 0.4 | n |  | TRUE
109 | bus_LV_359-11_0_2_node_132 | 0.4 | n |  | TRUE
110 | bus_LV_359-11_0_2_node_133 | 0.4 | n |  | TRUE
111 | bus_LV_359-11_0_2_node_134 | 0.4 | n |  | TRUE
112 | bus_LV_359-11_0_2_node_135 | 0.4 | n |  | TRUE
113 | bus_LV_359-11_0_2_node_136 | 0.4 | n |  | TRUE
114 | bus_LV_359-11_0_2_node_137 | 0.4 | n |  | TRUE
115 | bus_LV_359-11_0_2_node_140 | 0.4 | n |  | TRUE
116 | bus_LV_359-11_0_2_node_236 | 0.4 | n |  | TRUE
117 | bus_LV_359-11_0_2_node_237 | 0.4 | n |  | TRUE
118 | bus_LV_359-11_0_2_node_181 | 0.4 | n |  | TRUE
119 | bus_LV_359-11_0_2_node_182 | 0.4 | n |  | TRUE
120 | bus_LV_359-11_0_2_node_233 | 0.4 | n |  | TRUE
121 | bus_LV_359-11_0_2_node_184 | 0.4 | n |  | TRUE
122 | bus_LV_359-11_0_2_node_232 | 0.4 | n |  | TRUE
123 | bus_LV_359-11_0_2_node_230 | 0.4 | n |  | TRUE
124 | bus_LV_359-11_0_2_node_187 | 0.4 | n |  | TRUE
125 | bus_LV_359-11_0_2_node_189 | 0.4 | n |  | TRUE
126 | bus_LV_359-11_0_2_node_192 | 0.4 | n |  | TRUE
127 | bus_LV_359-11_0_2_node_193 | 0.4 | n |  | TRUE
128 | bus_LV_359-11_0_2_node_190 | 0.4 | n |  | TRUE
129 | bus_LV_359-11_0_2_node_194 | 0.4 | n |  | TRUE
130 | bus_LV_359-11_0_2_node_195 | 0.4 | n |  | TRUE
131 | bus_LV_359-11_0_2_node_208 | 0.4 | n |  | TRUE
132 | bus_LV_359-11_0_2_node_204 | 0.4 | n |  | TRUE
133 | bus_LV_359-11_0_2_node_209 | 0.4 | n |  | TRUE
134 | bus_LV_359-11_0_2_node_202 | 0.4 | n |  | TRUE
135 | bus_LV_359-11_0_2_node_196 | 0.4 | n |  | TRUE
136 | bus_LV_359-11_0_2_node_197 | 0.4 | n |  | TRUE
137 | bus_LV_359-11_0_2_node_199 | 0.4 | n |  | TRUE
138 | bus_LV_359-11_0_2_node_201 | 0.4 | n |  | TRUE
139 | bus_LV_359-11_0_2_node_205 | 0.4 | n |  | TRUE
140 | bus_LV_359-11_0_2_node_206 | 0.4 | n |  | TRUE
141 | bus_LV_359-11_0_2_node_203 | 0.4 | n |  | TRUE
142 | bus_LV_359-11_0_2_node_207 | 0.4 | n |  | TRUE
143 | bus_LV_359-11_0_2_node_210 | 0.4 | n |  | TRUE
144 | bus_LV_359-11_0_2_node_211 | 0.4 | n |  | TRUE
145 | bus_LV_359-11_0_2_node_220 | 0.4 | n |  | TRUE
146 | bus_LV_359-11_0_2_node_212 | 0.4 | n |  | TRUE
147 | bus_LV_359-11_0_2_node_213 | 0.4 | n |  | TRUE
148 | bus_LV_359-11_0_2_node_214 | 0.4 | n |  | TRUE
149 | bus_LV_359-11_0_2_node_217 | 0.4 | n |  | TRUE
150 | bus_LV_359-11_0_2_node_224 | 0.4 | n |  | TRUE
151 | bus_LV_359-11_0_2_node_231 | 0.4 | n |  | TRUE
152 | bus_LV_359-11_0_2_node_238 | 0.4 | n |  | TRUE
153 | bus_LV_359-11_0_2_node_239 | 0.4 | n |  | TRUE
154 | bus_MV_0_node_198 | 20 | n |  | TRUE

## load
| name | bus | p_mw | q_mvar | const_z_percent | const_i_percent | sn_mva | scaling | in_service | type
0 | LV_359-11_0_2_load_0 | 0 | 0.0027623 | 0.00069229 | 0 | 0 |  | 1 | TRUE | wye
1 | LV_359-11_0_2_load_1 | 1 | 0.00050861 | 0.00012747 | 0 | 0 |  | 1 | TRUE | wye
2 | LV_359-11_0_2_load_3 | 3 | 0.00053528 | 0.00013415 | 0 | 0 |  | 1 | TRUE | wye
3 | LV_359-11_0_2_load_4 | 4 | 0.00051712 | 0.0001296 | 0 | 0 |  | 1 | TRUE | wye
4 | LV_359-11_0_2_load_8 | 7 | 0.00059111 | 0.00014815 | 0 | 0 |  | 1 | TRUE | wye
5 | LV_359-11_0_2_load_14 | 9 | 0.0016163 | 0.00040508 | 0 | 0 |  | 1 | TRUE | wye
6 | LV_359-11_0_2_load_10 | 10 | 0.0035958 | 0.00090119 | 0 | 0 |  | 1 | TRUE | wye
7 | LV_359-11_0_2_load_20 | 13 | 0.00047986 | 0.00012026 | 0 | 0 |  | 1 | TRUE | wye
8 | LV_359-11_0_2_load_31 | 15 | 0.00030881 | 7.7396e-05 | 0 | 0 |  | 1 | TRUE | wye
9 | LV_359-11_0_2_load_28 | 16 | 0.00013268 | 3.3253e-05 | 0 | 0 |  | 1 | TRUE | wye
10 | LV_359-11_0_2_load_15 | 17 | 0.0016226 | 0.00040666 | 0 | 0 |  | 1 | TRUE | wye
11 | LV_359-11_0_2_load_11 | 18 | 0.00019378 | 4.8565e-05 | 0 | 0 |  | 1 | TRUE | wye
12 | LV_359-11_0_2_load_191 | 19 | 0.00034891 | 8.7446e-05 | 0 | 0 |  | 1 | TRUE | wye
13 | LV_359-11_0_2_load_188 | 20 | 0.00056626 | 0.00014192 | 0 | 0 |  | 1 | TRUE | wye
14 | LV_359-11_0_2_load_198 | 21 | 0.0038094 | 0.00095474 | 0 | 0 |  | 1 | TRUE | wye
15 | LV_359-11_0_2_load_12 | 22 | 0.00047918 | 0.00012009 | 0 | 0 |  | 1 | TRUE | wye
16 | LV_359-11_0_2_load_35 | 25 | 0.0031289 | 0.00078418 | 0 | 0 |  | 1 | TRUE | wye
17 | LV_359-11_0_2_load_16 | 27 | 0.0048235 | 0.0012089 | 0 | 0 |  | 1 | TRUE | wye
18 | LV_359-11_0_2_load_17 | 28 | 0.00080609 | 0.00020203 | 0 | 0 |  | 1 | TRUE | wye
19 | LV_359-11_0_2_load_29 | 29 | 0.00013345 | 3.3446e-05 | 0 | 0 |  | 1 | TRUE | wye
20 | LV_359-11_0_2_load_64 | 32 | 9.8158e-05 | 2.4601e-05 | 0 | 0 |  | 1 | TRUE | wye
21 | LV_359-11_0_2_load_235 | 33 | 0.00010642 | 2.6671e-05 | 0 | 0 |  | 1 | TRUE | wye
22 | LV_359-11_0_2_load_54 | 34 | 0.00024052 | 6.0281e-05 | 0 | 0 |  | 1 | TRUE | wye
23 | LV_359-11_0_2_load_53 | 37 | 7.8637e-05 | 1.9708e-05 | 0 | 0 |  | 1 | TRUE | wye
24 | LV_359-11_0_2_load_143 | 39 | 0.0013486 | 0.00033798 | 0 | 0 |  | 1 | TRUE | wye
25 | LV_359-11_0_2_load_67 | 43 | 0.00029971 | 7.5114e-05 | 0 | 0 |  | 1 | TRUE | wye
26 | LV_359-11_0_2_load_241 | 47 | 0.00031551 | 7.9075e-05 | 0 | 0 |  | 1 | TRUE | wye
27 | LV_359-11_0_2_load_39 | 49 | 0.00020149 | 5.0499e-05 | 0 | 0 |  | 1 | TRUE | wye
28 | LV_359-11_0_2_load_42 | 52 | 0.00010073 | 2.5244e-05 | 0 | 0 |  | 1 | TRUE | wye
29 | LV_359-11_0_2_load_43 | 53 | 0.00010669 | 2.6738e-05 | 0 | 0 |  | 1 | TRUE | wye
30 | LV_359-11_0_2_load_44 | 54 | 0.00010209 | 2.5586e-05 | 0 | 0 |  | 1 | TRUE | wye
31 | LV_359-11_0_2_load_47 | 55 | 0.00031547 | 7.9065e-05 | 0 | 0 |  | 1 | TRUE | wye
32 | LV_359-11_0_2_load_49 | 57 | 0.00013617 | 3.4127e-05 | 0 | 0 |  | 1 | TRUE | wye
33 | LV_359-11_0_2_load_65 | 58 | 0.00018862 | 4.7272e-05 | 0 | 0 |  | 1 | TRUE | wye
34 | LV_359-11_0_2_load_50 | 59 | 0.00035885 | 8.9937e-05 | 0 | 0 |  | 1 | TRUE | wye
35 | LV_359-11_0_2_load_60 | 61 | 0.0001202 | 3.0126e-05 | 0 | 0 |  | 1 | TRUE | wye
36 | LV_359-11_0_2_load_55 | 63 | 7.6431e-05 | 1.9155e-05 | 0 | 0 |  | 1 | TRUE | wye
37 | LV_359-11_0_2_load_70 | 64 | 0.00019308 | 4.839e-05 | 0 | 0 |  | 1 | TRUE | wye
38 | LV_359-11_0_2_load_71 | 65 | 0.00020671 | 5.1806e-05 | 0 | 0 |  | 1 | TRUE | wye
39 | LV_359-11_0_2_load_56 | 66 | 0.00039013 | 9.7775e-05 | 0 | 0 |  | 1 | TRUE | wye
40 | LV_359-11_0_2_load_57 | 67 | 6.1121e-05 | 1.5318e-05 | 0 | 0 |  | 1 | TRUE | wye
41 | LV_359-11_0_2_load_61 | 70 | 0.00028184 | 7.0636e-05 | 0 | 0 |  | 1 | TRUE | wye
42 | LV_359-11_0_2_load_226 | 71 | 4.7123e-05 | 1.181e-05 | 0 | 0 |  | 1 | TRUE | wye
43 | LV_359-11_0_2_load_216 | 72 | 0.00091873 | 0.00023026 | 0 | 0 |  | 1 | TRUE | wye
44 | LV_359-11_0_2_load_145 | 73 | 0.001015 | 0.00025439 | 0 | 0 |  | 1 | TRUE | wye
45 | LV_359-11_0_2_load_141 | 75 | 9.8624e-05 | 2.4717e-05 | 0 | 0 |  | 1 | TRUE | wye
46 | LV_359-11_0_2_load_228 | 77 | 0.00011811 | 2.9602e-05 | 0 | 0 |  | 1 | TRUE | wye
47 | LV_359-11_0_2_load_229 | 78 | 0.00051837 | 0.00012992 | 0 | 0 |  | 1 | TRUE | wye
48 | LV_359-11_0_2_load_234 | 79 | 0.00021844 | 5.4747e-05 | 0 | 0 |  | 1 | TRUE | wye
49 | LV_359-11_0_2_load_93 | 80 | 0.00034241 | 8.5817e-05 | 0 | 0 |  | 1 | TRUE | wye
50 | LV_359-11_0_2_load_95 | 81 | 0.0012835 | 0.00032167 | 0 | 0 |  | 1 | TRUE | wye
51 | LV_359-11_0_2_load_96 | 82 | 0.00034953 | 8.76e-05 | 0 | 0 |  | 1 | TRUE | wye
52 | LV_359-11_0_2_load_225 | 83 | 0.00023701 | 5.9399e-05 | 0 | 0 |  | 1 | TRUE | wye
53 | LV_359-11_0_2_load_103 | 87 | 0.00016426 | 4.1167e-05 | 0 | 0 |  | 1 | TRUE | wye
54 | LV_359-11_0_2_load_106 | 88 | 0.00018381 | 4.6066e-05 | 0 | 0 |  | 1 | TRUE | wye
55 | LV_359-11_0_2_load_186 | 89 | 0.00013088 | 3.2802e-05 | 0 | 0 |  | 1 | TRUE | wye
56 | LV_359-11_0_2_load_185 | 91 | 9.1682e-05 | 2.2978e-05 | 0 | 0 |  | 1 | TRUE | wye
57 | LV_359-11_0_2_load_108 | 93 | 8.5138e-05 | 2.1338e-05 | 0 | 0 |  | 1 | TRUE | wye
58 | LV_359-11_0_2_load_111 | 96 | 0.00054409 | 0.00013636 | 0 | 0 |  | 1 | TRUE | wye
59 | LV_359-11_0_2_load_240 | 97 | 0.0002664 | 6.6766e-05 | 0 | 0 |  | 1 | TRUE | wye
60 | LV_359-11_0_2_load_110 | 98 | 4.0759e-05 | 1.0215e-05 | 0 | 0 |  | 1 | TRUE | wye
61 | LV_359-11_0_2_load_113 | 99 | 0.00011489 | 2.8793e-05 | 0 | 0 |  | 1 | TRUE | wye
62 | LV_359-11_0_2_load_122 | 101 | 0.00026014 | 6.5196e-05 | 0 | 0 |  | 1 | TRUE | wye
63 | LV_359-11_0_2_load_118 | 102 | 0.00035052 | 8.7848e-05 | 0 | 0 |  | 1 | TRUE | wye
64 | LV_359-11_0_2_load_117 | 103 | 0.0013364 | 0.00033492 | 0 | 0 |  | 1 | TRUE | wye
65 | LV_359-11_0_2_load_120 | 105 | 0.00021091 | 5.286e-05 | 0 | 0 |  | 1 | TRUE | wye
66 | LV_359-11_0_2_load_223 | 107 | 0.0012043 | 0.00030182 | 0 | 0 |  | 1 | TRUE | wye
67 | LV_359-11_0_2_load_221 | 108 | 0.0031056 | 0.00077833 | 0 | 0 |  | 1 | TRUE | wye
68 | LV_359-11_0_2_load_132 | 109 | 0.00037757 | 9.4627e-05 | 0 | 0 |  | 1 | TRUE | wye
69 | LV_359-11_0_2_load_133 | 110 | 0.00066041 | 0.00016551 | 0 | 0 |  | 1 | TRUE | wye
70 | LV_359-11_0_2_load_135 | 112 | 0.00015181 | 3.8048e-05 | 0 | 0 |  | 1 | TRUE | wye
71 | LV_359-11_0_2_load_136 | 113 | 8.0669e-05 | 2.0218e-05 | 0 | 0 |  | 1 | TRUE | wye
72 | LV_359-11_0_2_load_137 | 114 | 0.00012005 | 3.0088e-05 | 0 | 0 |  | 1 | TRUE | wye
73 | LV_359-11_0_2_load_140 | 115 | 0.00024541 | 6.1506e-05 | 0 | 0 |  | 1 | TRUE | wye
74 | LV_359-11_0_2_load_236 | 116 | 4.7905e-05 | 1.2006e-05 | 0 | 0 |  | 1 | TRUE | wye
75 | LV_359-11_0_2_load_237 | 117 | 6.1442e-05 | 1.5399e-05 | 0 | 0 |  | 1 | TRUE | wye
76 | LV_359-11_0_2_load_181 | 118 | 3.1772e-05 | 7.9628e-06 | 0 | 0 |  | 1 | TRUE | wye
77 | LV_359-11_0_2_load_184 | 121 | 0.00039006 | 9.7758e-05 | 0 | 0 |  | 1 | TRUE | wye
78 | LV_359-11_0_2_load_232 | 122 | 4.6255e-05 | 1.1593e-05 | 0 | 0 |  | 1 | TRUE | wye
79 | LV_359-11_0_2_load_230 | 123 | 0.00030692 | 7.6922e-05 | 0 | 0 |  | 1 | TRUE | wye
80 | LV_359-11_0_2_load_187 | 124 | 0.00068886 | 0.00017264 | 0 | 0 |  | 1 | TRUE | wye
81 | LV_359-11_0_2_load_192 | 126 | 0.00041275 | 0.00010345 | 0 | 0 |  | 1 | TRUE | wye
82 | LV_359-11_0_2_load_193 | 127 | 0.0026896 | 0.00067408 | 0 | 0 |  | 1 | TRUE | wye
83 | LV_359-11_0_2_load_190 | 128 | 0.00028606 | 7.1694e-05 | 0 | 0 |  | 1 | TRUE | wye
84 | LV_359-11_0_2_load_195 | 130 | 0.0023159 | 0.00058042 | 0 | 0 |  | 1 | TRUE | wye
85 | LV_359-11_0_2_load_208 | 131 | 0.0019715 | 0.0004941 | 0 | 0 |  | 1 | TRUE | wye
86 | LV_359-11_0_2_load_204 | 132 | 0.00061137 | 0.00015322 | 0 | 0 |  | 1 | TRUE | wye
87 | LV_359-11_0_2_load_209 | 133 | 0.00019496 | 4.8862e-05 | 0 | 0 |  | 1 | TRUE | wye
88 | LV_359-11_0_2_load_202 | 134 | 0.0013343 | 0.0003344 | 0 | 0 |  | 1 | TRUE | wye
89 | LV_359-11_0_2_load_196 | 135 | 0.0014287 | 0.00035806 | 0 | 0 |  | 1 | TRUE | wye
90 | LV_359-11_0_2_load_197 | 136 | 0.00089732 | 0.00022489 | 0 | 0 |  | 1 | TRUE | wye
91 | LV_359-11_0_2_load_199 | 137 | 0.0024188 | 0.0006062 | 0 | 0 |  | 1 | TRUE | wye
92 | LV_359-11_0_2_load_201 | 138 | 0.00065865 | 0.00016507 | 0 | 0 |  | 1 | TRUE | wye
93 | LV_359-11_0_2_load_206 | 140 | 0.00060135 | 0.00015071 | 0 | 0 |  | 1 | TRUE | wye
94 | LV_359-11_0_2_load_203 | 141 | 0.0003507 | 8.7894e-05 | 0 | 0 |  | 1 | TRUE | wye
95 | LV_359-11_0_2_load_207 | 142 | 0.0025585 | 0.00064121 | 0 | 0 |  | 1 | TRUE | wye
96 | LV_359-11_0_2_load_210 | 143 | 0.00051498 | 0.00012907 | 0 | 0 |  | 1 | TRUE | wye
97 | LV_359-11_0_2_load_211 | 144 | 0.00039263 | 9.8403e-05 | 0 | 0 |  | 1 | TRUE | wye
98 | LV_359-11_0_2_load_220 | 145 | 0.00063997 | 0.00016039 | 0 | 0 |  | 1 | TRUE | wye
99 | LV_359-11_0_2_load_212 | 146 | 0.00071929 | 0.00018027 | 0 | 0 |  | 1 | TRUE | wye
100 | LV_359-11_0_2_load_214 | 148 | 0.00080699 | 0.00020225 | 0 | 0 |  | 1 | TRUE | wye
101 | LV_359-11_0_2_load_217 | 149 | 0.0011066 | 0.00027735 | 0 | 0 |  | 1 | TRUE | wye
102 | LV_359-11_0_2_load_231 | 151 | 3.7848e-05 | 9.4855e-06 | 0 | 0 |  | 1 | TRUE | wye
103 | LV_359-11_0_2_load_238 | 152 | 3.8932e-05 | 9.7573e-06 | 0 | 0 |  | 1 | TRUE | wye
104 | LV_359-11_0_2_load_239 | 153 | 4.8804e-05 | 1.2231e-05 | 0 | 0 |  | 1 | TRUE | wye

## ext_grid
| name | bus | vm_pu | va_degree | slack_weight | in_service
0 |  | 21 | 1 | 0 | 1 | TRUE

## line
| name | std_type | from_bus | to_bus | length_km | r_ohm_per_km | x_ohm_per_km | c_nf_per_km | g_us_per_km | max_i_ka | df | parallel | type | in_service
0 | LV_359-11_0_2_line_0 |  | 0 | 1 | 0.025567 | 0.125 | 0.08 | 261 | 0 | 0.364 | 1 | 1 | cs | TRUE
1 | LV_359-11_0_2_line_1 |  | 0 | 2 | 0.013024 | 0.125 | 0.08 | 261 | 0 | 0.364 | 1 | 1 | cs | TRUE
2 | LV_359-11_0_2_line_2 |  | 1 | 3 | 0.00033363 | 0.125 | 0.08 | 261 | 0 | 0.364 | 1 | 1 | cs | TRUE
3 | LV_359-11_0_2_line_3 |  | 2 | 4 | 0.034183 | 0.125 | 0.08 | 261 | 0 | 0.364 | 1 | 1 | cs | TRUE
4 | LV_359-11_0_2_line_4 |  | 2 | 5 | 0.007621 | 0.125 | 0.08 | 261 | 0 | 0.364 | 1 | 1 | cs | TRUE
5 | LV_359-11_0_2_line_5 |  | 4 | 6 | 0.22426 | 0.125 | 0.08 | 261 | 0 | 0.364 | 1 | 1 | cs | TRUE
6 | LV_359-11_0_2_line_6 |  | 5 | 7 | 0.06656 | 0.125 | 0.08 | 261 | 0 | 0.364 | 1 | 1 | cs | TRUE
7 | LV_359-11_0_2_line_7 |  | 6 | 8 | 0.11892 | 0.125 | 0.08 | 261 | 0 | 0.364 | 1 | 1 | cs | TRUE
8 | LV_359-11_0_2_line_8 |  | 6 | 9 | 0.06658 | 0.125 | 0.08 | 261 | 0 | 0.364 | 1 | 1 | cs | TRUE
9 | LV_359-11_0_2_line_9 |  | 7 | 10 | 0.027891 | 0.125 | 0.08 | 261 | 0 | 0.364 | 1 | 1 | cs | TRUE
10 | LV_359-11_0_2_line_10 |  | 8 | 11 | 0.092427 | 0.125 | 0.08 | 261 | 0 | 0.364 | 1 | 1 | cs | TRUE
11 | LV_359-11_0_2_line_11 |  | 9 | 17 | 0.0075688 | 0.125 | 0.08 | 261 | 0 | 0.364 | 1 | 1 | cs | TRUE
12 | LV_359-11_0_2_line_12 |  | 10 | 18 | 0.0064793 | 0.125 | 0.08 | 261 | 0 | 0.364 | 1 | 1 | cs | TRUE
13 | LV_359-11_0_2_line_13 |  | 11 | 21 | 0.041081 | 0.125 | 0.08 | 261 | 0 | 0.364 | 1 | 1 | cs | TRUE
14 | LV_359-11_0_2_line_14 |  | 12 | 13 | 0.055494 | 0.125 | 0.08 | 261 | 0 | 0.364 | 1 | 1 | cs | TRUE
15 | LV_359-11_0_2_line_15 |  | 12 | 14 | 0.042712 | 0.125 | 0.08 | 261 | 0 | 0.364 | 1 | 1 | cs | TRUE
16 | LV_359-11_0_2_line_16 |  | 13 | 23 | 0.18202 | 0.125 | 0.08 | 261 | 0 | 0.364 | 1 | 1 | cs | TRUE
17 | LV_359-11_0_2_line_17 |  | 14 | 15 | 0.047827 | 0.125 | 0.08 | 261 | 0 | 0.364 | 1 | 1 | cs | TRUE
18 | LV_359-11_0_2_line_18 |  | 14 | 16 | 0.017817 | 0.125 | 0.08 | 261 | 0 | 0.364 | 1 | 1 | cs | TRUE
19 | LV_359-11_0_2_line_19 |  | 16 | 29 | 0.15192 | 0.125 | 0.08 | 261 | 0 | 0.364 | 1 | 1 | cs | TRUE
20 | LV_359-11_0_2_line_20 |  | 17 | 27 | 0.0053675 | 0.125 | 0.08 | 261 | 0 | 0.364 | 1 | 1 | cs | TRUE
21 | LV_359-11_0_2_line_21 |  | 18 | 22 | 0.15031 | 0.125 | 0.08 | 261 | 0 | 0.364 | 1 | 1 | cs | TRUE
22 | LV_359-11_0_2_line_22 |  | 19 | 20 | 0.03525 | 0.125 | 0.08 | 261 | 0 | 0.364 | 1 | 1 | cs | TRUE
23 | LV_359-11_0_2_line_23 |  | 20 | 124 | 0.0080534 | 0.125 | 0.08 | 261 | 0 | 0.364 | 1 | 1 | cs | TRUE
24 | LV_359-11_0_2_line_24 |  | 21 | 135 | 0.086488 | 0.125 | 0.08 | 261 | 0 | 0.364 | 1 | 1 | cs | TRUE
25 | LV_359-11_0_2_line_25 |  | 22 | 23 | 0.071771 | 0.125 | 0.08 | 261 | 0 | 0.364 | 1 | 1 | cs | TRUE
26 | LV_359-11_0_2_line_26 |  | 23 | 24 | 0.023542 | 0.125 | 0.08 | 261 | 0 | 0.364 | 1 | 1 | cs | TRUE
27 | LV_359-11_0_2_line_27 |  | 24 | 25 | 0.070827 | 0.125 | 0.08 | 261 | 0 | 0.364 | 1 | 1 | cs | TRUE
28 | LV_359-11_0_2_line_28 |  | 24 | 26 | 0.15429 | 0.125 | 0.08 | 261 | 0 | 0.364 | 1 | 1 | cs | TRUE
29 | LV_359-11_0_2_line_29 |  | 26 | 33 | 0.016283 | 0.125 | 0.08 | 261 | 0 | 0.364 | 1 | 1 | cs | TRUE
30 | LV_359-11_0_2_line_30 |  | 26 | 34 | 0.028508 | 0.125 | 0.08 | 261 | 0 | 0.364 | 1 | 1 | cs | TRUE
31 | LV_359-11_0_2_line_31 |  | 27 | 28 | 0.02785 | 0.125 | 0.08 | 261 | 0 | 0.364 | 1 | 1 | cs | TRUE
32 | LV_359-11_0_2_line_32 |  | 29 | 30 | 0.12527 | 0.125 | 0.08 | 261 | 0 | 0.364 | 1 | 1 | cs | TRUE
33 | LV_359-11_0_2_line_33 |  | 30 | 31 | 0.093351 | 0.125 | 0.08 | 261 | 0 | 0.364 | 1 | 1 | cs | TRUE
34 | LV_359-11_0_2_line_34 |  | 31 | 32 | 0.042656 | 0.125 | 0.08 | 261 | 0 | 0.364 | 1 | 1 | cs | TRUE
35 | LV_359-11_0_2_line_35 |  | 34 | 40 | 0.15793 | 0.125 | 0.08 | 261 | 0 | 0.364 | 1 | 1 | cs | TRUE
36 | LV_359-11_0_2_line_36 |  | 35 | 36 | 0.1032 | 0.125 | 0.08 | 261 | 0 | 0.364 | 1 | 1 | cs | TRUE
37 | LV_359-11_0_2_line_37 |  | 35 | 37 | 0.1624 | 0.125 | 0.08 | 261 | 0 | 0.364 | 1 | 1 | cs | TRUE
38 | LV_359-11_0_2_line_38 |  | 36 | 45 | 0.031185 | 0.125 | 0.08 | 261 | 0 | 0.364 | 1 | 1 | cs | TRUE
39 | LV_359-11_0_2_line_39 |  | 36 | 46 | 0.27488 | 0.125 | 0.08 | 261 | 0 | 0.364 | 1 | 1 | cs | TRUE
40 | LV_359-11_0_2_line_40 |  | 36 | 38 | 0.061338 | 0.125 | 0.08 | 261 | 0 | 0.364 | 1 | 1 | cs | TRUE
41 | LV_359-11_0_2_line_41 |  | 37 | 44 | 0.021309 | 0.125 | 0.08 | 261 | 0 | 0.364 | 1 | 1 | cs | TRUE
42 | LV_359-11_0_2_line_42 |  | 38 | 39 | 0.038967 | 0.125 | 0.08 | 261 | 0 | 0.364 | 1 | 1 | cs | TRUE
43 | LV_359-11_0_2_line_43 |  | 40 | 63 | 0.010198 | 0.125 | 0.08 | 261 | 0 | 0.364 | 1 | 1 | cs | TRUE
44 | LV_359-11_0_2_line_44 |  | 40 | 48 | 0.033411 | 0.125 | 0.08 | 261 | 0 | 0.364 | 1 | 1 | cs | TRUE
45 | LV_359-11_0_2_line_45 |  | 41 | 42 | 0.061878 | 0.125 | 0.08 | 261 | 0 | 0.364 | 1 | 1 | cs | TRUE
46 | LV_359-11_0_2_line_46 |  | 41 | 43 | 0.060163 | 0.125 | 0.08 | 261 | 0 | 0.364 | 1 | 1 | cs | TRUE
47 | LV_359-11_0_2_line_47 |  | 41 | 44 | 0.1458 | 0.125 | 0.08 | 261 | 0 | 0.364 | 1 | 1 | cs | TRUE
48 | LV_359-11_0_2_line_48 |  | 42 | 60 | 0.19922 | 0.125 | 0.08 | 261 | 0 | 0.364 | 1 | 1 | cs | TRUE
49 | LV_359-11_0_2_line_49 |  | 42 | 61 | 0.091175 | 0.125 | 0.08 | 261 | 0 | 0.364 | 1 | 1 | cs | TRUE
50 | LV_359-11_0_2_line_50 |  | 44 | 48 | 0.035961 | 0.125 | 0.08 | 261 | 0 | 0.364 | 1 | 1 | cs | TRUE
51 | LV_359-11_0_2_line_51 |  | 45 | 72 | 0.024679 | 0.125 | 0.08 | 261 | 0 | 0.364 | 1 | 1 | cs | TRUE
52 | LV_359-11_0_2_line_52 |  | 46 | 47 | 0.2375 | 0.125 | 0.08 | 261 | 0 | 0.364 | 1 | 1 | cs | TRUE
53 | LV_359-11_0_2_line_53 |  | 48 | 59 | 0.025967 | 0.125 | 0.08 | 261 | 0 | 0.364 | 1 | 1 | cs | TRUE
54 | LV_359-11_0_2_line_54 |  | 49 | 50 | 0.2048 | 0.125 | 0.08 | 261 | 0 | 0.364 | 1 | 1 | cs | TRUE
55 | LV_359-11_0_2_line_55 |  | 49 | 51 | 0.0123 | 0.125 | 0.08 | 261 | 0 | 0.364 | 1 | 1 | cs | TRUE
56 | LV_359-11_0_2_line_56 |  | 50 | 52 | 0.047482 | 0.125 | 0.08 | 261 | 0 | 0.364 | 1 | 1 | cs | TRUE
57 | LV_359-11_0_2_line_57 |  | 50 | 53 | 0.089121 | 0.125 | 0.08 | 261 | 0 | 0.364 | 1 | 1 | cs | TRUE
58 | LV_359-11_0_2_line_58 |  | 51 | 54 | 0.019544 | 0.125 | 0.08 | 261 | 0 | 0.364 | 1 | 1 | cs | TRUE
59 | LV_359-11_0_2_line_59 |  | 52 | 55 | 0.0041518 | 0.125 | 0.08 | 261 | 0 | 0.364 | 1 | 1 | cs | TRUE
60 | LV_359-11_0_2_line_60 |  | 53 | 56 | 0.063659 | 0.125 | 0.08 | 261 | 0 | 0.364 | 1 | 1 | cs | TRUE
61 | LV_359-11_0_2_line_61 |  | 54 | 57 | 0.0033465 | 0.125 | 0.08 | 261 | 0 | 0.364 | 1 | 1 | cs | TRUE
62 | LV_359-11_0_2_line_62 |  | 56 | 58 | 0.045098 | 0.125 | 0.08 | 261 | 0 | 0.364 | 1 | 1 | cs | TRUE
63 | LV_359-11_0_2_line_63 |  | 57 | 59 | 0.0068901 | 0.125 | 0.08 | 261 | 0 | 0.364 | 1 | 1 | cs | TRUE
64 | LV_359-11_0_2_line_64 |  | 58 | 62 | 0.0060754 | 0.125 | 0.08 | 261 | 0 | 0.364 | 1 | 1 | cs | TRUE
65 | LV_359-11_0_2_line_65 |  | 60 | 77 | 0.020622 | 0.125 | 0.08 | 261 | 0 | 0.364 | 1 | 1 | cs | TRUE
66 | LV_359-11_0_2_line_66 |  | 60 | 78 | 0.039437 | 0.125 | 0.08 | 261 | 0 | 0.364 | 1 | 1 | cs | TRUE
67 | LV_359-11_0_2_line_67 |  | 61 | 69 | 0.043643 | 0.125 | 0.08 | 261 | 0 | 0.364 | 1 | 1 | cs | TRUE
68 | LV_359-11_0_2_line_68 |  | 62 | 75 | 0.032444 | 0.125 | 0.08 | 261 | 0 | 0.364 | 1 | 1 | cs | TRUE
69 | LV_359-11_0_2_line_69 |  | 63 | 64 | 0.027449 | 0.125 | 0.08 | 261 | 0 | 0.364 | 1 | 1 | cs | TRUE
70 | LV_359-11_0_2_line_70 |  | 64 | 65 | 0.013537 | 0.125 | 0.08 | 261 | 0 | 0.364 | 1 | 1 | cs | TRUE
71 | LV_359-11_0_2_line_71 |  | 66 | 67 | 0.001852 | 0.125 | 0.08 | 261 | 0 | 0.364 | 1 | 1 | cs | TRUE
72 | LV_359-11_0_2_line_72 |  | 66 | 68 | 0.020891 | 0.125 | 0.08 | 261 | 0 | 0.364 | 1 | 1 | cs | TRUE
73 | LV_359-11_0_2_line_73 |  | 68 | 69 | 0.00689 | 0.125 | 0.08 | 261 | 0 | 0.364 | 1 | 1 | cs | TRUE
74 | LV_359-11_0_2_line_74 |  | 69 | 70 | 0.039608 | 0.125 | 0.08 | 261 | 0 | 0.364 | 1 | 1 | cs | TRUE
75 | LV_359-11_0_2_line_75 |  | 70 | 71 | 0.015593 | 0.125 | 0.08 | 261 | 0 | 0.364 | 1 | 1 | cs | TRUE
76 | LV_359-11_0_2_line_76 |  | 72 | 74 | 0.016788 | 0.125 | 0.08 | 261 | 0 | 0.364 | 1 | 1 | cs | TRUE
77 | LV_359-11_0_2_line_77 |  | 73 | 74 | 0.02418 | 0.125 | 0.08 | 261 | 0 | 0.364 | 1 | 1 | cs | TRUE
78 | LV_359-11_0_2_line_78 |  | 75 | 76 | 0.042879 | 0.125 | 0.08 | 261 | 0 | 0.364 | 1 | 1 | cs | TRUE
79 | LV_359-11_0_2_line_79 |  | 76 | 115 | 0.01149 | 0.125 | 0.08 | 261 | 0 | 0.364 | 1 | 1 | cs | TRUE
80 | LV_359-11_0_2_line_80 |  | 76 | 114 | 0.014063 | 0.125 | 0.08 | 261 | 0 | 0.364 | 1 | 1 | cs | TRUE
81 | LV_359-11_0_2_line_81 |  | 77 | 79 | 0.050677 | 0.125 | 0.08 | 261 | 0 | 0.364 | 1 | 1 | cs | TRUE
82 | LV_359-11_0_2_line_82 |  | 80 | 81 | 0.057388 | 0.125 | 0.08 | 261 | 0 | 0.364 | 1 | 1 | cs | TRUE
83 | LV_359-11_0_2_line_83 |  | 81 | 82 | 0.0061367 | 0.125 | 0.08 | 261 | 0 | 0.364 | 1 | 1 | cs | TRUE
84 | LV_359-11_0_2_line_84 |  | 82 | 83 | 0.032924 | 0.125 | 0.08 | 261 | 0 | 0.364 | 1 | 1 | cs | TRUE
85 | LV_359-11_0_2_line_85 |  | 83 | 84 | 0.031817 | 0.125 | 0.08 | 261 | 0 | 0.364 | 1 | 1 | cs | TRUE
86 | LV_359-11_0_2_line_86 |  | 84 | 106 | 0.24734 | 0.125 | 0.08 | 261 | 0 | 0.364 | 1 | 1 | cs | TRUE
87 | LV_359-11_0_2_line_87 |  | 84 | 104 | 0.30908 | 0.125 | 0.08 | 261 | 0 | 0.364 | 1 | 1 | cs | TRUE
88 | LV_359-11_0_2_line_88 |  | 85 | 86 | 0.014872 | 0.125 | 0.08 | 261 | 0 | 0.364 | 1 | 1 | cs | TRUE
89 | LV_359-11_0_2_line_89 |  | 85 | 87 | 0.040754 | 0.125 | 0.08 | 261 | 0 | 0.364 | 1 | 1 | cs | TRUE
90 | LV_359-11_0_2_line_90 |  | 86 | 88 | 0.039286 | 0.125 | 0.08 | 261 | 0 | 0.364 | 1 | 1 | cs | TRUE
91 | LV_359-11_0_2_line_91 |  | 88 | 92 | 0.035921 | 0.125 | 0.08 | 261 | 0 | 0.364 | 1 | 1 | cs | TRUE
92 | LV_359-11_0_2_line_92 |  | 89 | 90 | 0.33873 | 0.125 | 0.08 | 261 | 0 | 0.364 | 1 | 1 | cs | TRUE
93 | LV_359-11_0_2_line_93 |  | 89 | 91 | 0.0569 | 0.125 | 0.08 | 261 | 0 | 0.364 | 1 | 1 | cs | TRUE
94 | LV_359-11_0_2_line_94 |  | 90 | 99 | 0.013187 | 0.125 | 0.08 | 261 | 0 | 0.364 | 1 | 1 | cs | TRUE
95 | LV_359-11_0_2_line_95 |  | 90 | 98 | 0.043075 | 0.125 | 0.08 | 261 | 0 | 0.364 | 1 | 1 | cs | TRUE
96 | LV_359-11_0_2_line_96 |  | 91 | 121 | 0.031709 | 0.125 | 0.08 | 261 | 0 | 0.364 | 1 | 1 | cs | TRUE
97 | LV_359-11_0_2_line_97 |  | 92 | 93 | 0.097189 | 0.125 | 0.08 | 261 | 0 | 0.364 | 1 | 1 | cs | TRUE
98 | LV_359-11_0_2_line_98 |  | 93 | 94 | 0.028906 | 0.125 | 0.08 | 261 | 0 | 0.364 | 1 | 1 | cs | TRUE
99 | LV_359-11_0_2_line_99 |  | 94 | 95 | 0.23144 | 0.125 | 0.08 | 261 | 0 | 0.364 | 1 | 1 | cs | TRUE
100 | LV_359-11_0_2_line_100 |  | 94 | 96 | 0.035541 | 0.125 | 0.08 | 261 | 0 | 0.364 | 1 | 1 | cs | TRUE
101 | LV_359-11_0_2_line_101 |  | 95 | 97 | 0.030306 | 0.125 | 0.08 | 261 | 0 | 0.364 | 1 | 1 | cs | TRUE
102 | LV_359-11_0_2_line_102 |  | 96 | 98 | 0.013872 | 0.125 | 0.08 | 261 | 0 | 0.364 | 1 | 1 | cs | TRUE
103 | LV_359-11_0_2_line_103 |  | 100 | 101 | 0.067955 | 0.125 | 0.08 | 261 | 0 | 0.364 | 1 | 1 | cs | TRUE
104 | LV_359-11_0_2_line_104 |  | 100 | 102 | 0.026915 | 0.125 | 0.08 | 261 | 0 | 0.364 | 1 | 1 | cs | TRUE
105 | LV_359-11_0_2_line_105 |  | 102 | 103 | 0.0020081 | 0.125 | 0.08 | 261 | 0 | 0.364 | 1 | 1 | cs | TRUE
106 | LV_359-11_0_2_line_106 |  | 103 | 104 | 0.015935 | 0.125 | 0.08 | 261 | 0 | 0.364 | 1 | 1 | cs | TRUE
107 | LV_359-11_0_2_line_107 |  | 104 | 105 | 0.015803 | 0.125 | 0.08 | 261 | 0 | 0.364 | 1 | 1 | cs | TRUE
108 | LV_359-11_0_2_line_108 |  | 106 | 107 | 0.086051 | 0.125 | 0.08 | 261 | 0 | 0.364 | 1 | 1 | cs | TRUE
109 | LV_359-11_0_2_line_109 |  | 106 | 108 | 0.096868 | 0.125 | 0.08 | 261 | 0 | 0.364 | 1 | 1 | cs | TRUE
110 | LV_359-11_0_2_line_110 |  | 107 | 150 | 0.24578 | 0.125 | 0.08 | 261 | 0 | 0.364 | 1 | 1 | cs | TRUE
111 | LV_359-11_0_2_line_111 |  | 108 | 145 | 0.0045206 | 0.125 | 0.08 | 261 | 0 | 0.364 | 1 | 1 | cs | TRUE
112 | LV_359-11_0_2_line_112 |  | 109 | 110 | 0.017408 | 0.125 | 0.08 | 261 | 0 | 0.364 | 1 | 1 | cs | TRUE
113 | LV_359-11_0_2_line_113 |  | 109 | 111 | 0.021179 | 0.125 | 0.08 | 261 | 0 | 0.364 | 1 | 1 | cs | TRUE
114 | LV_359-11_0_2_line_114 |  | 110 | 112 | 0.037836 | 0.125 | 0.08 | 261 | 0 | 0.364 | 1 | 1 | cs | TRUE
115 | LV_359-11_0_2_line_115 |  | 111 | 113 | 0.038447 | 0.125 | 0.08 | 261 | 0 | 0.364 | 1 | 1 | cs | TRUE
116 | LV_359-11_0_2_line_116 |  | 112 | 114 | 0.10378 | 0.125 | 0.08 | 261 | 0 | 0.364 | 1 | 1 | cs | TRUE
117 | LV_359-11_0_2_line_117 |  | 115 | 116 | 0.037125 | 0.125 | 0.08 | 261 | 0 | 0.364 | 1 | 1 | cs | TRUE
118 | LV_359-11_0_2_line_118 |  | 116 | 117 | 0.023564 | 0.125 | 0.08 | 261 | 0 | 0.364 | 1 | 1 | cs | TRUE
119 | LV_359-11_0_2_line_119 |  | 117 | 152 | 0.0085412 | 0.125 | 0.08 | 261 | 0 | 0.364 | 1 | 1 | cs | TRUE
120 | LV_359-11_0_2_line_120 |  | 118 | 119 | 0.051295 | 0.125 | 0.08 | 261 | 0 | 0.364 | 1 | 1 | cs | TRUE
121 | LV_359-11_0_2_line_121 |  | 118 | 120 | 0.34571 | 0.125 | 0.08 | 261 | 0 | 0.364 | 1 | 1 | cs | TRUE
122 | LV_359-11_0_2_line_122 |  | 119 | 121 | 0.026747 | 0.125 | 0.08 | 261 | 0 | 0.364 | 1 | 1 | cs | TRUE
123 | LV_359-11_0_2_line_123 |  | 120 | 122 | 0.10169 | 0.125 | 0.08 | 261 | 0 | 0.364 | 1 | 1 | cs | TRUE
124 | LV_359-11_0_2_line_124 |  | 122 | 123 | 0.042064 | 0.125 | 0.08 | 261 | 0 | 0.364 | 1 | 1 | cs | TRUE
125 | LV_359-11_0_2_line_125 |  | 123 | 151 | 0.019005 | 0.125 | 0.08 | 261 | 0 | 0.364 | 1 | 1 | cs | TRUE
126 | LV_359-11_0_2_line_126 |  | 124 | 125 | 0.043022 | 0.125 | 0.08 | 261 | 0 | 0.364 | 1 | 1 | cs | TRUE
127 | LV_359-11_0_2_line_127 |  | 125 | 126 | 0.018038 | 0.125 | 0.08 | 261 | 0 | 0.364 | 1 | 1 | cs | TRUE
128 | LV_359-11_0_2_line_128 |  | 125 | 127 | 0.018406 | 0.125 | 0.08 | 261 | 0 | 0.364 | 1 | 1 | cs | TRUE
129 | LV_359-11_0_2_line_129 |  | 126 | 129 | 0.039139 | 0.125 | 0.08 | 261 | 0 | 0.364 | 1 | 1 | cs | TRUE
130 | LV_359-11_0_2_line_130 |  | 127 | 130 | 0.0099741 | 0.125 | 0.08 | 261 | 0 | 0.364 | 1 | 1 | cs | TRUE
131 | LV_359-11_0_2_line_131 |  | 128 | 129 | 0.0033173 | 0.125 | 0.08 | 261 | 0 | 0.364 | 1 | 1 | cs | TRUE
132 | LV_359-11_0_2_line_132 |  | 129 | 131 | 0.0094046 | 0.125 | 0.08 | 261 | 0 | 0.364 | 1 | 1 | cs | TRUE
133 | LV_359-11_0_2_line_133 |  | 130 | 132 | 0.015847 | 0.125 | 0.08 | 261 | 0 | 0.364 | 1 | 1 | cs | TRUE
134 | LV_359-11_0_2_line_134 |  | 131 | 133 | 0.0018763 | 0.125 | 0.08 | 261 | 0 | 0.364 | 1 | 1 | cs | TRUE
135 | LV_359-11_0_2_line_135 |  | 132 | 134 | 0.0045079 | 0.125 | 0.08 | 261 | 0 | 0.364 | 1 | 1 | cs | TRUE
136 | LV_359-11_0_2_line_136 |  | 133 | 145 | 0.009247 | 0.125 | 0.08 | 261 | 0 | 0.364 | 1 | 1 | cs | TRUE
137 | LV_359-11_0_2_line_137 |  | 134 | 141 | 0.0079796 | 0.125 | 0.08 | 261 | 0 | 0.364 | 1 | 1 | cs | TRUE
138 | LV_359-11_0_2_line_138 |  | 135 | 136 | 0.031228 | 0.125 | 0.08 | 261 | 0 | 0.364 | 1 | 1 | cs | TRUE
139 | LV_359-11_0_2_line_139 |  | 136 | 137 | 0.015338 | 0.125 | 0.08 | 261 | 0 | 0.364 | 1 | 1 | cs | TRUE
140 | LV_359-11_0_2_line_140 |  | 137 | 138 | 0.027642 | 0.125 | 0.08 | 261 | 0 | 0.364 | 1 | 1 | cs | TRUE
141 | LV_359-11_0_2_line_141 |  | 138 | 139 | 0.019199 | 0.125 | 0.08 | 261 | 0 | 0.364 | 1 | 1 | cs | TRUE
142 | LV_359-11_0_2_line_142 |  | 139 | 140 | 0.018302 | 0.125 | 0.08 | 261 | 0 | 0.364 | 1 | 1 | cs | TRUE
143 | LV_359-11_0_2_line_143 |  | 139 | 141 | 0.034605 | 0.125 | 0.08 | 261 | 0 | 0.364 | 1 | 1 | cs | TRUE
144 | LV_359-11_0_2_line_144 |  | 140 | 142 | 0.00935 | 0.125 | 0.08 | 261 | 0 | 0.364 | 1 | 1 | cs | TRUE
145 | LV_359-11_0_2_line_145 |  | 142 | 143 | 0.029524 | 0.125 | 0.08 | 261 | 0 | 0.364 | 1 | 1 | cs | TRUE
146 | LV_359-11_0_2_line_146 |  | 143 | 144 | 0.0044961 | 0.125 | 0.08 | 261 | 0 | 0.364 | 1 | 1 | cs | TRUE
147 | LV_359-11_0_2_line_147 |  | 144 | 146 | 0.074114 | 0.125 | 0.08 | 261 | 0 | 0.364 | 1 | 1 | cs | TRUE
148 | LV_359-11_0_2_line_148 |  | 146 | 147 | 0.012708 | 0.125 | 0.08 | 261 | 0 | 0.364 | 1 | 1 | cs | TRUE
149 | LV_359-11_0_2_line_149 |  | 147 | 148 | 0.015605 | 0.125 | 0.08 | 261 | 0 | 0.364 | 1 | 1 | cs | TRUE
150 | LV_359-11_0_2_line_150 |  | 148 | 149 | 0.014053 | 0.125 | 0.08 | 261 | 0 | 0.364 | 1 | 1 | cs | TRUE
151 | LV_359-11_0_2_line_151 |  | 150 | 151 | 0.45444 | 0.125 | 0.08 | 261 | 0 | 0.364 | 1 | 1 | cs | TRUE
152 | LV_359-11_0_2_line_152 |  | 152 | 153 | 0.018036 | 0.125 | 0.08 | 261 | 0 | 0.364 | 1 | 1 | cs | TRUE

## trafo
| name | std_type | hv_bus | lv_bus | sn_mva | vn_hv_kv | vn_lv_kv | vk_percent | vkr_percent | pfe_kw | i0_percent | shift_degree | tap_side | tap_neutral | tap_min | tap_max | tap_step_percent | tap_step_degree | tap_pos | tap_phase_shifter | parallel | df | in_service
0 | LV_359-11_0_2_trafo_198 | 0.63 MVA 20/0.4 kV | 154 | 21 | 0.63 | 20 | 0.4 | 6 | 1.206 | 1.65 | 0.2619 | 150 | hv | 0 | -2 | 2 | 2.5 | 0 | 0 | FALSE | 1 | 1 | TRUE

## line_geodata
| x0 | y0 | x1 | y1 | x2 | y2 | x3 | y3 | x4 | y4 | x5 | y5 | x6 | y6 | x7 | y7 | x8 | y8 | x9 | y9 | x10 | y10 | x11 | y11 | x12 | y12 | x13 | y13 | x14 | y14 | x15 | y15 | x16 | y16 | x17 | y17
0 | 2610736.4029 | 1201566.5959 | 2610734.5183 | 1201568.2012 | 2610726.6082 | 1201573.9791 | 2610719.386 | 1201578.0906 | 2610714.7849 | 1201580.0087
1 | 2610746.3175 | 1201558.1502 | 2610736.4029 | 1201566.5959
2 | 2610714.477 | 1201580.1371 | 2610714.7849 | 1201580.0087
3 | 2610746.3175 | 1201558.1502 | 2610745.9963 | 1201542.052 | 2610743.3813 | 1201524.1605
4 | 2610752.1105 | 1201553.1801 | 2610746.3175 | 1201558.1502
5 | 2610779.1072 | 1201306.2061 | 2610781.1536 | 1201310.9901 | 2610782.375 | 1201317.418 | 2610782.1284 | 1201323.3319 | 2610781.0425 | 1201330.4671 | 2610774.3586 | 1201356.7471 | 2610764.7662 | 1201387.9801 | 2610751.6071 | 1201426.2439 | 2610747.2528 | 1201439.4877 | 2610744.9887 | 1201450.1005 | 2610743.0091 | 1201463.3041 | 2610741.8233 | 1201479.5219 | 2610741.5985 | 1201503.0675 | 2610742.7783 | 1201520.0344 | 2610743.3813 | 1201524.1605
6 | 2610752.1105 | 1201553.1801 | 2610758.3016 | 1201572.4238 | 2610763.2149 | 1201599.6806 | 2610762.9453 | 1201609.9413 | 2610761.4975 | 1201618.2003
7 | 2610883.5082 | 1201322.1806 | 2610875.9837 | 1201337.4642 | 2610829.2986 | 1201324.6618 | 2610779.1072 | 1201306.2061
8 | 2610779.1072 | 1201306.2061 | 2610773.0472 | 1201298.6467 | 2610742.3033 | 1201270.6543 | 2610732.2205 | 1201261.1423 | 2610731.3768 | 1201259.9615
9 | 2610752.7086 | 1201644.2193 | 2610752.7086 | 1201644.2193 | 2610758.7547 | 1201633.8467 | 2610761.4975 | 1201618.2003
10 | 2610963.149 | 1201363.8924 | 2610930.116 | 1201352.3148 | 2610901.5234 | 1201343.0468 | 2610883.5082 | 1201322.1806
11 | 2610728.079 | 1201253.2084 | 2610729.8821 | 1201257.8697 | 2610731.3768 | 1201259.9615
12 | 2610752.7086 | 1201644.2193 | 2610750.4023 | 1201650.2742
13 | 2610963.149 | 1201363.8924 | 2610997.108 | 1201355.9723 | 2611003.2779 | 1201355.2617
14 | 2610617.1652 | 1201738.9518 | 2610661.473 | 1201756.1061 | 2610668.9951 | 1201758.7747
15 | 2610575.3014 | 1201734.0642 | 2610590.8269 | 1201733.8692 | 2610599.7085 | 1201733.7515 | 2610606.1982 | 1201734.8746 | 2610611.8876 | 1201736.6634 | 2610617.1652 | 1201738.9518
16 | 2610828.3074 | 1201844.9858 | 2610807.5317 | 1201832.1081 | 2610754.3391 | 1201800.4733 | 2610717.0621 | 1201775.8268 | 2610668.9951 | 1201758.7747
17 | 2610575.3014 | 1201734.0642 | 2610561.0249 | 1201733.6833 | 2610551.1783 | 1201732.9657 | 2610542.535 | 1201731.7721 | 2610534.9737 | 1201729.7688 | 2610528.2219 | 1201727.4908
18 | 2610575.3014 | 1201734.0642 | 2610575.3146 | 1201751.8813
19 | 2610638.6348 | 1201886.4171 | 2610625.7201 | 1201863.3008 | 2610615.6107 | 1201847.7523 | 2610598.614 | 1201823.5314 | 2610589.2701 | 1201809.7186 | 2610584.696 | 1201801.2282 | 2610579.8062 | 1201790.5471 | 2610577.436 | 1201783.8504 | 2610575.8375 | 1201775.3653 | 2610575.3263 | 1201767.4823 | 2610575.3146 | 1201751.8813
20 | 2610727.5101 | 1201247.8712 | 2610728.079 | 1201253.2084 | 2610728.079 | 1201253.2084
21 | 2610816.459 | 1201774.4824 | 2610816.3978 | 1201768.623 | 2610814.4144 | 1201754.3451 | 2610806.6616 | 1201736.188 | 2610793.1285 | 1201720.2662 | 2610774.8309 | 1201704.4581 | 2610759.6596 | 1201689.5451 | 2610750.145 | 1201677.6327 | 2610746.0174 | 1201666.3637 | 2610749.1836 | 1201653.4735 | 2610750.4023 | 1201650.2742
22 | 2611110.9364 | 1201261.4195 | 2611106.9551 | 1201261.8235 | 2611097.9862 | 1201263.5078 | 2611088.3636 | 1201264.7574 | 2611076.0386 | 1201266.2871
23 | 2611110.9364 | 1201261.4195 | 2611117.1756 | 1201266.5116
24 | 2611003.2779 | 1201355.2617 | 2611044.0391 | 1201350.5666 | 2611083.3034 | 1201354.8968 | 2611089.2436 | 1201355.3122
25 | 2610828.3074 | 1201844.9858 | 2610820.5851 | 1201814.1885 | 2610816.612 | 1201789.1456 | 2610816.459 | 1201774.4824
26 | 2610828.3074 | 1201844.9858 | 2610848.5135 | 1201857.1621
27 | 2610822.4058 | 1201923.0174 | 2610848.5135 | 1201857.1621
28 | 2610976.1658 | 1201941.5618 | 2610974.813 | 1201940.581 | 2610926.4985 | 1201914.2343 | 2610892.2325 | 1201895.9511 | 2610871.5581 | 1201881.9839 | 2610853.0054 | 1201864.552 | 2610848.5135 | 1201857.1621
29 | 2610976.1658 | 1201941.5618 | 2610974.5001 | 1201957.7564
30 | 2610976.1658 | 1201941.5618 | 2610998.5525 | 1201959.2121
31 | 2610727.5101 | 1201247.8712 | 2610727.5101 | 1201247.8712 | 2610728.6449 | 1201243.204 | 2610730.3107 | 1201239.505 | 2610732.5156 | 1201236.5629 | 2610737.4628 | 1201232.2694 | 2610744.1088 | 1201226.5577
32 | 2610702.1751 | 1201994.3073 | 2610687.8913 | 1201972.7591 | 2610672.2989 | 1201946.6729 | 2610638.6348 | 1201886.4171
33 | 2610702.1751 | 1201994.3073 | 2610709.5346 | 1202006.7939 | 2610715.3187 | 1202019.3443 | 2610720.9334 | 1202032.9617 | 2610723.9154 | 1202042.1498 | 2610726.8125 | 1202051.9825 | 2610729.2733 | 1202063.1929 | 2610732.0023 | 1202081.9302
34 | 2610732.0023 | 1202081.9302 | 2610736.3433 | 1202109.8308 | 2610738.9905 | 1202123.2094 | 2610739.2242 | 1202123.9557
35 | 2611106.5434 | 1202072.9836 | 2611102.3664 | 1202068.3512 | 2611092.7405 | 1202055.6154 | 2611076.1407 | 1202032.1387 | 2611067.4552 | 1202021.1057 | 2611057.9256 | 1202009.6597 | 2611052.0701 | 1202003.2232 | 2611043.7061 | 1201995.2591 | 2611035.8725 | 1201988.4855 | 2611017.3077 | 1201973.9991 | 2610998.5525 | 1201959.2121
36 | 2611155.1707 | 1201835.5674 | 2611159.421 | 1201854.0298 | 2611164.477 | 1201877.1183 | 2611169.3856 | 1201905.7318 | 2611172.2426 | 1201924.4695 | 2611172.2876 | 1201937.0986
37 | 2611172.2876 | 1201937.0986 | 2611171.4752 | 1202050.6252 | 2611167.1516 | 1202099.3068
38 | 2611155.1707 | 1201835.5674 | 2611159.2403 | 1201824.3356 | 2611161.1891 | 1201815.8012 | 2611163.012 | 1201805.4768
39 | 2611155.1707 | 1201835.5674 | 2611159.421 | 1201854.0298 | 2611163.6989 | 1201857.6174 | 2611168.8532 | 1201860.5508 | 2611174.8618 | 1201862.4297 | 2611183.0621 | 1201864.3348 | 2611202.0935 | 1201865.3153 | 2611213.3847 | 1201866.6259 | 2611223.3052 | 1201868.3454 | 2611239.8728 | 1201872.3674 | 2611251.5206 | 1201874.2013 | 2611297.616 | 1201878.1677 | 2611325.9495 | 1201881.8342 | 2611359.0893 | 1201887.3108 | 2611391.8816 | 1201891.4085 | 2611402.1776 | 1201891.7504 | 2611406.1895 | 1201891.0465 | 2611410.2116 | 1201888.9641
40 | 2611095.7231 | 1201825.2296 | 2611097.1363 | 1201826.455 | 2611099.1283 | 1201827.4815 | 2611103.1291 | 1201828.6895 | 2611107.9069 | 1201829.4655 | 2611136.7332 | 1201830.2748 | 2611145.0042 | 1201831.0461 | 2611148.6175 | 1201831.8755 | 2611155.1707 | 1201835.5674
41 | 2611157.8267 | 1202118.1809 | 2611166.866 | 1202102.5226 | 2611167.1516 | 1202099.3068
42 | 2611095.7231 | 1201825.2296 | 2611095.2012 | 1201823.4943 | 2611095.2056 | 1201821.0819 | 2611097.6418 | 1201812.3928 | 2611098.9532 | 1201802.8345 | 2611098.6192 | 1201786.7672
43 | 2611106.5434 | 1202072.9836 | 2611116.2305 | 1202076.171
44 | 2611128.8172 | 1202097.9384 | 2611122.1574 | 1202090.2997 | 2611106.5434 | 1202072.9836
45 | 2611280.342 | 1202181.3439 | 2611295.5067 | 1202190.3217 | 2611304.2809 | 1202194.3292 | 2611336.6674 | 1202206.9416
46 | 2611280.342 | 1202181.3439 | 2611286.429 | 1202157.5313 | 2611287.2149 | 1202156.3877 | 2611288.7461 | 1202155.5568 | 2611290.8398 | 1202155.0049 | 2611293.336 | 1202154.9318 | 2611305.1836 | 1202155.4766 | 2611308.9284 | 1202155.0389 | 2611312.865 | 1202153.8346 | 2611316.3008 | 1202151.84 | 2611319.3609 | 1202149.1521
47 | 2611157.8267 | 1202118.1809 | 2611184.9706 | 1202126.736 | 2611206.4172 | 1202133.9021 | 2611212.2978 | 1202134.8802 | 2611234.1186 | 1202137.2334 | 2611234.7649 | 1202141.6036 | 2611236.0652 | 1202146.1974 | 2611237.6865 | 1202150.0692 | 2611239.8338 | 1202153.4195 | 2611242.5901 | 1202156.6486 | 2611246.6015 | 1202160.2136 | 2611253.6923 | 1202165.1296 | 2611265.0855 | 1202172.5438 | 2611280.342 | 1202181.3439
48 | 2611231.6698 | 1202368.2873 | 2611267.828 | 1202345.3982 | 2611285.0722 | 1202328.7549 | 2611298.2035 | 1202306.0673 | 2611315.728 | 1202265.9896 | 2611331.3089 | 1202223.685 | 2611336.6674 | 1202206.9416
49 | 2611336.6674 | 1202206.9416 | 2611374.978 | 1202221.533 | 2611386.1505 | 1202224.8226 | 2611398.8003 | 1202227.6148 | 2611411.6111 | 1202229.718 | 2611424.146 | 1202230.9629
50 | 2611128.8172 | 1202097.9384 | 2611138.0914 | 1202107.3718 | 2611144.0484 | 1202112.3522 | 2611148.3053 | 1202114.8503 | 2611152.8374 | 1202116.7042 | 2611157.8267 | 1202118.1809
51 | 2611163.012 | 1201805.4768 | 2611161.098 | 1201799.3366 | 2611158.339 | 1201793.3282 | 2611155.2127 | 1201788.3975 | 2611150.8819 | 1201784.543
52 | 2611410.2116 | 1201888.9641 | 2611641.8466 | 1201836.4913
53 | 2611128.8172 | 1202097.9384 | 2611118.7167 | 1202119.6203 | 2611117.4774 | 1202121.2509
54 | 2611012.7323 | 1202327.6823 | 2611015.6591 | 1202325.1307 | 2611021.2883 | 1202317.9038 | 2611027.9729 | 1202307.7772 | 2611037.0079 | 1202289.9508 | 2611083.5314 | 1202196.3524 | 2611105.2129 | 1202166.9098 | 2611117.7483 | 1202153.2363
55 | 2611126.0604 | 1202144.1694 | 2611117.7483 | 1202153.2363
56 | 2611012.7323 | 1202327.6823 | 2611020.0977 | 1202332.2205 | 2611033.6734 | 1202357.0144 | 2611042.5073 | 1202362.8066
57 | 2611012.7323 | 1202327.6823 | 2611003.1295 | 1202331.5223 | 2610991.0775 | 1202334.7576 | 2610969.0846 | 1202339.4977 | 2610952.1136 | 1202344.4806 | 2610941.3415 | 1202351.109 | 2610931.5773 | 1202360.3832
58 | 2611126.0604 | 1202144.1694 | 2611113.573 | 1202131.6284 | 2611112.9134 | 1202130.2931 | 2611112.8554 | 1202129.9405
59 | 2611042.5073 | 1202362.8066 | 2611045.9793 | 1202365.0831
60 | 2610896.1884 | 1202412.6826 | 2610901.2378 | 1202401.9414 | 2610910.6213 | 1202384.7047 | 2610925.1736 | 1202366.4657 | 2610931.5773 | 1202360.3832
61 | 2611112.8554 | 1202129.9405 | 2611112.7177 | 1202129.1032 | 2611112.7428 | 1202127.8915 | 2611113.3081 | 1202126.7364
62 | 2610896.1884 | 1202412.6826 | 2610880.5843 | 1202448.8072 | 2610878.4218 | 1202454.1317
63 | 2611117.4774 | 1202121.2509 | 2611113.3081 | 1202126.7364 | 2611113.3081 | 1202126.7364
64 | 2610876.1357 | 1202459.7606 | 2610878.4218 | 1202454.1317
65 | 2611231.6698 | 1202368.2873 | 2611213.5851 | 1202378.1964
66 | 2611231.6698 | 1202368.2873 | 2611230.1974 | 1202378.4234 | 2611225.2986 | 1202405.9625 | 2611225.1142 | 1202407.1718
67 | 2611467.7344 | 1202233.0934 | 2611440.4252 | 1202231.9296 | 2611425.3062 | 1202231.0781 | 2611424.146 | 1202230.9629
68 | 2610876.1357 | 1202459.7606 | 2610874.3228 | 1202464.9713 | 2610871.7419 | 1202474.0938 | 2610869.9367 | 1202483.5067 | 2610868.7298 | 1202491.275
69 | 2611142.3039 | 1202084.75 | 2611116.2305 | 1202076.171
70 | 2611142.3039 | 1202084.75 | 2611143.954 | 1202085.2929 | 2611155.6076 | 1202087.1433
71 | 2611484.228 | 1202251.9984 | 2611485.1181 | 1202253.6224
72 | 2611474.6359 | 1202233.4401 | 2611484.2116 | 1202251.9684 | 2611484.228 | 1202251.9984
73 | 2611467.7344 | 1202233.0934 | 2611474.6359 | 1202233.4401
74 | 2611467.7344 | 1202233.0934 | 2611469.4298 | 1202206.0375 | 2611471.219 | 1202193.6675
75 | 2611471.219 | 1202193.6675 | 2611473.5949 | 1202184.8006 | 2611475.7823 | 1202178.7716
76 | 2611135.5821 | 1201777.9777 | 2611144.2565 | 1201782.852 | 2611150.8819 | 1201784.543
77 | 2611135.5821 | 1201777.9777 | 2611130.5122 | 1201782.8265 | 2611128.762 | 1201786.8588 | 2611128.6976 | 1201799.6271
78 | 2610875.2112 | 1202533.2655 | 2610874.5034 | 1202529.1731 | 2610871.0844 | 1202517.8385 | 2610868.9627 | 1202508.7409 | 2610868.1523 | 1202502.4249 | 2610868.1678 | 1202498.067 | 2610868.5277 | 1202492.5758 | 2610868.7298 | 1202491.275
79 | 2610875.2112 | 1202533.2655 | 2610885.1312 | 1202539.0635
80 | 2610875.2112 | 1202533.2655 | 2610875.2926 | 1202538.7464 | 2610874.5837 | 1202543.6477 | 2610873.8921 | 1202547.2102
81 | 2611192.2824 | 1202414.8641 | 2611187.4801 | 1202409.5161 | 2611187.7322 | 1202400.823 | 2611191.3804 | 1202395.0266 | 2611197.4547 | 1202389.9686 | 2611208.3758 | 1202381.0507 | 2611213.5851 | 1202378.1964
82 | 2611465.7342 | 1200953.6308 | 2611473.6355 | 1200952.6899 | 2611502.1518 | 1200946.6634 | 2611521.7673 | 1200941.4941
83 | 2611465.7342 | 1200953.6308 | 2611459.6406 | 1200954.3565
84 | 2611459.6406 | 1200954.3565 | 2611452.4101 | 1200955.2175 | 2611435.1285 | 1200957.1523 | 2611426.9721 | 1200958.4136
85 | 2611395.4331 | 1200962.2241 | 2611403.806 | 1200961.9954 | 2611418.8658 | 1200959.6672 | 2611426.9721 | 1200958.4136
86 | 2611217.5795 | 1201128.2457 | 2611224.1629 | 1201116.1626 | 2611255.2838 | 1201084.4037 | 2611294.5611 | 1201046.19 | 2611329.7573 | 1201009.0585 | 2611345.3788 | 1200995.3583 | 2611370.6985 | 1200968.9475 | 2611380.0528 | 1200964.9853 | 2611395.4331 | 1200962.2241
87 | 2611395.4331 | 1200962.2241 | 2611391.1195 | 1200957.1242 | 2611387.3486 | 1200950.8026 | 2611385.1802 | 1200938.3139 | 2611384.3433 | 1200930.0635 | 2611382.6468 | 1200917.5646 | 2611381.9296 | 1200902.3995 | 2611381.6934 | 1200886.4905 | 2611381.2946 | 1200847.9133 | 2611382.1165 | 1200803.8022 | 2611381.9351 | 1200767.0042 | 2611383.1727 | 1200744.5278 | 2611383.6336 | 1200730.2765 | 2611383.0315 | 1200718.6358 | 2611381.6417 | 1200708.9057 | 2611379.8049 | 1200702.1208 | 2611377.5423 | 1200695.1127 | 2611409.1338 | 1200673.6054
88 | 2611204.0044 | 1199877.7464 | 2611218.2485 | 1199873.3372
89 | 2611218.2485 | 1199873.3372 | 2611215.9527 | 1199863.4165 | 2611211.079 | 1199847.9324 | 2611197.2293 | 1199851.6434
90 | 2611204.0044 | 1199877.7464 | 2611203.649 | 1199884.605 | 2611202.8887 | 1199892.241 | 2611202.9424 | 1199900.212 | 2611204.7535 | 1199908.7645 | 2611207.1311 | 1199916.4353
91 | 2611210.497 | 1199951.7205 | 2611211.7189 | 1199937.4484 | 2611210.5045 | 1199927.3185 | 2611207.1311 | 1199916.4353
92 | 2610818.5129 | 1200082.4615 | 2611157.043 | 1200094.0087
93 | 2610818.5129 | 1200082.4615 | 2610799.4933 | 1200092.8774 | 2610790.5697 | 1200098.0864 | 2610776.0149 | 1200106.4203 | 2610768.5937 | 1200109.6934
94 | 2611157.043 | 1200094.0087 | 2611156.9081 | 1200101.0345 | 2611157.7113 | 1200107.1393
95 | 2611157.043 | 1200094.0087 | 2611164.4744 | 1200093.1109 | 2611173.6631 | 1200092.9279 | 2611180.6022 | 1200094.7752 | 2611185.7026 | 1200098.8535 | 2611190.5918 | 1200101.9087 | 2611194.2697 | 1200101.3041 | 2611196.9331 | 1200099.5386
96 | 2610738.2626 | 1200118.3568 | 2610752.0541 | 1200113.0699 | 2610766.5756 | 1200110.5834 | 2610768.5937 | 1200109.6934
97 | 2611210.497 | 1199951.7205 | 2611210.1234 | 1199956.1222 | 2611208.3163 | 1199978.0862 | 2611209.9814 | 1199999.5898 | 2611213.4424 | 1200013.3147 | 2611218.7972 | 1200027.9326 | 2611225.3338 | 1200041.5299 | 2611227.0081 | 1200045.5513
98 | 2611238.1188 | 1200072.237 | 2611227.0081 | 1200045.5513
99 | 2611238.1188 | 1200072.237 | 2611245.4634 | 1200085.2466 | 2611249.8756 | 1200095.0157 | 2611255.2126 | 1200110.9231 | 2611254.3096 | 1200121.5605 | 2611252.913 | 1200131.5521 | 2611248.9223 | 1200144.6739 | 2611240.4004 | 1200175.1077 | 2611232.3316 | 1200199.3057 | 2611227.3751 | 1200212.0144 | 2611221.8376 | 1200225.9893 | 2611212.1087 | 1200246.56 | 2611167.7208 | 1200234.5598
100 | 2611238.1188 | 1200072.237 | 2611208.4956 | 1200091.8739
101 | 2611140.4734 | 1200240.2123 | 2611145.2121 | 1200242.2666 | 2611150.9278 | 1200242.8887 | 2611157.2547 | 1200242.289 | 2611162.9776 | 1200239.0534 | 2611167.7208 | 1200234.5598
102 | 2611196.9331 | 1200099.5386 | 2611208.4956 | 1200091.8739
103 | 2611447.6011 | 1200651.0109 | 2611443.3222 | 1200643.5654 | 2611431.9475 | 1200632.9824 | 2611424.1559 | 1200627.4535 | 2611409.1172 | 1200614.2178 | 2611398.1462 | 1200605.1345
104 | 2611447.6011 | 1200651.0109 | 2611436.7896 | 1200656.4599 | 2611424.8283 | 1200665.1888
105 | 2611423.2062 | 1200666.3725 | 2611424.8283 | 1200665.1888
106 | 2611409.1338 | 1200673.6054 | 2611418.4654 | 1200669.8322 | 2611423.2062 | 1200666.3725
107 | 2611396.9811 | 1200663.8549 | 2611405.9525 | 1200669.3638 | 2611409.1338 | 1200673.6054
108 | 2611217.5795 | 1201128.2457 | 2611206.8465 | 1201116.6639 | 2611171.3099 | 1201083.9022 | 2611163.2493 | 1201075.8496 | 2611156.1519 | 1201068.0669
109 | 2611217.5795 | 1201128.2457 | 2611217.6425 | 1201135.2941 | 2611217.0415 | 1201143.2528 | 2611215.9335 | 1201149.7098 | 2611213.8591 | 1201160.1115 | 2611211.3624 | 1201168.378 | 2611207.6315 | 1201177.2981 | 2611203.7737 | 1201184.9172 | 2611198.9519 | 1201191.1116 | 2611194.8802 | 1201195.0506 | 2611190.4529 | 1201197.9105 | 2611177.7334 | 1201202.6894 | 2611172.8502 | 1201205.1372
110 | 2611003.0202 | 1200878.9478 | 2611041.7643 | 1200923.6541 | 2611051.1442 | 1200934.644 | 2611056.4669 | 1200941.6464 | 2611060.3593 | 1200948.3016 | 2611064.5739 | 1200957.7256 | 2611073.3181 | 1200979.1088 | 2611076.1773 | 1200984.6837 | 2611079.2809 | 1200989.7811 | 2611086.2438 | 1200998.8432 | 2611092.0074 | 1201006.1022 | 2611098.4647 | 1201012.7844 | 2611109.2781 | 1201022.2762 | 2611126.8935 | 1201037.1946 | 2611136.3678 | 1201046.3727 | 2611156.1519 | 1201068.0669
111 | 2611172.8502 | 1201205.1372 | 2611172.8502 | 1201205.1372 | 2611169.3969 | 1201208.0546 | 2611169.3969 | 1201208.0546
112 | 2610747.8243 | 1202633.8313 | 2610761.1354 | 1202622.613
113 | 2610730.1283 | 1202645.2765 | 2610734.5374 | 1202643.4056 | 2610745.2264 | 1202636.0207 | 2610747.8243 | 1202633.8313
114 | 2610761.1354 | 1202622.613 | 2610761.1538 | 1202622.5975 | 2610765.9451 | 1202619.7823 | 2610772.8737 | 1202617.4712 | 2610791.7773 | 1202612.0355 | 2610796.7301 | 1202610.2007
115 | 2610730.1283 | 1202645.2765 | 2610738.2971 | 1202677.0528 | 2610739.2373 | 1202682.6116
116 | 2610873.8921 | 1202547.2102 | 2610873.6927 | 1202548.2375 | 2610871.7167 | 1202555.2822 | 2610868.92 | 1202561.7695 | 2610866.0124 | 1202566.4112 | 2610861.9174 | 1202571.2509 | 2610856.4821 | 1202576.7218 | 2610848.8391 | 1202582.7335 | 2610837.6553 | 1202590.1062 | 2610827.7905 | 1202596.0472 | 2610816.1598 | 1202602.2852 | 2610804.0212 | 1202607.4995 | 2610796.7301 | 1202610.2007
117 | 2610920.3854 | 1202549.8839 | 2610916.6072 | 1202549.516 | 2610906.8252 | 1202547.5194 | 2610898.292 | 1202545.0137 | 2610890.2171 | 1202541.6083 | 2610885.6859 | 1202539.3878 | 2610885.1312 | 1202539.0635
118 | 2610941.692 | 1202556.3153 | 2610940.2371 | 1202556.3293 | 2610935.8774 | 1202556.0768 | 2610934.2659 | 1202555.1956 | 2610932.3308 | 1202552.2905 | 2610931.0238 | 1202551.2432 | 2610928.4758 | 1202550.6715 | 2610920.3854 | 1202549.8839
119 | 2610941.692 | 1202556.3153 | 2610947.0172 | 1202556.2639 | 2610950.2051 | 1202556.6862
120 | 2610713.2877 | 1200127.9309 | 2610716.7979 | 1200131.7281 | 2610731.8531 | 1200150.0648 | 2610736.8778 | 1200158.2893 | 2610743.4028 | 1200169.2558
121 | 2610743.4028 | 1200169.2558 | 2610664.6737 | 1200505.8813
122 | 2610713.2877 | 1200127.9309 | 2610738.2626 | 1200118.3568
123 | 2610664.6737 | 1200505.8813 | 2610637.1822 | 1200530.0123 | 2610633.5977 | 1200533.9081 | 2610630.5759 | 1200538.0939 | 2610627.1837 | 1200545.1472 | 2610624.936 | 1200554.993 | 2610624.9095 | 1200565.6987 | 2610628.5688 | 1200588.3396 | 2610628.8437 | 1200591.4169
124 | 2610619.1529 | 1200631.2402 | 2610628.5067 | 1200610.5848 | 2610629.5711 | 1200606.9514 | 2610629.9263 | 1200604.1283 | 2610629.7258 | 1200601.2931 | 2610628.8437 | 1200591.4169
125 | 2610619.1529 | 1200631.2402 | 2610611.313 | 1200648.5527
126 | 2611156.5716 | 1201282.1597 | 2611152.1793 | 1201282.574 | 2611144.5888 | 1201279.7028 | 2611139.374 | 1201276.3024 | 2611126.6062 | 1201270.3422 | 2611117.1756 | 1201266.5116
127 | 2611156.5716 | 1201282.1597 | 2611158.2711 | 1201280.9733 | 2611160.1656 | 1201277.197 | 2611160.6774 | 1201272.1064 | 2611161.3506 | 1201266.1711 | 2611161.3627 | 1201265.52
128 | 2611156.5716 | 1201282.1597 | 2611160.2706 | 1201300.1906
129 | 2611161.2336 | 1201226.7273 | 2611162.8621 | 1201230.966 | 2611162.6293 | 1201241.5713 | 2611162.2474 | 1201250.4754 | 2611161.469 | 1201259.8012 | 2611161.3627 | 1201265.52
130 | 2611160.2706 | 1201300.1906 | 2611162.275 | 1201309.9612
131 | 2611161.2336 | 1201226.7273 | 2611159.9354 | 1201229.7801
132 | 2611161.2336 | 1201226.7273 | 2611163.6148 | 1201219.0943 | 2611164.1517 | 1201217.7919
133 | 2611162.275 | 1201309.9612 | 2611165.4597 | 1201325.4852
134 | 2611164.8669 | 1201216.0572 | 2611164.1517 | 1201217.7919
135 | 2611166.3656 | 1201329.9011 | 2611165.4597 | 1201325.4852
136 | 2611164.8669 | 1201216.0572 | 2611166.3443 | 1201212.4736 | 2611169.3969 | 1201208.0546
137 | 2611166.3656 | 1201329.9011 | 2611166.7768 | 1201331.9055 | 2611168.7759 | 1201337.4919
138 | 2611120.3956 | 1201357.4911 | 2611089.2436 | 1201355.3122
139 | 2611135.4629 | 1201360.0103 | 2611127.5474 | 1201357.9913 | 2611120.3956 | 1201357.4911
140 | 2611135.4629 | 1201360.0103 | 2611140.9819 | 1201361.4181 | 2611152.4019 | 1201367.6426 | 2611161.3085 | 1201368.415
141 | 2611180.4358 | 1201370.0738 | 2611161.3085 | 1201368.415
142 | 2611180.4358 | 1201370.0738 | 2611188.2184 | 1201386.6387
143 | 2611180.4358 | 1201370.0738 | 2611168.7759 | 1201337.4919
144 | 2611192.3001 | 1201395.0492 | 2611190.7761 | 1201392.0827 | 2611188.2184 | 1201386.6387
145 | 2611210.1687 | 1201417.8391 | 2611203.2805 | 1201412.5949 | 2611199.5741 | 1201408.4635 | 2611196.9778 | 1201404.9123 | 2611193.3544 | 1201397.1013 | 2611192.3001 | 1201395.0492
146 | 2611210.1687 | 1201417.8391 | 2611213.7461 | 1201420.5626
147 | 2611213.7461 | 1201420.5626 | 2611218.3285 | 1201424.0514 | 2611227.3831 | 1201429.3267 | 2611237.4958 | 1201434.515 | 2611246.8342 | 1201438.568 | 2611257.1107 | 1201441.6223 | 2611269.4801 | 1201444.6804 | 2611282.1034 | 1201447.1707
148 | 2611294.5711 | 1201449.6302 | 2611282.1034 | 1201447.1707
149 | 2611294.5711 | 1201449.6302 | 2611304.1776 | 1201448.7589 | 2611309.9128 | 1201447.1399
150 | 2611309.9128 | 1201447.1399 | 2611323.4371 | 1201443.3219
151 | 2611003.0202 | 1200878.9478 | 2610611.313 | 1200648.5527
152 | 2610968.1376 | 1202558.5376 | 2610967.6877 | 1202558.5473 | 2610958.0785 | 1202557.7293 | 2610950.2051 | 1202556.6862

## bus_geodata
| x | y | coords
0 | 2610736.4029 | 1201566.5959
1 | 2610714.7849 | 1201580.0087
2 | 2610746.3175 | 1201558.1502
3 | 2610714.477 | 1201580.1371
4 | 2610743.3813 | 1201524.1605
5 | 2610752.1105 | 1201553.1801
6 | 2610779.1072 | 1201306.2061
7 | 2610761.4975 | 1201618.2003
8 | 2610883.5082 | 1201322.1806
9 | 2610731.3768 | 1201259.9615
10 | 2610752.7086 | 1201644.2193
11 | 2610963.149 | 1201363.8924
12 | 2610617.1652 | 1201738.9518
13 | 2610668.9951 | 1201758.7747
14 | 2610575.3014 | 1201734.0642
15 | 2610528.2219 | 1201727.4908
16 | 2610575.3146 | 1201751.8813
17 | 2610728.079 | 1201253.2084
18 | 2610750.4023 | 1201650.2742
19 | 2611076.0386 | 1201266.2871
20 | 2611110.9364 | 1201261.4195
21 | 2611003.2779 | 1201355.2617
22 | 2610816.459 | 1201774.4824
23 | 2610828.3074 | 1201844.9858
24 | 2610848.5135 | 1201857.1621
25 | 2610822.4058 | 1201923.0174
26 | 2610976.1658 | 1201941.5618
27 | 2610727.5101 | 1201247.8712
28 | 2610744.1088 | 1201226.5577
29 | 2610638.6348 | 1201886.4171
30 | 2610702.1751 | 1201994.3073
31 | 2610732.0023 | 1202081.9302
32 | 2610739.2242 | 1202123.9557
33 | 2610974.5001 | 1201957.7564
34 | 2610998.5525 | 1201959.2121
35 | 2611172.2876 | 1201937.0986
36 | 2611155.1707 | 1201835.5674
37 | 2611167.1516 | 1202099.3068
38 | 2611095.7231 | 1201825.2296
39 | 2611098.6192 | 1201786.7672
40 | 2611106.5434 | 1202072.9836
41 | 2611280.342 | 1202181.3439
42 | 2611336.6674 | 1202206.9416
43 | 2611319.3609 | 1202149.1521
44 | 2611157.8267 | 1202118.1809
45 | 2611163.012 | 1201805.4768
46 | 2611410.2116 | 1201888.9641
47 | 2611641.8466 | 1201836.4913
48 | 2611128.8172 | 1202097.9384
49 | 2611117.7483 | 1202153.2363
50 | 2611012.7323 | 1202327.6823
51 | 2611126.0604 | 1202144.1694
52 | 2611042.5073 | 1202362.8066
53 | 2610931.5774 | 1202360.3832
54 | 2611112.8554 | 1202129.9405
55 | 2611045.9793 | 1202365.0831
56 | 2610896.1884 | 1202412.6826
57 | 2611113.3081 | 1202126.7364
58 | 2610878.4218 | 1202454.1317
59 | 2611117.4774 | 1202121.2509
60 | 2611231.6698 | 1202368.2873
61 | 2611424.146 | 1202230.9629
62 | 2610876.1357 | 1202459.7606
63 | 2611116.2305 | 1202076.171
64 | 2611142.3039 | 1202084.75
65 | 2611155.6076 | 1202087.1433
66 | 2611484.228 | 1202251.9984
67 | 2611485.1181 | 1202253.6224
68 | 2611474.6359 | 1202233.4401
69 | 2611467.7344 | 1202233.0934
70 | 2611471.219 | 1202193.6675
71 | 2611475.7823 | 1202178.7716
72 | 2611150.8819 | 1201784.543
73 | 2611128.6976 | 1201799.6271
74 | 2611135.5821 | 1201777.9777
75 | 2610868.7298 | 1202491.275
76 | 2610875.2112 | 1202533.2655
77 | 2611213.5851 | 1202378.1964
78 | 2611225.1142 | 1202407.1718
79 | 2611192.2824 | 1202414.8641
80 | 2611521.7673 | 1200941.4941
81 | 2611465.7342 | 1200953.6308
82 | 2611459.6406 | 1200954.3565
83 | 2611426.9721 | 1200958.4136
84 | 2611395.4331 | 1200962.2241
85 | 2611218.2485 | 1199873.3372
86 | 2611204.0044 | 1199877.7464
87 | 2611197.2293 | 1199851.6434
88 | 2611207.1311 | 1199916.4353
89 | 2610818.5129 | 1200082.4615
90 | 2611157.0429 | 1200094.0087
91 | 2610768.5937 | 1200109.6934
92 | 2611210.497 | 1199951.7205
93 | 2611227.0081 | 1200045.5513
94 | 2611238.1188 | 1200072.237
95 | 2611167.7208 | 1200234.5598
96 | 2611208.4956 | 1200091.8739
97 | 2611140.4734 | 1200240.2123
98 | 2611196.9331 | 1200099.5386
99 | 2611157.7113 | 1200107.1393
100 | 2611447.6011 | 1200651.0109
101 | 2611398.1462 | 1200605.1345
102 | 2611424.8283 | 1200665.1888
103 | 2611423.2062 | 1200666.3725
104 | 2611409.1338 | 1200673.6054
105 | 2611396.9811 | 1200663.8549
106 | 2611217.5795 | 1201128.2457
107 | 2611156.1519 | 1201068.0669
108 | 2611172.8502 | 1201205.1372
109 | 2610747.8243 | 1202633.8313
110 | 2610761.1354 | 1202622.613
111 | 2610730.1283 | 1202645.2765
112 | 2610796.7301 | 1202610.2007
113 | 2610739.2373 | 1202682.6116
114 | 2610873.8921 | 1202547.2102
115 | 2610885.1312 | 1202539.0635
116 | 2610920.3854 | 1202549.8839
117 | 2610941.692 | 1202556.3153
118 | 2610743.4028 | 1200169.2558
119 | 2610713.2877 | 1200127.9309
120 | 2610664.6737 | 1200505.8813
121 | 2610738.2626 | 1200118.3568
122 | 2610628.8437 | 1200591.4169
123 | 2610619.1529 | 1200631.2402
124 | 2611117.1756 | 1201266.5116
125 | 2611156.5716 | 1201282.1597
126 | 2611161.3627 | 1201265.52
127 | 2611160.2706 | 1201300.1906
128 | 2611159.9354 | 1201229.7801
129 | 2611161.2336 | 1201226.7273
130 | 2611162.275 | 1201309.9612
131 | 2611164.1517 | 1201217.7919
132 | 2611165.4597 | 1201325.4852
133 | 2611164.8669 | 1201216.0572
134 | 2611166.3656 | 1201329.9011
135 | 2611089.2436 | 1201355.3122
136 | 2611120.3956 | 1201357.4911
137 | 2611135.4629 | 1201360.0103
138 | 2611161.3085 | 1201368.415
139 | 2611180.4358 | 1201370.0738
140 | 2611188.2184 | 1201386.6387
141 | 2611168.7759 | 1201337.4919
142 | 2611192.3001 | 1201395.0492
143 | 2611210.1687 | 1201417.8391
144 | 2611213.7461 | 1201420.5626
145 | 2611169.3969 | 1201208.0546
146 | 2611282.1034 | 1201447.1707
147 | 2611294.5711 | 1201449.6302
148 | 2611309.9128 | 1201447.1399
149 | 2611323.4371 | 1201443.3219
150 | 2611003.0202 | 1200878.9478
151 | 2610611.313 | 1200648.5527
152 | 2610950.2051 | 1202556.6862
153 | 2610968.1376 | 1202558.5376
154 | 2611003.2779 | 1201355.2617

## line_std_types
| c_nf_per_km | r_ohm_per_km | x_ohm_per_km | max_i_ka | type | q_mm2 | alpha | voltage_rating
NAYY 4x50 SE | 210 | 0.642 | 0.083 | 0.142 | cs | 50 | 0.00403 | LV
NAYY 4x120 SE | 264 | 0.225 | 0.08 | 0.242 | cs | 120 | 0.00403 | LV
NAYY 4x150 SE | 261 | 0.208 | 0.08 | 0.27 | cs | 150 | 0.00403 | LV
NA2XS2Y 1x95 RM/25 12/20 kV | 216 | 0.313 | 0.132 | 0.252 | cs | 95 | 0.00403 | MV
NA2XS2Y 1x185 RM/25 12/20 kV | 273 | 0.161 | 0.117 | 0.362 | cs | 185 | 0.00403 | MV
NA2XS2Y 1x240 RM/25 12/20 kV | 304 | 0.122 | 0.112 | 0.421 | cs | 240 | 0.00403 | MV
NA2XS2Y 1x95 RM/25 6/10 kV | 315 | 0.313 | 0.123 | 0.249 | cs | 95 | 0.00403 | MV
NA2XS2Y 1x185 RM/25 6/10 kV | 406 | 0.161 | 0.11 | 0.358 | cs | 185 | 0.00403 | MV
NA2XS2Y 1x240 RM/25 6/10 kV | 456 | 0.122 | 0.105 | 0.416 | cs | 240 | 0.00403 | MV
NA2XS2Y 1x150 RM/25 12/20 kV | 250 | 0.206 | 0.116 | 0.319 | cs | 150 | 0.00403 | MV
NA2XS2Y 1x120 RM/25 12/20 kV | 230 | 0.253 | 0.119 | 0.283 | cs | 120 | 0.00403 | MV
NA2XS2Y 1x70 RM/25 12/20 kV | 190 | 0.443 | 0.132 | 0.22 | cs | 70 | 0.00403 | MV
NA2XS2Y 1x150 RM/25 6/10 kV | 360 | 0.206 | 0.11 | 0.315 | cs | 150 | 0.00403 | MV
NA2XS2Y 1x120 RM/25 6/10 kV | 340 | 0.253 | 0.113 | 0.28 | cs | 120 | 0.00403 | MV
NA2XS2Y 1x70 RM/25 6/10 kV | 280 | 0.443 | 0.123 | 0.217 | cs | 70 | 0.00403 | MV
N2XS(FL)2Y 1x120 RM/35 64/110 kV | 112 | 0.153 | 0.166 | 0.366 | cs | 120 | 0.00393 | HV
N2XS(FL)2Y 1x185 RM/35 64/110 kV | 125 | 0.099 | 0.156 | 0.457 | cs | 185 | 0.00393 | HV
N2XS(FL)2Y 1x240 RM/35 64/110 kV | 135 | 0.075 | 0.149 | 0.526 | cs | 240 | 0.00393 | HV
N2XS(FL)2Y 1x300 RM/35 64/110 kV | 144 | 0.06 | 0.144 | 0.588 | cs | 300 | 0.00393 | HV
15-AL1/3-ST1A 0.4 | 11 | 1.8769 | 0.35 | 0.105 | ol | 16 | 0.00403 | LV
24-AL1/4-ST1A 0.4 | 11.25 | 1.2012 | 0.335 | 0.14 | ol | 24 | 0.00403 | LV
48-AL1/8-ST1A 0.4 | 12.2 | 0.5939 | 0.3 | 0.21 | ol | 48 | 0.00403 | LV
94-AL1/15-ST1A 0.4 | 13.2 | 0.306 | 0.29 | 0.35 | ol | 94 | 0.00403 | LV
34-AL1/6-ST1A 10.0 | 9.7 | 0.8342 | 0.36 | 0.17 | ol | 34 | 0.00403 | MV
48-AL1/8-ST1A 10.0 | 10.1 | 0.5939 | 0.35 | 0.21 | ol | 48 | 0.00403 | MV
70-AL1/11-ST1A 10.0 | 10.4 | 0.4132 | 0.339 | 0.29 | ol | 70 | 0.00403 | MV
94-AL1/15-ST1A 10.0 | 10.75 | 0.306 | 0.33 | 0.35 | ol | 94 | 0.00403 | MV
122-AL1/20-ST1A 10.0 | 11.1 | 0.2376 | 0.323 | 0.41 | ol | 122 | 0.00403 | MV
149-AL1/24-ST1A 10.0 | 11.25 | 0.194 | 0.315 | 0.47 | ol | 149 | 0.00403 | MV
34-AL1/6-ST1A 20.0 | 9.15 | 0.8342 | 0.382 | 0.17 | ol | 34 | 0.00403 | MV
48-AL1/8-ST1A 20.0 | 9.5 | 0.5939 | 0.372 | 0.21 | ol | 48 | 0.00403 | MV
70-AL1/11-ST1A 20.0 | 9.7 | 0.4132 | 0.36 | 0.29 | ol | 70 | 0.00403 | MV
94-AL1/15-ST1A 20.0 | 10 | 0.306 | 0.35 | 0.35 | ol | 94 | 0.00403 | MV
122-AL1/20-ST1A 20.0 | 10.3 | 0.2376 | 0.344 | 0.41 | ol | 122 | 0.00403 | MV
149-AL1/24-ST1A 20.0 | 10.5 | 0.194 | 0.337 | 0.47 | ol | 149 | 0.00403 | MV
184-AL1/30-ST1A 20.0 | 10.75 | 0.1571 | 0.33 | 0.535 | ol | 184 | 0.00403 | MV
243-AL1/39-ST1A 20.0 | 11 | 0.1188 | 0.32 | 0.645 | ol | 243 | 0.00403 | MV
48-AL1/8-ST1A 110.0 | 8 | 0.5939 | 0.46 | 0.21 | ol | 48 | 0.00403 | HV
70-AL1/11-ST1A 110.0 | 8.4 | 0.4132 | 0.45 | 0.29 | ol | 70 | 0.00403 | HV
94-AL1/15-ST1A 110.0 | 8.65 | 0.306 | 0.44 | 0.35 | ol | 94 | 0.00403 | HV
122-AL1/20-ST1A 110.0 | 8.5 | 0.2376 | 0.43 | 0.41 | ol | 122 | 0.00403 | HV
149-AL1/24-ST1A 110.0 | 8.75 | 0.194 | 0.41 | 0.47 | ol | 149 | 0.00403 | HV
184-AL1/30-ST1A 110.0 | 8.8 | 0.1571 | 0.4 | 0.535 | ol | 184 | 0.00403 | HV
243-AL1/39-ST1A 110.0 | 9 | 0.1188 | 0.39 | 0.645 | ol | 243 | 0.00403 | HV
305-AL1/39-ST1A 110.0 | 9.2 | 0.0949 | 0.38 | 0.74 | ol | 305 | 0.00403 | HV
490-AL1/64-ST1A 110.0 | 9.75 | 0.059 | 0.37 | 0.96 | ol | 490 | 0.00403 | HV
679-AL1/86-ST1A 110.0 | 9.95 | 0.042 | 0.36 | 1.15 | ol | 679 | 0.00403 | HV
490-AL1/64-ST1A 220.0 | 10 | 0.059 | 0.285 | 0.96 | ol | 490 | 0.00403 | HV
679-AL1/86-ST1A 220.0 | 11.7 | 0.042 | 0.275 | 1.15 | ol | 679 | 0.00403 | HV
490-AL1/64-ST1A 380.0 | 11 | 0.059 | 0.253 | 0.96 | ol | 490 | 0.00403 | HV
679-AL1/86-ST1A 380.0 | 14.6 | 0.042 | 0.25 | 1.15 | ol | 679 | 0.00403 | HV

## trafo_std_types
| i0_percent | pfe_kw | vkr_percent | sn_mva | vn_lv_kv | vn_hv_kv | vk_percent | shift_degree | vector_group | tap_side | tap_neutral | tap_min | tap_max | tap_step_degree | tap_step_percent | tap_phase_shifter
160 MVA 380/110 kV | 0.06 | 60 | 0.25 | 160 | 110 | 380 | 12.2 | 0 | Yy0 | hv | 0 | -9 | 9 | 0 | 1.5 | FALSE
100 MVA 220/110 kV | 0.06 | 55 | 0.26 | 100 | 110 | 220 | 12 | 0 | Yy0 | hv | 0 | -9 | 9 | 0 | 1.5 | FALSE
63 MVA 110/20 kV | 0.04 | 22 | 0.32 | 63 | 20 | 110 | 18 | 150 | YNd5 | hv | 0 | -9 | 9 | 0 | 1.5 | FALSE
40 MVA 110/20 kV | 0.05 | 18 | 0.34 | 40 | 20 | 110 | 16.2 | 150 | YNd5 | hv | 0 | -9 | 9 | 0 | 1.5 | FALSE
25 MVA 110/20 kV | 0.07 | 14 | 0.41 | 25 | 20 | 110 | 12 | 150 | YNd5 | hv | 0 | -9 | 9 | 0 | 1.5 | FALSE
63 MVA 110/10 kV | 0.04 | 22 | 0.32 | 63 | 10 | 110 | 18 | 150 | YNd5 | hv | 0 | -9 | 9 | 0 | 1.5 | FALSE
40 MVA 110/10 kV | 0.05 | 18 | 0.34 | 40 | 10 | 110 | 16.2 | 150 | YNd5 | hv | 0 | -9 | 9 | 0 | 1.5 | FALSE
25 MVA 110/10 kV | 0.07 | 14 | 0.41 | 25 | 10 | 110 | 12 | 150 | YNd5 | hv | 0 | -9 | 9 | 0 | 1.5 | FALSE
0.25 MVA 20/0.4 kV | 0.32 | 0.8 | 1.44 | 0.25 | 0.4 | 20 | 6 | 150 | Yzn5 | hv | 0 | -2 | 2 | 0 | 2.5 | FALSE
0.4 MVA 20/0.4 kV | 0.3375 | 1.35 | 1.425 | 0.4 | 0.4 | 20 | 6 | 150 | Dyn5 | hv | 0 | -2 | 2 | 0 | 2.5 | FALSE
0.63 MVA 20/0.4 kV | 0.2619 | 1.65 | 1.206 | 0.63 | 0.4 | 20 | 6 | 150 | Dyn5 | hv | 0 | -2 | 2 | 0 | 2.5 | FALSE
0.25 MVA 10/0.4 kV | 0.24 | 0.6 | 1.2 | 0.25 | 0.4 | 10 | 4 | 150 | Dyn5 | hv | 0 | -2 | 2 | 0 | 2.5 | FALSE
0.4 MVA 10/0.4 kV | 0.2375 | 0.95 | 1.325 | 0.4 | 0.4 | 10 | 4 | 150 | Dyn5 | hv | 0 | -2 | 2 | 0 | 2.5 | FALSE
0.63 MVA 10/0.4 kV | 0.1873 | 1.18 | 1.0794 | 0.63 | 0.4 | 10 | 4 | 150 | Dyn5 | hv | 0 | -2 | 2 | 0 | 2.5 | FALSE

## trafo3w_std_types
| sn_hv_mva | sn_mv_mva | sn_lv_mva | vn_hv_kv | vn_mv_kv | vn_lv_kv | vk_hv_percent | vk_mv_percent | vk_lv_percent | vkr_hv_percent | vkr_mv_percent | vkr_lv_percent | pfe_kw | i0_percent | shift_mv_degree | shift_lv_degree | vector_group | tap_side | tap_neutral | tap_min | tap_max | tap_step_percent
63/25/38 MVA 110/20/10 kV | 63 | 25 | 38 | 110 | 20 | 10 | 10.4 | 10.4 | 10.4 | 0.28 | 0.32 | 0.35 | 35 | 0.89 | 0 | 0 | YN0yn0yn0 | hv | 0 | -10 | 10 | 1.2
63/25/38 MVA 110/10/10 kV | 63 | 25 | 38 | 110 | 10 | 10 | 10.4 | 10.4 | 10.4 | 0.28 | 0.32 | 0.35 | 35 | 0.89 | 0 | 0 | YN0yn0yn0 | hv | 0 | -10 | 10 | 1.2

## fuse_std_types
| fuse_type | i_rated_a | t_avg | t_min | t_total | x_avg | x_min | x_total
HV 100A | HV 100A | 100 | 0 | [10.0, 3.64, 0.854, 0.281, 0.1, 0.0531, 0.022, 0.01] | [10.0, 4.267, 1.21, 0.403, 0.1, 0.058, 0.022, 0.01] | 0 | [300.0, 350.0, 450.0, 550.0, 700.0, 850.0, 1200.0, 1752.0] | [600.0, 700.0, 900.0, 1150.0, 1665.0, 2000.0, 3000.0, 4313.0]
HV 10A | HV 10A | 10 | 0 | [10.0, 1675.0, 0.344, 0.156, 0.1, 0.0417, 0.0171, 0.01] | [10.0, 1.3, 0.3, 0.155, 0.1, 0.0555, 0.023, 0.01] | 0 | [30.0, 32.0, 35.0, 37.0, 39.0, 50.0, 70.0, 88.0] | [60.0, 70.0, 80.0, 87.0, 94.0, 110.0, 150.0, 216.0]
HV 125A | HV 125A | 125 | 0 | [10.0, 1.82, 0.344, 0.1, 0.0467, 0.0269, 0.01] | [10.0, 2.478, 0.426, 0.1, 0.0427, 0.0211, 0.01] | 0 | [375.0, 500.0, 700.0, 925.0, 1200.0, 1500.0, 2341.0] | [750.0, 1000.0, 1500.0, 2200.0, 3000.0, 4000.0, 5765.0]
HV 160A | HV 160A | 160 | 0 | [10.0, 4.15, 1.03, 0.198, 0.1, 0.051, 0.0172, 0.01] | [10.0, 2.3, 0.734, 0.274, 0.1, 0.046, 0.0177, 0.01] | 0 | [480.0, 550.0, 700.0, 1000.0, 1260.0, 1600.0, 2500.0, 3227.0] | [960.0, 1300.0, 1700.0, 2200.0, 2996.0, 4000.0, 6000.0, 7946.0]
HV 16A | HV 16A | 16 | 0 | [10.0, 0.352, 0.164, 0.1, 0.0649, 0.0342, 0.01] | [10.0, 2.34, 0.722, 0.181, 0.1, 0.055, 0.0296, 0.01] | 0 | [48.0, 60.0, 65.0, 71.0, 80.0, 100.0, 162.0] | [96.0, 110.0, 125.0, 150.0, 168.0, 200.0, 250.0, 398.0]
HV 200A | HV 200A | 200 | 0 | [10.0, 4.267, 1.21, 0.403, 0.1, 0.058, 0.022, 0.01] | [10.0, 3.73, 1.654, 0.328, 0.1, 0.0531, 0.019, 0.01] | 0 | [600.0, 700.0, 900.0, 1150.0, 1665.0, 2000.0, 3000.0, 4313.0] | [1200.0, 1500.0, 1800.0, 2700.0, 3960.0, 5000.0, 7500.0, 10620.0]
HV 20A | HV 20A | 20 | 0 | [10.0, 1.3, 0.3, 0.155, 0.1, 0.0555, 0.023, 0.01] | [10.0, 1.3, 0.161, 0.1, 0.0611, 0.0399, 0.0141, 0.01] | 0 | [60.0, 70.0, 80.0, 87.0, 94.0, 110.0, 150.0, 216.0] | [120.0, 150.0, 200.0, 223.0, 260.0, 300.0, 450.0, 532.0]
HV 25A | HV 25A | 25 | 0 | [10.0, 2.512, 0.833, 0.299, 0.1, 0.0372, 0.0223, 0.01] | [10.0, 3.125, 0.597, 0.198, 0.1, 0.0378, 0.022, 0.01] | 0 | [75.0, 82.0, 90.0, 100.0, 124.0, 170.0, 200.0, 289.0] | [150.0, 170.0, 210.0, 250.0, 294.0, 400.0, 500.0, 711.0]
HV 31.5A | HV 31.5A | 31.5 | 0 | [10.0, 2.34, 0.722, 0.181, 0.1, 0.055, 0.0296, 0.01] | [10.0, 2.84, 0.368, 0.164, 0.1, 0.0621, 0.0378, 0.0195, 0.01] | 0 | [95.0, 110.0, 125.0, 150.0, 165.0, 200.0, 250.0, 390.0] | [189.0, 220.0, 300.0, 350.0, 393.0, 450.0, 530.0, 700.0, 960.0]
HV 40A | HV 40A | 40 | 0 | [10.0, 1.3, 0.161, 0.1, 0.0611, 0.0399, 0.0141, 0.01] | [10.0, 2.05, 0.369, 0.198, 0.1, 0.051, 0.0298, 0.01] | 0 | [120.0, 150.0, 200.0, 223.0, 260.0, 300.0, 450.0, 532.0] | [240.0, 300.0, 400.0, 450.0, 530.0, 650.0, 800.0, 1311.0]
HV 50A | HV 50A | 50 | 0 | [10.0, 3.215, 0.597, 0.198, 0.1, 0.0378, 0.022, 0.01] | [10.0, 3.64, 0.854, 0.281, 0.1, 0.0531, 0.022, 0.01] | 0 | [150.0, 170.0, 210.0, 250.0, 294.0, 400.0, 500.0, 711.0] | [300.0, 350.0, 450.0, 550.0, 700.0, 850.0, 1200.0, 1752.0]
HV 6.3A | HV 6.3A | 6.3 | 0 | [10.0, 1.39, 0.344, 0.168, 0.1, 0.056, 0.0263, 0.01] | [10.0, 1.711, 0.516, 0.198, 0.1, 0.0634, 0.0303, 0.01] | 0 | [19.0, 19.5, 20.4, 20.8, 22.0, 25.0, 32.0, 48.0] | [38.0, 40.0, 43.0, 48.0, 53.0, 60.0, 75.0, 118.0]
HV 63A | HV 63A | 63 | 0 | [10.0, 2.84, 0.368, 0.164, 0.1, 0.0621, 0.0378, 0.0195, 0.01] | [10.0, 1.82, 0.344, 0.1, 0.0467, 0.0269, 0.01] | 0 | [189.0, 220.0, 300.0, 350.0, 393.0, 450.0, 530.0, 700.0, 961.0] | [378.0, 500.0, 700.0, 934.0, 1200.0, 1500.0, 2366.0]
HV 80A | HV 80A | 80 | 0 | [10.0, 2.05, 0.369, 0.198, 0.1, 0.051, 0.0298, 0.01] | [10.0, 4.15, 1.03, 0.198, 0.1, 0.051, 0.0172, 0.01] | 0 | [240.0, 300.0, 400.0, 450.0, 530.0, 650.0, 800.0, 1311.0] | [480.0, 550.0, 700.0, 1000.0, 1260.0, 1600.0, 2500.0, 3227.0]
Siemens NH-1-100 | Siemens NH-1-100 | 100 | [5400.0, 2000.0, 400.0, 20.0, 1.0, 0.2, 0.012, 0.004] | 0 | 0 | [150.0, 190.0, 250.0, 430.0, 900.0, 1250.0, 2700.0, 3600.0] | 0 | 0
Siemens NH-1-125 | Siemens NH-1-125 | 125 | [4800.0, 120.0, 7.0, 0.1, 0.004] | 0 | 0 | [180.0, 400.0, 740.0, 2000.0, 4250.0] | 0 | 0
Siemens NH-1-16 | Siemens NH-1-16 | 16 | [4000.0, 400.0, 2.0, 0.1, 0.04, 0.01] | 0 | 0 | [26.0, 35.0, 75.0, 150.0, 200.0, 300.0] | 0 | 0
Siemens NH-1-160 | Siemens NH-1-160 | 160 | [4800.0, 120.0, 7.0, 0.1, 0.004] | 0 | 0 | [210.0, 500.0, 900.0, 2300.0, 5000.0] | 0 | 0
Siemens NH-1-25 | Siemens NH-1-25 | 25 | [4000.0, 1000.0, 10.0, 0.2, 0.02, 0.01] | 0 | 0 | [40.0, 50.0, 100.0, 210.0, 400.0, 500.0] | 0 | 0
Siemens NH-1-50 | Siemens NH-1-50 | 50 | [4000.0, 40.0, 4.0, 1.0, 0.02, 0.01] | 0 | 0 | [86.0, 200.0, 300.0, 400.0, 1000.0, 1280.0] | 0 | 0
Siemens NH-1-63 | Siemens NH-1-63 | 63 | [4000.0, 100.0, 10.0, 2.0, 0.04, 0.01] | 0 | 0 | [100.0, 200.0, 300.0, 400.0, 1000.0, 1500.0] | 0 | 0
Siemens NH-1-80 | Siemens NH-1-80 | 80 | [4800.0, 120.0, 7.0, 0.1, 0.01] | 0 | 0 | [150.58, 250.0, 450.0, 1150.0, 2470.0] | 0 | 0
Siemens NH-2-1000 | Siemens NH-2-1000 | 1000 | [4800.0, 120.0, 7.0, 0.1, 0.004] | 0 | 0 | [1900.0, 3500.0, 8400.0, 24000.0, 52000.0] | 0 | 0
Siemens NH-2-200 | Siemens NH-2-200 | 200 | [4800.0, 120.0, 7.0, 0.1, 0.004] | 0 | 0 | [280.0, 650.0, 1200.0, 3000.0, 7000.0] | 0 | 0
Siemens NH-2-224 | Siemens NH-2-224 | 224 | [4800.0, 120.0, 7.0, 0.2, 0.04, 0.004] | 0 | 0 | [400.0, 750.0, 1453.0, 3025.0, 4315.0, 7600.0] | 0 | 0
Siemens NH-2-250 | Siemens NH-2-250 | 250 | [4800.0, 120.0, 7.0, 0.1, 0.004] | 0 | 0 | [450.0, 800.0, 1650.0, 4000.0, 8500.0] | 0 | 0
Siemens NH-2-315 | Siemens NH-2-315 | 315 | [4800.0, 120.0, 7.0, 0.1, 0.004] | 0 | 0 | [550.0, 920.0, 1900.0, 5000.0, 11000.0] | 0 | 0
Siemens NH-2-355 | Siemens NH-2-355 | 355 | [4800.0, 120.0, 6.0, 0.1, 0.004] | 0 | 0 | [650.0, 1116.27, 2350.0, 5840.0, 12790.0] | 0 | 0
Siemens NH-2-400 | Siemens NH-2-400 | 400 | [4800.0, 120.0, 7.0, 0.1, 0.004] | 0 | 0 | [720.0, 1350.0, 2800.0, 6500.0, 15000.0] | 0 | 0
Siemens NH-2-425 | Siemens NH-2-425 | 425 | [4800.0, 120.0, 7.0, 0.1, 0.004] | 0 | 0 | [850.0, 1500.0, 3050.0, 7500.0, 16500.0] | 0 | 0
Siemens NH-2-630 | Siemens NH-2-630 | 630 | [4800.0, 120.0, 7.0, 0.1, 0.004] | 0 | 0 | [1200.0, 2000.0, 4800.0, 12000.0, 26000.0] | 0 | 0

## dtypes
| element | column | dtype
0 | bus | name | object
1 | bus | vn_kv | float64
2 | bus | type | object
3 | bus | zone | object
4 | bus | in_service | bool
5 | load | name | object
6 | load | bus | uint32
7 | load | p_mw | float64
8 | load | q_mvar | float64
9 | load | const_z_percent | float64
10 | load | const_i_percent | float64
11 | load | sn_mva | float64
12 | load | scaling | float64
13 | load | in_service | bool
14 | load | type | object
15 | ext_grid | name | object
16 | ext_grid | bus | uint32
17 | ext_grid | vm_pu | float64
18 | ext_grid | va_degree | float64
19 | ext_grid | slack_weight | float64
20 | ext_grid | in_service | bool
21 | line | name | object
22 | line | std_type | object
23 | line | from_bus | uint32
24 | line | to_bus | uint32
25 | line | length_km | float64
26 | line | r_ohm_per_km | float64
27 | line | x_ohm_per_km | float64
28 | line | c_nf_per_km | float64
29 | line | g_us_per_km | float64
30 | line | max_i_ka | float64
31 | line | df | float64
32 | line | parallel | uint32
33 | line | type | object
34 | line | in_service | bool
35 | trafo | name | object
36 | trafo | std_type | object
37 | trafo | hv_bus | uint32
38 | trafo | lv_bus | uint32
39 | trafo | sn_mva | float64
40 | trafo | vn_hv_kv | float64
41 | trafo | vn_lv_kv | float64
42 | trafo | vk_percent | float64
43 | trafo | vkr_percent | float64
44 | trafo | pfe_kw | float64
45 | trafo | i0_percent | float64
46 | trafo | shift_degree | float64
47 | trafo | tap_side | object
48 | trafo | tap_neutral | int32
49 | trafo | tap_min | int32
50 | trafo | tap_max | int32
51 | trafo | tap_step_percent | float64
52 | trafo | tap_step_degree | float64
53 | trafo | tap_pos | int32
54 | trafo | tap_phase_shifter | bool
55 | trafo | parallel | uint32
56 | trafo | df | float64
57 | trafo | in_service | bool
58 | line_geodata | coords | object
59 | bus_geodata | x | float64
60 | bus_geodata | y | float64
61 | bus_geodata | coords | object

## parameters
| version | format_version | converged | OPF_converged | name | f_hz | sn_mva
0 | 2.14.6 | 2.14.0 | FALSE | FALSE |  | 50 | 1