## bus
| name | vn_kv | type | zone | in_service
0 | bus_LV_359-1_0_7_node_0 | 0.4 | n |  | TRUE
1 | bus_LV_359-1_0_7_node_1 | 0.4 | n |  | TRUE
2 | bus_LV_359-1_0_7_node_2 | 0.4 | n |  | TRUE
3 | bus_LV_359-1_0_7_node_3 | 0.4 | n |  | TRUE
4 | bus_LV_359-1_0_7_node_4 | 0.4 | n |  | TRUE
5 | bus_LV_359-1_0_7_node_5 | 0.4 | n |  | TRUE
6 | bus_LV_359-1_0_7_node_154 | 0.4 | n |  | TRUE
7 | bus_LV_359-1_0_7_node_155 | 0.4 | n |  | TRUE
8 | bus_LV_359-1_0_7_node_15 | 0.4 | n |  | TRUE
9 | bus_LV_359-1_0_7_node_159 | 0.4 | n |  | TRUE
10 | bus_LV_359-1_0_7_node_156 | 0.4 | n |  | TRUE
11 | bus_LV_359-1_0_7_node_17 | 0.4 | n |  | TRUE
12 | bus_LV_359-1_0_7_node_14 | 0.4 | n |  | TRUE
13 | bus_LV_359-1_0_7_node_6 | 0.4 | n |  | TRUE
14 | bus_LV_359-1_0_7_node_7 | 0.4 | n |  | TRUE
15 | bus_LV_359-1_0_7_node_8 | 0.4 | n |  | TRUE
16 | bus_LV_359-1_0_7_node_9 | 0.4 | n |  | TRUE
17 | bus_LV_359-1_0_7_node_10 | 0.4 | n |  | TRUE
18 | bus_LV_359-1_0_7_node_11 | 0.4 | n |  | TRUE
19 | bus_LV_359-1_0_7_node_157 | 0.4 | n |  | TRUE
20 | bus_LV_359-1_0_7_node_101 | 0.4 | n |  | TRUE
21 | bus_LV_359-1_0_7_node_216 | 0.4 | n |  | TRUE
22 | bus_LV_359-1_0_7_node_158 | 0.4 | n |  | TRUE
23 | bus_LV_359-1_0_7_node_13 | 0.4 | n |  | TRUE
24 | bus_LV_359-1_0_7_node_99 | 0.4 | n |  | TRUE
25 | bus_LV_359-1_0_7_node_161 | 0.4 | n |  | TRUE
26 | bus_LV_359-1_0_7_node_160 | 0.4 | n |  | TRUE
27 | bus_LV_359-1_0_7_node_16 | 0.4 | n |  | TRUE
28 | bus_LV_359-1_0_7_node_18 | 0.4 | n |  | TRUE
29 | bus_LV_359-1_0_7_node_19 | 0.4 | n |  | TRUE
30 | bus_LV_359-1_0_7_node_26 | 0.4 | n |  | TRUE
31 | bus_LV_359-1_0_7_node_28 | 0.4 | n |  | TRUE
32 | bus_LV_359-1_0_7_node_149 | 0.4 | n |  | TRUE
33 | bus_LV_359-1_0_7_node_27 | 0.4 | n |  | TRUE
34 | bus_LV_359-1_0_7_node_100 | 0.4 | n |  | TRUE
35 | bus_LV_359-1_0_7_node_20 | 0.4 | n |  | TRUE
36 | bus_LV_359-1_0_7_node_21 | 0.4 | n |  | TRUE
37 | bus_LV_359-1_0_7_node_23 | 0.4 | n |  | TRUE
38 | bus_LV_359-1_0_7_node_128 | 0.4 | n |  | TRUE
39 | bus_LV_359-1_0_7_node_25 | 0.4 | n |  | TRUE
40 | bus_LV_359-1_0_7_node_148 | 0.4 | n |  | TRUE
41 | bus_LV_359-1_0_7_node_166 | 0.4 | n |  | TRUE
42 | bus_LV_359-1_0_7_node_105 | 0.4 | n |  | TRUE
43 | bus_LV_359-1_0_7_node_126 | 0.4 | n |  | TRUE
44 | bus_LV_359-1_0_7_node_152 | 0.4 | n |  | TRUE
45 | bus_LV_359-1_0_7_node_151 | 0.4 | n |  | TRUE
46 | bus_LV_359-1_0_7_node_146 | 0.4 | n |  | TRUE
47 | bus_LV_359-1_0_7_node_165 | 0.4 | n |  | TRUE
48 | bus_LV_359-1_0_7_node_147 | 0.4 | n |  | TRUE
49 | bus_LV_359-1_0_7_node_29 | 0.4 | n |  | TRUE
50 | bus_LV_359-1_0_7_node_138 | 0.4 | n |  | TRUE
51 | bus_LV_359-1_0_7_node_136 | 0.4 | n |  | TRUE
52 | bus_LV_359-1_0_7_node_30 | 0.4 | n |  | TRUE
53 | bus_LV_359-1_0_7_node_31 | 0.4 | n |  | TRUE
54 | bus_LV_359-1_0_7_node_32 | 0.4 | n |  | TRUE
55 | bus_LV_359-1_0_7_node_33 | 0.4 | n |  | TRUE
56 | bus_LV_359-1_0_7_node_34 | 0.4 | n |  | TRUE
57 | bus_LV_359-1_0_7_node_201 | 0.4 | n |  | TRUE
58 | bus_LV_359-1_0_7_node_198 | 0.4 | n |  | TRUE
59 | bus_LV_359-1_0_7_node_202 | 0.4 | n |  | TRUE
60 | bus_LV_359-1_0_7_node_199 | 0.4 | n |  | TRUE
61 | bus_LV_359-1_0_7_node_35 | 0.4 | n |  | TRUE
62 | bus_LV_359-1_0_7_node_36 | 0.4 | n |  | TRUE
63 | bus_LV_359-1_0_7_node_37 | 0.4 | n |  | TRUE
64 | bus_LV_359-1_0_7_node_38 | 0.4 | n |  | TRUE
65 | bus_LV_359-1_0_7_node_39 | 0.4 | n |  | TRUE
66 | bus_LV_359-1_0_7_node_95 | 0.4 | n |  | TRUE
67 | bus_LV_359-1_0_7_node_58 | 0.4 | n |  | TRUE
68 | bus_LV_359-1_0_7_node_74 | 0.4 | n |  | TRUE
69 | bus_LV_359-1_0_7_node_150 | 0.4 | n |  | TRUE
70 | bus_LV_359-1_0_7_node_88 | 0.4 | n |  | TRUE
71 | bus_LV_359-1_0_7_node_61 | 0.4 | n |  | TRUE
72 | bus_LV_359-1_0_7_node_56 | 0.4 | n |  | TRUE
73 | bus_LV_359-1_0_7_node_75 | 0.4 | n |  | TRUE
74 | bus_LV_359-1_0_7_node_40 | 0.4 | n |  | TRUE
75 | bus_LV_359-1_0_7_node_41 | 0.4 | n |  | TRUE
76 | bus_LV_359-1_0_7_node_42 | 0.4 | n |  | TRUE
77 | bus_LV_359-1_0_7_node_43 | 0.4 | n |  | TRUE
78 | bus_LV_359-1_0_7_node_44 | 0.4 | n |  | TRUE
79 | bus_LV_359-1_0_7_node_62 | 0.4 | n |  | TRUE
80 | bus_LV_359-1_0_7_node_63 | 0.4 | n |  | TRUE
81 | bus_LV_359-1_0_7_node_45 | 0.4 | n |  | TRUE
82 | bus_LV_359-1_0_7_node_46 | 0.4 | n |  | TRUE
83 | bus_LV_359-1_0_7_node_47 | 0.4 | n |  | TRUE
84 | bus_LV_359-1_0_7_node_48 | 0.4 | n |  | TRUE
85 | bus_LV_359-1_0_7_node_49 | 0.4 | n |  | TRUE
86 | bus_LV_359-1_0_7_node_50 | 0.4 | n |  | TRUE
87 | bus_LV_359-1_0_7_node_86 | 0.4 | n |  | TRUE
88 | bus_LV_359-1_0_7_node_67 | 0.4 | n |  | TRUE
89 | bus_LV_359-1_0_7_node_87 | 0.4 | n |  | TRUE
90 | bus_LV_359-1_0_7_node_66 | 0.4 | n |  | TRUE
91 | bus_LV_359-1_0_7_node_51 | 0.4 | n |  | TRUE
92 | bus_LV_359-1_0_7_node_52 | 0.4 | n |  | TRUE
93 | bus_LV_359-1_0_7_node_53 | 0.4 | n |  | TRUE
94 | bus_LV_359-1_0_7_node_54 | 0.4 | n |  | TRUE
95 | bus_LV_359-1_0_7_node_55 | 0.4 | n |  | TRUE
96 | bus_LV_359-1_0_7_node_73 | 0.4 | n |  | TRUE
97 | bus_LV_359-1_0_7_node_96 | 0.4 | n |  | TRUE
98 | bus_LV_359-1_0_7_node_92 | 0.4 | n |  | TRUE
99 | bus_LV_359-1_0_7_node_71 | 0.4 | n |  | TRUE
100 | bus_LV_359-1_0_7_node_187 | 0.4 | n |  | TRUE
101 | bus_LV_359-1_0_7_node_91 | 0.4 | n |  | TRUE
102 | bus_LV_359-1_0_7_node_57 | 0.4 | n |  | TRUE
103 | bus_LV_359-1_0_7_node_59 | 0.4 | n |  | TRUE
104 | bus_LV_359-1_0_7_node_60 | 0.4 | n |  | TRUE
105 | bus_LV_359-1_0_7_node_180 | 0.4 | n |  | TRUE
106 | bus_LV_359-1_0_7_node_177 | 0.4 | n |  | TRUE
107 | bus_LV_359-1_0_7_node_90 | 0.4 | n |  | TRUE
108 | bus_LV_359-1_0_7_node_89 | 0.4 | n |  | TRUE
109 | bus_LV_359-1_0_7_node_132 | 0.4 | n |  | TRUE
110 | bus_LV_359-1_0_7_node_178 | 0.4 | n |  | TRUE
111 | bus_LV_359-1_0_7_node_98 | 0.4 | n |  | TRUE
112 | bus_LV_359-1_0_7_node_79 | 0.4 | n |  | TRUE
113 | bus_LV_359-1_0_7_node_130 | 0.4 | n |  | TRUE
114 | bus_LV_359-1_0_7_node_64 | 0.4 | n |  | TRUE
115 | bus_LV_359-1_0_7_node_171 | 0.4 | n |  | TRUE
116 | bus_LV_359-1_0_7_node_93 | 0.4 | n |  | TRUE
117 | bus_LV_359-1_0_7_node_167 | 0.4 | n |  | TRUE
118 | bus_LV_359-1_0_7_node_168 | 0.4 | n |  | TRUE
119 | bus_LV_359-1_0_7_node_169 | 0.4 | n |  | TRUE
120 | bus_LV_359-1_0_7_node_170 | 0.4 | n |  | TRUE
121 | bus_LV_359-1_0_7_node_172 | 0.4 | n |  | TRUE
122 | bus_LV_359-1_0_7_node_176 | 0.4 | n |  | TRUE
123 | bus_LV_359-1_0_7_node_173 | 0.4 | n |  | TRUE
124 | bus_LV_359-1_0_7_node_174 | 0.4 | n |  | TRUE
125 | bus_LV_359-1_0_7_node_175 | 0.4 | n |  | TRUE
126 | bus_LV_359-1_0_7_node_94 | 0.4 | n |  | TRUE
127 | bus_LV_359-1_0_7_node_65 | 0.4 | n |  | TRUE
128 | bus_LV_359-1_0_7_node_68 | 0.4 | n |  | TRUE
129 | bus_LV_359-1_0_7_node_69 | 0.4 | n |  | TRUE
130 | bus_LV_359-1_0_7_node_70 | 0.4 | n |  | TRUE
131 | bus_LV_359-1_0_7_node_72 | 0.4 | n |  | TRUE
132 | bus_LV_359-1_0_7_node_81 | 0.4 | n |  | TRUE
133 | bus_LV_359-1_0_7_node_80 | 0.4 | n |  | TRUE
134 | bus_LV_359-1_0_7_node_196 | 0.4 | n |  | TRUE
135 | bus_LV_359-1_0_7_node_84 | 0.4 | n |  | TRUE
136 | bus_LV_359-1_0_7_node_85 | 0.4 | n |  | TRUE
137 | bus_LV_359-1_0_7_node_76 | 0.4 | n |  | TRUE
138 | bus_LV_359-1_0_7_node_77 | 0.4 | n |  | TRUE
139 | bus_LV_359-1_0_7_node_78 | 0.4 | n |  | TRUE
140 | bus_LV_359-1_0_7_node_82 | 0.4 | n |  | TRUE
141 | bus_LV_359-1_0_7_node_97 | 0.4 | n |  | TRUE
142 | bus_LV_359-1_0_7_node_185 | 0.4 | n |  | TRUE
143 | bus_LV_359-1_0_7_node_186 | 0.4 | n |  | TRUE
144 | bus_LV_359-1_0_7_node_118 | 0.4 | n |  | TRUE
145 | bus_LV_359-1_0_7_node_188 | 0.4 | n |  | TRUE
146 | bus_LV_359-1_0_7_node_102 | 0.4 | n |  | TRUE
147 | bus_LV_359-1_0_7_node_103 | 0.4 | n |  | TRUE
148 | bus_LV_359-1_0_7_node_104 | 0.4 | n |  | TRUE
149 | bus_LV_359-1_0_7_node_106 | 0.4 | n |  | TRUE
150 | bus_LV_359-1_0_7_node_107 | 0.4 | n |  | TRUE
151 | bus_LV_359-1_0_7_node_197 | 0.4 | n |  | TRUE
152 | bus_LV_359-1_0_7_node_113 | 0.4 | n |  | TRUE
153 | bus_LV_359-1_0_7_node_142 | 0.4 | n |  | TRUE
154 | bus_LV_359-1_0_7_node_114 | 0.4 | n |  | TRUE
155 | bus_LV_359-1_0_7_node_141 | 0.4 | n |  | TRUE
156 | bus_LV_359-1_0_7_node_108 | 0.4 | n |  | TRUE
157 | bus_LV_359-1_0_7_node_109 | 0.4 | n |  | TRUE
158 | bus_LV_359-1_0_7_node_110 | 0.4 | n |  | TRUE
159 | bus_LV_359-1_0_7_node_111 | 0.4 | n |  | TRUE
160 | bus_LV_359-1_0_7_node_112 | 0.4 | n |  | TRUE
161 | bus_LV_359-1_0_7_node_153 | 0.4 | n |  | TRUE
162 | bus_LV_359-1_0_7_node_123 | 0.4 | n |  | TRUE
163 | bus_LV_359-1_0_7_node_164 | 0.4 | n |  | TRUE
164 | bus_LV_359-1_0_7_node_125 | 0.4 | n |  | TRUE
165 | bus_LV_359-1_0_7_node_121 | 0.4 | n |  | TRUE
166 | bus_LV_359-1_0_7_node_115 | 0.4 | n |  | TRUE
167 | bus_LV_359-1_0_7_node_119 | 0.4 | n |  | TRUE
168 | bus_LV_359-1_0_7_node_120 | 0.4 | n |  | TRUE
169 | bus_LV_359-1_0_7_node_162 | 0.4 | n |  | TRUE
170 | bus_LV_359-1_0_7_node_116 | 0.4 | n |  | TRUE
171 | bus_LV_359-1_0_7_node_117 | 0.4 | n |  | TRUE
172 | bus_LV_359-1_0_7_node_163 | 0.4 | n |  | TRUE
173 | bus_LV_359-1_0_7_node_122 | 0.4 | n |  | TRUE
174 | bus_LV_359-1_0_7_node_124 | 0.4 | n |  | TRUE
175 | bus_LV_359-1_0_7_node_183 | 0.4 | n |  | TRUE
176 | bus_LV_359-1_0_7_node_143 | 0.4 | n |  | TRUE
177 | bus_LV_359-1_0_7_node_181 | 0.4 | n |  | TRUE
178 | bus_LV_359-1_0_7_node_140 | 0.4 | n |  | TRUE
179 | bus_LV_359-1_0_7_node_127 | 0.4 | n |  | TRUE
180 | bus_LV_359-1_0_7_node_129 | 0.4 | n |  | TRUE
181 | bus_LV_359-1_0_7_node_131 | 0.4 | n |  | TRUE
182 | bus_LV_359-1_0_7_node_133 | 0.4 | n |  | TRUE
183 | bus_LV_359-1_0_7_node_144 | 0.4 | n |  | TRUE
184 | bus_LV_359-1_0_7_node_145 | 0.4 | n |  | TRUE
185 | bus_LV_359-1_0_7_node_134 | 0.4 | n |  | TRUE
186 | bus_LV_359-1_0_7_node_135 | 0.4 | n |  | TRUE
187 | bus_LV_359-1_0_7_node_137 | 0.4 | n |  | TRUE
188 | bus_LV_359-1_0_7_node_139 | 0.4 | n |  | TRUE
189 | bus_LV_359-1_0_7_node_179 | 0.4 | n |  | TRUE
190 | bus_LV_359-1_0_7_node_182 | 0.4 | n |  | TRUE
191 | bus_LV_359-1_0_7_node_184 | 0.4 | n |  | TRUE
192 | bus_LV_359-1_0_7_node_206 | 0.4 | n |  | TRUE
193 | bus_LV_359-1_0_7_node_207 | 0.4 | n |  | TRUE
194 | bus_LV_359-1_0_7_node_194 | 0.4 | n |  | TRUE
195 | bus_LV_359-1_0_7_node_195 | 0.4 | n |  | TRUE
196 | bus_LV_359-1_0_7_node_189 | 0.4 | n |  | TRUE
197 | bus_LV_359-1_0_7_node_190 | 0.4 | n |  | TRUE
198 | bus_LV_359-1_0_7_node_191 | 0.4 | n |  | TRUE
199 | bus_LV_359-1_0_7_node_192 | 0.4 | n |  | TRUE
200 | bus_LV_359-1_0_7_node_193 | 0.4 | n |  | TRUE
201 | bus_LV_359-1_0_7_node_205 | 0.4 | n |  | TRUE
202 | bus_LV_359-1_0_7_node_204 | 0.4 | n |  | TRUE
203 | bus_LV_359-1_0_7_node_200 | 0.4 | n |  | TRUE
204 | bus_LV_359-1_0_7_node_212 | 0.4 | n |  | TRUE
205 | bus_LV_359-1_0_7_node_210 | 0.4 | n |  | TRUE
206 | bus_LV_359-1_0_7_node_203 | 0.4 | n |  | TRUE
207 | bus_LV_359-1_0_7_node_213 | 0.4 | n |  | TRUE
208 | bus_LV_359-1_0_7_node_214 | 0.4 | n |  | TRUE
209 | bus_LV_359-1_0_7_node_208 | 0.4 | n |  | TRUE
210 | bus_LV_359-1_0_7_node_209 | 0.4 | n |  | TRUE
211 | bus_LV_359-1_0_7_node_211 | 0.4 | n |  | TRUE
212 | bus_LV_359-1_0_7_node_215 | 0.4 | n |  | TRUE
213 | bus_MV_92_0_node_155 | 20 | n |  | TRUE

## load
| name | bus | p_mw | q_mvar | const_z_percent | const_i_percent | sn_mva | scaling | in_service | type
0 | LV_359-1_0_7_load_0 | 0 | 0.0067992 | 0.001704 | 0 | 0 |  | 1 | TRUE | wye
1 | LV_359-1_0_7_load_1 | 1 | 0.0021859 | 0.00054784 | 0 | 0 |  | 1 | TRUE | wye
2 | LV_359-1_0_7_load_3 | 3 | 0.0074958 | 0.0018786 | 0 | 0 |  | 1 | TRUE | wye
3 | LV_359-1_0_7_load_4 | 4 | 0.0015871 | 0.00039778 | 0 | 0 |  | 1 | TRUE | wye
4 | LV_359-1_0_7_load_5 | 5 | 0.0019581 | 0.00049075 | 0 | 0 |  | 1 | TRUE | wye
5 | LV_359-1_0_7_load_155 | 7 | 0.0012765 | 0.00031991 | 0 | 0 |  | 1 | TRUE | wye
6 | LV_359-1_0_7_load_159 | 9 | 0.0019406 | 0.00048637 | 0 | 0 |  | 1 | TRUE | wye
7 | LV_359-1_0_7_load_156 | 10 | 0.0017545 | 0.00043971 | 0 | 0 |  | 1 | TRUE | wye
8 | LV_359-1_0_7_load_17 | 11 | 0.0080051 | 0.0020063 | 0 | 0 |  | 1 | TRUE | wye
9 | LV_359-1_0_7_load_14 | 12 | 0.0058464 | 0.0014652 | 0 | 0 |  | 1 | TRUE | wye
10 | LV_359-1_0_7_load_6 | 13 | 0.018305 | 0.0045876 | 0 | 0 |  | 1 | TRUE | wye
11 | LV_359-1_0_7_load_7 | 14 | 0.019267 | 0.0048287 | 0 | 0 |  | 1 | TRUE | wye
12 | LV_359-1_0_7_load_9 | 16 | 0.042388 | 0.010623 | 0 | 0 |  | 1 | TRUE | wye
13 | LV_359-1_0_7_load_11 | 18 | 0.0055687 | 0.0013956 | 0 | 0 |  | 1 | TRUE | wye
14 | LV_359-1_0_7_load_157 | 19 | 0.0015693 | 0.00039331 | 0 | 0 |  | 1 | TRUE | wye
15 | LV_359-1_0_7_load_101 | 20 | 0.0017231 | 0.00043185 | 0 | 0 |  | 1 | TRUE | wye
16 | LV_359-1_0_7_load_216 | 21 | 0.0062889 | 0.0015761 | 0 | 0 |  | 1 | TRUE | wye
17 | LV_359-1_0_7_load_158 | 22 | 0.0020654 | 0.00051763 | 0 | 0 |  | 1 | TRUE | wye
18 | LV_359-1_0_7_load_160 | 26 | 0.0021572 | 0.00054064 | 0 | 0 |  | 1 | TRUE | wye
19 | LV_359-1_0_7_load_18 | 28 | 0.0059958 | 0.0015027 | 0 | 0 |  | 1 | TRUE | wye
20 | LV_359-1_0_7_load_19 | 29 | 0.0044406 | 0.0011129 | 0 | 0 |  | 1 | TRUE | wye
21 | LV_359-1_0_7_load_27 | 33 | 0.010096 | 0.0025303 | 0 | 0 |  | 1 | TRUE | wye
22 | LV_359-1_0_7_load_100 | 34 | 0.005076 | 0.0012722 | 0 | 0 |  | 1 | TRUE | wye
23 | LV_359-1_0_7_load_20 | 35 | 0.0078132 | 0.0019582 | 0 | 0 |  | 1 | TRUE | wye
24 | LV_359-1_0_7_load_21 | 36 | 0.0072631 | 0.0018203 | 0 | 0 |  | 1 | TRUE | wye
25 | LV_359-1_0_7_load_128 | 38 | 0.0021736 | 0.00054475 | 0 | 0 |  | 1 | TRUE | wye
26 | LV_359-1_0_7_load_148 | 40 | 0.0022692 | 0.00056872 | 0 | 0 |  | 1 | TRUE | wye
27 | LV_359-1_0_7_load_166 | 41 | 0.0019391 | 0.00048597 | 0 | 0 |  | 1 | TRUE | wye
28 | LV_359-1_0_7_load_126 | 43 | 0.0021243 | 0.00053239 | 0 | 0 |  | 1 | TRUE | wye
29 | LV_359-1_0_7_load_152 | 44 | 0.002447 | 0.00061328 | 0 | 0 |  | 1 | TRUE | wye
30 | LV_359-1_0_7_load_151 | 45 | 0.0023719 | 0.00059446 | 0 | 0 |  | 1 | TRUE | wye
31 | LV_359-1_0_7_load_146 | 46 | 0.0021398 | 0.00053628 | 0 | 0 |  | 1 | TRUE | wye
32 | LV_359-1_0_7_load_165 | 47 | 0.0082639 | 0.0020711 | 0 | 0 |  | 1 | TRUE | wye
33 | LV_359-1_0_7_load_147 | 48 | 0.0019541 | 0.00048973 | 0 | 0 |  | 1 | TRUE | wye
34 | LV_359-1_0_7_load_29 | 49 | 0.0045892 | 0.0011502 | 0 | 0 |  | 1 | TRUE | wye
35 | LV_359-1_0_7_load_30 | 52 | 0.00039756 | 9.9638e-05 | 0 | 0 |  | 1 | TRUE | wye
36 | LV_359-1_0_7_load_32 | 54 | 0.00055314 | 0.00013863 | 0 | 0 |  | 1 | TRUE | wye
37 | LV_359-1_0_7_load_33 | 55 | 0.0001643 | 4.1179e-05 | 0 | 0 |  | 1 | TRUE | wye
38 | LV_359-1_0_7_load_201 | 57 | 0.00022565 | 5.6552e-05 | 0 | 0 |  | 1 | TRUE | wye
39 | LV_359-1_0_7_load_198 | 58 | 0.00035509 | 8.8995e-05 | 0 | 0 |  | 1 | TRUE | wye
40 | LV_359-1_0_7_load_202 | 59 | 0.00040448 | 0.00010137 | 0 | 0 |  | 1 | TRUE | wye
41 | LV_359-1_0_7_load_199 | 60 | 0.00019554 | 4.9007e-05 | 0 | 0 |  | 1 | TRUE | wye
42 | LV_359-1_0_7_load_35 | 61 | 0.0043339 | 0.0010862 | 0 | 0 |  | 1 | TRUE | wye
43 | LV_359-1_0_7_load_36 | 62 | 0.0042985 | 0.0010773 | 0 | 0 |  | 1 | TRUE | wye
44 | LV_359-1_0_7_load_37 | 63 | 0.0042284 | 0.0010597 | 0 | 0 |  | 1 | TRUE | wye
45 | LV_359-1_0_7_load_39 | 65 | 0.0024438 | 0.00061248 | 0 | 0 |  | 1 | TRUE | wye
46 | LV_359-1_0_7_load_74 | 68 | 0.0020074 | 0.0005031 | 0 | 0 |  | 1 | TRUE | wye
47 | LV_359-1_0_7_load_150 | 69 | 0.0041985 | 0.0010522 | 0 | 0 |  | 1 | TRUE | wye
48 | LV_359-1_0_7_load_61 | 71 | 0.0018963 | 0.00047526 | 0 | 0 |  | 1 | TRUE | wye
49 | LV_359-1_0_7_load_56 | 72 | 0.0080288 | 0.0020122 | 0 | 0 |  | 1 | TRUE | wye
50 | LV_359-1_0_7_load_75 | 73 | 0.0032287 | 0.00080918 | 0 | 0 |  | 1 | TRUE | wye
51 | LV_359-1_0_7_load_40 | 74 | 0.0028803 | 0.00072186 | 0 | 0 |  | 1 | TRUE | wye
52 | LV_359-1_0_7_load_41 | 75 | 0.0044041 | 0.0011038 | 0 | 0 |  | 1 | TRUE | wye
53 | LV_359-1_0_7_load_42 | 76 | 0.0027664 | 0.00069332 | 0 | 0 |  | 1 | TRUE | wye
54 | LV_359-1_0_7_load_43 | 77 | 0.003607 | 0.00090399 | 0 | 0 |  | 1 | TRUE | wye
55 | LV_359-1_0_7_load_44 | 78 | 0.0031006 | 0.00077708 | 0 | 0 |  | 1 | TRUE | wye
56 | LV_359-1_0_7_load_62 | 79 | 0.0041708 | 0.0010453 | 0 | 0 |  | 1 | TRUE | wye
57 | LV_359-1_0_7_load_45 | 81 | 0.0023044 | 0.00057754 | 0 | 0 |  | 1 | TRUE | wye
58 | LV_359-1_0_7_load_46 | 82 | 0.0030605 | 0.00076702 | 0 | 0 |  | 1 | TRUE | wye
59 | LV_359-1_0_7_load_48 | 84 | 0.002062 | 0.00051678 | 0 | 0 |  | 1 | TRUE | wye
60 | LV_359-1_0_7_load_49 | 85 | 0.0039018 | 0.00097789 | 0 | 0 |  | 1 | TRUE | wye
61 | LV_359-1_0_7_load_50 | 86 | 0.0021793 | 0.00054617 | 0 | 0 |  | 1 | TRUE | wye
62 | LV_359-1_0_7_load_86 | 87 | 0.003167 | 0.00079372 | 0 | 0 |  | 1 | TRUE | wye
63 | LV_359-1_0_7_load_67 | 88 | 0.0021462 | 0.00053788 | 0 | 0 |  | 1 | TRUE | wye
64 | LV_359-1_0_7_load_87 | 89 | 0.0016931 | 0.00042433 | 0 | 0 |  | 1 | TRUE | wye
65 | LV_359-1_0_7_load_51 | 91 | 0.0053034 | 0.0013292 | 0 | 0 |  | 1 | TRUE | wye
66 | LV_359-1_0_7_load_52 | 92 | 0.0091265 | 0.0022873 | 0 | 0 |  | 1 | TRUE | wye
67 | LV_359-1_0_7_load_53 | 93 | 0.0042369 | 0.0010619 | 0 | 0 |  | 1 | TRUE | wye
68 | LV_359-1_0_7_load_54 | 94 | 0.0041757 | 0.0010465 | 0 | 0 |  | 1 | TRUE | wye
69 | LV_359-1_0_7_load_96 | 97 | 0.0085028 | 0.002131 | 0 | 0 |  | 1 | TRUE | wye
70 | LV_359-1_0_7_load_92 | 98 | 0.0039197 | 0.00098237 | 0 | 0 |  | 1 | TRUE | wye
71 | LV_359-1_0_7_load_71 | 99 | 0.003622 | 0.00090775 | 0 | 0 |  | 1 | TRUE | wye
72 | LV_359-1_0_7_load_187 | 100 | 0.0091194 | 0.0022855 | 0 | 0 |  | 1 | TRUE | wye
73 | LV_359-1_0_7_load_91 | 101 | 0.015925 | 0.0039911 | 0 | 0 |  | 1 | TRUE | wye
74 | LV_359-1_0_7_load_180 | 105 | 0.0075125 | 0.0018828 | 0 | 0 |  | 1 | TRUE | wye
75 | LV_359-1_0_7_load_177 | 106 | 0.0018465 | 0.00046278 | 0 | 0 |  | 1 | TRUE | wye
76 | LV_359-1_0_7_load_90 | 107 | 0.0064295 | 0.0016114 | 0 | 0 |  | 1 | TRUE | wye
77 | LV_359-1_0_7_load_89 | 108 | 0.0030781 | 0.00077145 | 0 | 0 |  | 1 | TRUE | wye
78 | LV_359-1_0_7_load_132 | 109 | 0.0020985 | 0.00052592 | 0 | 0 |  | 1 | TRUE | wye
79 | LV_359-1_0_7_load_178 | 110 | 0.0020583 | 0.00051586 | 0 | 0 |  | 1 | TRUE | wye
80 | LV_359-1_0_7_load_98 | 111 | 0.004873 | 0.0012213 | 0 | 0 |  | 1 | TRUE | wye
81 | LV_359-1_0_7_load_130 | 113 | 0.0020942 | 0.00052485 | 0 | 0 |  | 1 | TRUE | wye
82 | LV_359-1_0_7_load_64 | 114 | 0.0061029 | 0.0015295 | 0 | 0 |  | 1 | TRUE | wye
83 | LV_359-1_0_7_load_171 | 115 | 0.00016168 | 4.052e-05 | 0 | 0 |  | 1 | TRUE | wye
84 | LV_359-1_0_7_load_167 | 117 | 9.6489e-05 | 2.4182e-05 | 0 | 0 |  | 1 | TRUE | wye
85 | LV_359-1_0_7_load_168 | 118 | 0.00030675 | 7.688e-05 | 0 | 0 |  | 1 | TRUE | wye
86 | LV_359-1_0_7_load_169 | 119 | 0.00020144 | 5.0486e-05 | 0 | 0 |  | 1 | TRUE | wye
87 | LV_359-1_0_7_load_170 | 120 | 0.00045534 | 0.00011412 | 0 | 0 |  | 1 | TRUE | wye
88 | LV_359-1_0_7_load_176 | 122 | 0.00015375 | 3.8535e-05 | 0 | 0 |  | 1 | TRUE | wye
89 | LV_359-1_0_7_load_173 | 123 | 0.00098634 | 0.0002472 | 0 | 0 |  | 1 | TRUE | wye
90 | LV_359-1_0_7_load_174 | 124 | 0.00044652 | 0.00011191 | 0 | 0 |  | 1 | TRUE | wye
91 | LV_359-1_0_7_load_175 | 125 | 0.00021505 | 5.3898e-05 | 0 | 0 |  | 1 | TRUE | wye
92 | LV_359-1_0_7_load_94 | 126 | 0.0052812 | 0.0013236 | 0 | 0 |  | 1 | TRUE | wye
93 | LV_359-1_0_7_load_65 | 127 | 0.0027166 | 0.00068085 | 0 | 0 |  | 1 | TRUE | wye
94 | LV_359-1_0_7_load_68 | 128 | 0.0014192 | 0.00035569 | 0 | 0 |  | 1 | TRUE | wye
95 | LV_359-1_0_7_load_69 | 129 | 0.0043087 | 0.0010799 | 0 | 0 |  | 1 | TRUE | wye
96 | LV_359-1_0_7_load_70 | 130 | 0.0046748 | 0.0011716 | 0 | 0 |  | 1 | TRUE | wye
97 | LV_359-1_0_7_load_72 | 131 | 0.0027497 | 0.00068915 | 0 | 0 |  | 1 | TRUE | wye
98 | LV_359-1_0_7_load_81 | 132 | 0.0028977 | 0.00072623 | 0 | 0 |  | 1 | TRUE | wye
99 | LV_359-1_0_7_load_80 | 133 | 0.0038275 | 0.00095927 | 0 | 0 |  | 1 | TRUE | wye
100 | LV_359-1_0_7_load_196 | 134 | 0.0021204 | 0.00053143 | 0 | 0 |  | 1 | TRUE | wye
101 | LV_359-1_0_7_load_84 | 135 | 0.0035111 | 0.00087995 | 0 | 0 |  | 1 | TRUE | wye
102 | LV_359-1_0_7_load_85 | 136 | 0.0023318 | 0.00058441 | 0 | 0 |  | 1 | TRUE | wye
103 | LV_359-1_0_7_load_76 | 137 | 0.001502 | 0.00037644 | 0 | 0 |  | 1 | TRUE | wye
104 | LV_359-1_0_7_load_77 | 138 | 0.0027799 | 0.0006967 | 0 | 0 |  | 1 | TRUE | wye
105 | LV_359-1_0_7_load_78 | 139 | 0.0054177 | 0.0013578 | 0 | 0 |  | 1 | TRUE | wye
106 | LV_359-1_0_7_load_82 | 140 | 0.0062425 | 0.0015645 | 0 | 0 |  | 1 | TRUE | wye
107 | LV_359-1_0_7_load_97 | 141 | 0.0044753 | 0.0011216 | 0 | 0 |  | 1 | TRUE | wye
108 | LV_359-1_0_7_load_185 | 142 | 0.005001 | 0.0012534 | 0 | 0 |  | 1 | TRUE | wye
109 | LV_359-1_0_7_load_118 | 144 | 0.0020269 | 0.00050799 | 0 | 0 |  | 1 | TRUE | wye
110 | LV_359-1_0_7_load_188 | 145 | 0.010249 | 0.0025687 | 0 | 0 |  | 1 | TRUE | wye
111 | LV_359-1_0_7_load_102 | 146 | 0.00025396 | 6.3649e-05 | 0 | 0 |  | 1 | TRUE | wye
112 | LV_359-1_0_7_load_103 | 147 | 0.0027577 | 0.00069115 | 0 | 0 |  | 1 | TRUE | wye
113 | LV_359-1_0_7_load_106 | 149 | 0.00031515 | 7.8985e-05 | 0 | 0 |  | 1 | TRUE | wye
114 | LV_359-1_0_7_load_107 | 150 | 0.0003612 | 9.0524e-05 | 0 | 0 |  | 1 | TRUE | wye
115 | LV_359-1_0_7_load_197 | 151 | 0.0019457 | 0.00048765 | 0 | 0 |  | 1 | TRUE | wye
116 | LV_359-1_0_7_load_113 | 152 | 0.0047122 | 0.001181 | 0 | 0 |  | 1 | TRUE | wye
117 | LV_359-1_0_7_load_142 | 153 | 0.00039081 | 9.7945e-05 | 0 | 0 |  | 1 | TRUE | wye
118 | LV_359-1_0_7_load_114 | 154 | 0.0056276 | 0.0014104 | 0 | 0 |  | 1 | TRUE | wye
119 | LV_359-1_0_7_load_141 | 155 | 0.0003763 | 9.4311e-05 | 0 | 0 |  | 1 | TRUE | wye
120 | LV_359-1_0_7_load_108 | 156 | 0.0022982 | 0.00057598 | 0 | 0 |  | 1 | TRUE | wye
121 | LV_359-1_0_7_load_109 | 157 | 0.001098 | 0.00027518 | 0 | 0 |  | 1 | TRUE | wye
122 | LV_359-1_0_7_load_110 | 158 | 0.0025393 | 0.0006364 | 0 | 0 |  | 1 | TRUE | wye
123 | LV_359-1_0_7_load_112 | 160 | 0.0010079 | 0.0002526 | 0 | 0 |  | 1 | TRUE | wye
124 | LV_359-1_0_7_load_153 | 161 | 0.0033312 | 0.00083488 | 0 | 0 |  | 1 | TRUE | wye
125 | LV_359-1_0_7_load_164 | 163 | 0.0041235 | 0.0010334 | 0 | 0 |  | 1 | TRUE | wye
126 | LV_359-1_0_7_load_125 | 164 | 0.0023757 | 0.0005954 | 0 | 0 |  | 1 | TRUE | wye
127 | LV_359-1_0_7_load_121 | 165 | 0.00069617 | 0.00017448 | 0 | 0 |  | 1 | TRUE | wye
128 | LV_359-1_0_7_load_119 | 167 | 0.0096267 | 0.0024127 | 0 | 0 |  | 1 | TRUE | wye
129 | LV_359-1_0_7_load_120 | 168 | 0.0042469 | 0.0010644 | 0 | 0 |  | 1 | TRUE | wye
130 | LV_359-1_0_7_load_116 | 170 | 0.0026236 | 0.00065754 | 0 | 0 |  | 1 | TRUE | wye
131 | LV_359-1_0_7_load_117 | 171 | 0.0023353 | 0.00058528 | 0 | 0 |  | 1 | TRUE | wye
132 | LV_359-1_0_7_load_163 | 172 | 0.002042 | 0.00051177 | 0 | 0 |  | 1 | TRUE | wye
133 | LV_359-1_0_7_load_122 | 173 | 0.00054428 | 0.00013641 | 0 | 0 |  | 1 | TRUE | wye
134 | LV_359-1_0_7_load_124 | 174 | 0.00078155 | 0.00019587 | 0 | 0 |  | 1 | TRUE | wye
135 | LV_359-1_0_7_load_183 | 175 | 0.00029433 | 7.3766e-05 | 0 | 0 |  | 1 | TRUE | wye
136 | LV_359-1_0_7_load_143 | 176 | 0.00057987 | 0.00014533 | 0 | 0 |  | 1 | TRUE | wye
137 | LV_359-1_0_7_load_181 | 177 | 0.0016494 | 0.00041337 | 0 | 0 |  | 1 | TRUE | wye
138 | LV_359-1_0_7_load_127 | 179 | 0.0024908 | 0.00062425 | 0 | 0 |  | 1 | TRUE | wye
139 | LV_359-1_0_7_load_129 | 180 | 0.0022088 | 0.00055359 | 0 | 0 |  | 1 | TRUE | wye
140 | LV_359-1_0_7_load_131 | 181 | 0.0021186 | 0.00053096 | 0 | 0 |  | 1 | TRUE | wye
141 | LV_359-1_0_7_load_133 | 182 | 0.0018878 | 0.00047314 | 0 | 0 |  | 1 | TRUE | wye
142 | LV_359-1_0_7_load_144 | 183 | 0.0021217 | 0.00053175 | 0 | 0 |  | 1 | TRUE | wye
143 | LV_359-1_0_7_load_145 | 184 | 0.0027073 | 0.00067851 | 0 | 0 |  | 1 | TRUE | wye
144 | LV_359-1_0_7_load_134 | 185 | 0.0029564 | 0.00074095 | 0 | 0 |  | 1 | TRUE | wye
145 | LV_359-1_0_7_load_135 | 186 | 0.0016511 | 0.00041381 | 0 | 0 |  | 1 | TRUE | wye
146 | LV_359-1_0_7_load_137 | 187 | 0.0016062 | 0.00040255 | 0 | 0 |  | 1 | TRUE | wye
147 | LV_359-1_0_7_load_139 | 188 | 0.0020028 | 0.00050195 | 0 | 0 |  | 1 | TRUE | wye
148 | LV_359-1_0_7_load_179 | 189 | 0.0019803 | 0.00049632 | 0 | 0 |  | 1 | TRUE | wye
149 | LV_359-1_0_7_load_182 | 190 | 0.00020501 | 5.138e-05 | 0 | 0 |  | 1 | TRUE | wye
150 | LV_359-1_0_7_load_184 | 191 | 0.00039847 | 9.9866e-05 | 0 | 0 |  | 1 | TRUE | wye
151 | LV_359-1_0_7_load_206 | 192 | 0.00028254 | 7.0811e-05 | 0 | 0 |  | 1 | TRUE | wye
152 | LV_359-1_0_7_load_207 | 193 | 0.00030204 | 7.5698e-05 | 0 | 0 |  | 1 | TRUE | wye
153 | LV_359-1_0_7_load_194 | 194 | 0.0051437 | 0.0012891 | 0 | 0 |  | 1 | TRUE | wye
154 | LV_359-1_0_7_load_195 | 195 | 0.005757 | 0.0014428 | 0 | 0 |  | 1 | TRUE | wye
155 | LV_359-1_0_7_load_189 | 196 | 0.0098389 | 0.0024659 | 0 | 0 |  | 1 | TRUE | wye
156 | LV_359-1_0_7_load_190 | 197 | 0.0052133 | 0.0013066 | 0 | 0 |  | 1 | TRUE | wye
157 | LV_359-1_0_7_load_191 | 198 | 0.0096089 | 0.0024082 | 0 | 0 |  | 1 | TRUE | wye
158 | LV_359-1_0_7_load_192 | 199 | 0.00032069 | 8.0374e-05 | 0 | 0 |  | 1 | TRUE | wye
159 | LV_359-1_0_7_load_193 | 200 | 0.00039517 | 9.9039e-05 | 0 | 0 |  | 1 | TRUE | wye
160 | LV_359-1_0_7_load_205 | 201 | 0.00024151 | 6.0528e-05 | 0 | 0 |  | 1 | TRUE | wye
161 | LV_359-1_0_7_load_204 | 202 | 0.00016636 | 4.1695e-05 | 0 | 0 |  | 1 | TRUE | wye
162 | LV_359-1_0_7_load_212 | 204 | 0.00019402 | 4.8626e-05 | 0 | 0 |  | 1 | TRUE | wye
163 | LV_359-1_0_7_load_210 | 205 | 0.00017131 | 4.2934e-05 | 0 | 0 |  | 1 | TRUE | wye
164 | LV_359-1_0_7_load_203 | 206 | 0.00028913 | 7.2462e-05 | 0 | 0 |  | 1 | TRUE | wye
165 | LV_359-1_0_7_load_213 | 207 | 0.00018593 | 4.6599e-05 | 0 | 0 |  | 1 | TRUE | wye
166 | LV_359-1_0_7_load_214 | 208 | 0.00016035 | 4.0188e-05 | 0 | 0 |  | 1 | TRUE | wye
167 | LV_359-1_0_7_load_208 | 209 | 0.00018978 | 4.7563e-05 | 0 | 0 |  | 1 | TRUE | wye
168 | LV_359-1_0_7_load_209 | 210 | 0.0002097 | 5.2557e-05 | 0 | 0 |  | 1 | TRUE | wye
169 | LV_359-1_0_7_load_215 | 212 | 0.0003065 | 7.6817e-05 | 0 | 0 |  | 1 | TRUE | wye

## ext_grid
| name | bus | vm_pu | va_degree | slack_weight | in_service
0 |  | 103 | 1 | 0 | 1 | TRUE

## line
| name | std_type | from_bus | to_bus | length_km | r_ohm_per_km | x_ohm_per_km | c_nf_per_km | g_us_per_km | max_i_ka | df | parallel | type | in_service
0 | LV_359-1_0_7_line_0 |  | 0 | 1 | 0.017235 | 0.125 | 0.08 | 261 | 0 | 0.364 | 1 | 1 | cs | TRUE
1 | LV_359-1_0_7_line_1 |  | 0 | 2 | 0.020061 | 0.125 | 0.08 | 261 | 0 | 0.364 | 1 | 1 | cs | TRUE
2 | LV_359-1_0_7_line_2 |  | 1 | 3 | 0.0062873 | 0.125 | 0.08 | 261 | 0 | 0.364 | 1 | 1 | cs | TRUE
3 | LV_359-1_0_7_line_3 |  | 2 | 4 | 0.011701 | 0.125 | 0.08 | 261 | 0 | 0.364 | 1 | 5 | cs | TRUE
4 | LV_359-1_0_7_line_4 |  | 2 | 5 | 0.013668 | 0.125 | 0.08 | 261 | 0 | 0.364 | 1 | 5 | cs | TRUE
5 | LV_359-1_0_7_line_5 |  | 3 | 6 | 0.005469 | 0.125 | 0.08 | 261 | 0 | 0.364 | 1 | 1 | cs | TRUE
6 | LV_359-1_0_7_line_6 |  | 4 | 7 | 0.00043733 | 0.125 | 0.08 | 261 | 0 | 0.364 | 1 | 5 | cs | TRUE
7 | LV_359-1_0_7_line_7 |  | 5 | 8 | 0.011896 | 0.125 | 0.08 | 261 | 0 | 0.364 | 1 | 5 | cs | TRUE
8 | LV_359-1_0_7_line_8 |  | 6 | 9 | 0.017436 | 0.125 | 0.08 | 261 | 0 | 0.364 | 1 | 1 | cs | TRUE
9 | LV_359-1_0_7_line_9 |  | 7 | 10 | 0.00018282 | 0.125 | 0.08 | 261 | 0 | 0.364 | 1 | 5 | cs | TRUE
10 | LV_359-1_0_7_line_10 |  | 8 | 11 | 0.011401 | 0.125 | 0.08 | 261 | 0 | 0.364 | 1 | 5 | cs | TRUE
11 | LV_359-1_0_7_line_11 |  | 8 | 12 | 0.0087582 | 0.125 | 0.08 | 261 | 0 | 0.364 | 1 | 1 | cs | TRUE
12 | LV_359-1_0_7_line_12 |  | 9 | 26 | 0.0055962 | 0.125 | 0.08 | 261 | 0 | 0.364 | 1 | 1 | cs | TRUE
13 | LV_359-1_0_7_line_13 |  | 10 | 19 | 0.0057005 | 0.125 | 0.08 | 261 | 0 | 0.364 | 1 | 5 | cs | TRUE
14 | LV_359-1_0_7_line_14 |  | 11 | 30 | 0.025553 | 0.125 | 0.08 | 261 | 0 | 0.364 | 1 | 5 | cs | TRUE
15 | LV_359-1_0_7_line_15 |  | 12 | 27 | 0.020958 | 0.125 | 0.08 | 261 | 0 | 0.364 | 1 | 1 | cs | TRUE
16 | LV_359-1_0_7_line_16 |  | 13 | 14 | 0.01099 | 0.125 | 0.08 | 261 | 0 | 0.364 | 1 | 1 | cs | TRUE
17 | LV_359-1_0_7_line_17 |  | 13 | 15 | 0.042663 | 0.125 | 0.08 | 261 | 0 | 0.364 | 1 | 1 | cs | TRUE
18 | LV_359-1_0_7_line_18 |  | 14 | 16 | 0.0036525 | 0.125 | 0.08 | 261 | 0 | 0.364 | 1 | 1 | cs | TRUE
19 | LV_359-1_0_7_line_19 |  | 15 | 17 | 0.014911 | 0.125 | 0.08 | 261 | 0 | 0.364 | 1 | 1 | cs | TRUE
20 | LV_359-1_0_7_line_20 |  | 15 | 18 | 0.01809 | 0.125 | 0.08 | 261 | 0 | 0.364 | 1 | 1 | cs | TRUE
21 | LV_359-1_0_7_line_21 |  | 17 | 19 | 0.016738 | 0.125 | 0.08 | 261 | 0 | 0.364 | 1 | 5 | cs | TRUE
22 | LV_359-1_0_7_line_22 |  | 17 | 20 | 0.01332 | 0.125 | 0.08 | 261 | 0 | 0.364 | 1 | 5 | cs | TRUE
23 | LV_359-1_0_7_line_23 |  | 18 | 21 | 0.011157 | 0.125 | 0.08 | 261 | 0 | 0.364 | 1 | 1 | cs | TRUE
24 | LV_359-1_0_7_line_24 |  | 20 | 24 | 0.020703 | 0.125 | 0.08 | 261 | 0 | 0.364 | 1 | 5 | cs | TRUE
25 | LV_359-1_0_7_line_25 |  | 22 | 23 | 0.033687 | 0.125 | 0.08 | 261 | 0 | 0.364 | 1 | 1 | cs | TRUE
26 | LV_359-1_0_7_line_26 |  | 23 | 25 | 0.025802 | 0.125 | 0.08 | 261 | 0 | 0.364 | 1 | 1 | cs | TRUE
27 | LV_359-1_0_7_line_27 |  | 24 | 34 | 0.014664 | 0.125 | 0.08 | 261 | 0 | 0.364 | 1 | 1 | cs | TRUE
28 | LV_359-1_0_7_line_28 |  | 24 | 111 | 0.035329 | 0.125 | 0.08 | 261 | 0 | 0.364 | 1 | 5 | cs | TRUE
29 | LV_359-1_0_7_line_29 |  | 25 | 26 | 0.017244 | 0.125 | 0.08 | 261 | 0 | 0.364 | 1 | 1 | cs | TRUE
30 | LV_359-1_0_7_line_30 |  | 27 | 28 | 0.03084 | 0.125 | 0.08 | 261 | 0 | 0.364 | 1 | 1 | cs | TRUE
31 | LV_359-1_0_7_line_31 |  | 27 | 29 | 0.00083546 | 0.125 | 0.08 | 261 | 0 | 0.364 | 1 | 1 | cs | TRUE
32 | LV_359-1_0_7_line_32 |  | 28 | 31 | 0.0079473 | 0.125 | 0.08 | 261 | 0 | 0.364 | 1 | 1 | cs | TRUE
33 | LV_359-1_0_7_line_33 |  | 30 | 32 | 0.021444 | 0.125 | 0.08 | 261 | 0 | 0.364 | 1 | 5 | cs | TRUE
34 | LV_359-1_0_7_line_34 |  | 31 | 33 | 0.010186 | 0.125 | 0.08 | 261 | 0 | 0.364 | 1 | 1 | cs | TRUE
35 | LV_359-1_0_7_line_35 |  | 32 | 48 | 0.0090694 | 0.125 | 0.08 | 261 | 0 | 0.364 | 1 | 5 | cs | TRUE
36 | LV_359-1_0_7_line_36 |  | 35 | 36 | 0.013309 | 0.125 | 0.08 | 261 | 0 | 0.364 | 1 | 1 | cs | TRUE
37 | LV_359-1_0_7_line_37 |  | 36 | 37 | 0.0090703 | 0.125 | 0.08 | 261 | 0 | 0.364 | 1 | 1 | cs | TRUE
38 | LV_359-1_0_7_line_38 |  | 37 | 38 | 0.028043 | 0.125 | 0.08 | 261 | 0 | 0.364 | 1 | 1 | cs | TRUE
39 | LV_359-1_0_7_line_39 |  | 38 | 42 | 0.01411 | 0.125 | 0.08 | 261 | 0 | 0.364 | 1 | 1 | cs | TRUE
40 | LV_359-1_0_7_line_40 |  | 38 | 43 | 0.0054186 | 0.125 | 0.08 | 261 | 0 | 0.364 | 1 | 1 | cs | TRUE
41 | LV_359-1_0_7_line_41 |  | 39 | 40 | 0.0024369 | 0.125 | 0.08 | 261 | 0 | 0.364 | 1 | 5 | cs | TRUE
42 | LV_359-1_0_7_line_42 |  | 39 | 41 | 0.023253 | 0.125 | 0.08 | 261 | 0 | 0.364 | 1 | 5 | cs | TRUE
43 | LV_359-1_0_7_line_43 |  | 40 | 46 | 0.00069673 | 0.125 | 0.08 | 261 | 0 | 0.364 | 1 | 5 | cs | TRUE
44 | LV_359-1_0_7_line_44 |  | 41 | 47 | 0.00031835 | 0.125 | 0.08 | 261 | 0 | 0.364 | 1 | 5 | cs | TRUE
45 | LV_359-1_0_7_line_45 |  | 42 | 151 | 0.001685 | 0.125 | 0.08 | 261 | 0 | 0.364 | 1 | 1 | cs | TRUE
46 | LV_359-1_0_7_line_46 |  | 42 | 147 | 0.010674 | 0.125 | 0.08 | 261 | 0 | 0.364 | 1 | 1 | cs | TRUE
47 | LV_359-1_0_7_line_47 |  | 43 | 179 | 0.0057061 | 0.125 | 0.08 | 261 | 0 | 0.364 | 1 | 1 | cs | TRUE
48 | LV_359-1_0_7_line_48 |  | 44 | 45 | 0.0031607 | 0.125 | 0.08 | 261 | 0 | 0.364 | 1 | 1 | cs | TRUE
49 | LV_359-1_0_7_line_49 |  | 45 | 159 | 0.010894 | 0.125 | 0.08 | 261 | 0 | 0.364 | 1 | 1 | cs | TRUE
50 | LV_359-1_0_7_line_50 |  | 46 | 48 | 0.022524 | 0.125 | 0.08 | 261 | 0 | 0.364 | 1 | 5 | cs | TRUE
51 | LV_359-1_0_7_line_51 |  | 47 | 163 | 0.00053583 | 0.125 | 0.08 | 261 | 0 | 0.364 | 1 | 5 | cs | TRUE
52 | LV_359-1_0_7_line_52 |  | 49 | 50 | 0.0038385 | 0.125 | 0.08 | 261 | 0 | 0.364 | 1 | 1 | cs | TRUE
53 | LV_359-1_0_7_line_53 |  | 50 | 51 | 0.014122 | 0.125 | 0.08 | 261 | 0 | 0.364 | 1 | 1 | cs | TRUE
54 | LV_359-1_0_7_line_54 |  | 51 | 188 | 0.010521 | 0.125 | 0.08 | 261 | 0 | 0.364 | 1 | 1 | cs | TRUE
55 | LV_359-1_0_7_line_55 |  | 51 | 185 | 0.0025922 | 0.125 | 0.08 | 261 | 0 | 0.364 | 1 | 1 | cs | TRUE
56 | LV_359-1_0_7_line_56 |  | 52 | 53 | 0.019107 | 0.125 | 0.08 | 261 | 0 | 0.364 | 1 | 1 | cs | TRUE
57 | LV_359-1_0_7_line_57 |  | 52 | 54 | 0.021937 | 0.125 | 0.08 | 261 | 0 | 0.364 | 1 | 1 | cs | TRUE
58 | LV_359-1_0_7_line_58 |  | 53 | 55 | 0.036085 | 0.125 | 0.08 | 261 | 0 | 0.364 | 1 | 1 | cs | TRUE
59 | LV_359-1_0_7_line_59 |  | 53 | 56 | 0.025012 | 0.125 | 0.08 | 261 | 0 | 0.364 | 1 | 1 | cs | TRUE
60 | LV_359-1_0_7_line_60 |  | 55 | 57 | 0.0092383 | 0.125 | 0.08 | 261 | 0 | 0.364 | 1 | 1 | cs | TRUE
61 | LV_359-1_0_7_line_61 |  | 56 | 58 | 0.012004 | 0.125 | 0.08 | 261 | 0 | 0.364 | 1 | 1 | cs | TRUE
62 | LV_359-1_0_7_line_62 |  | 57 | 59 | 0.0043913 | 0.125 | 0.08 | 261 | 0 | 0.364 | 1 | 1 | cs | TRUE
63 | LV_359-1_0_7_line_63 |  | 58 | 60 | 0.00078898 | 0.125 | 0.08 | 261 | 0 | 0.364 | 1 | 1 | cs | TRUE
64 | LV_359-1_0_7_line_64 |  | 59 | 206 | 0.0077797 | 0.125 | 0.08 | 261 | 0 | 0.364 | 1 | 1 | cs | TRUE
65 | LV_359-1_0_7_line_65 |  | 60 | 203 | 0.0060097 | 0.125 | 0.08 | 261 | 0 | 0.364 | 1 | 1 | cs | TRUE
66 | LV_359-1_0_7_line_66 |  | 61 | 62 | 0.0062687 | 0.125 | 0.08 | 261 | 0 | 0.364 | 1 | 1 | cs | TRUE
67 | LV_359-1_0_7_line_67 |  | 61 | 63 | 0.048958 | 0.125 | 0.08 | 261 | 0 | 0.364 | 1 | 1 | cs | TRUE
68 | LV_359-1_0_7_line_68 |  | 62 | 64 | 0.017735 | 0.125 | 0.08 | 261 | 0 | 0.364 | 1 | 1 | cs | TRUE
69 | LV_359-1_0_7_line_69 |  | 63 | 65 | 0.0030635 | 0.125 | 0.08 | 261 | 0 | 0.364 | 1 | 1 | cs | TRUE
70 | LV_359-1_0_7_line_70 |  | 64 | 66 | 0.007535 | 0.125 | 0.08 | 261 | 0 | 0.364 | 1 | 5 | cs | TRUE
71 | LV_359-1_0_7_line_71 |  | 64 | 67 | 0.018033 | 0.125 | 0.08 | 261 | 0 | 0.364 | 1 | 5 | cs | TRUE
72 | LV_359-1_0_7_line_72 |  | 65 | 68 | 0.019516 | 0.125 | 0.08 | 261 | 0 | 0.364 | 1 | 1 | cs | TRUE
73 | LV_359-1_0_7_line_73 |  | 66 | 69 | 0.011605 | 0.125 | 0.08 | 261 | 0 | 0.364 | 1 | 1 | cs | TRUE
74 | LV_359-1_0_7_line_74 |  | 66 | 70 | 0.019907 | 0.125 | 0.08 | 261 | 0 | 0.364 | 1 | 5 | cs | TRUE
75 | LV_359-1_0_7_line_75 |  | 67 | 71 | 0.0043775 | 0.125 | 0.08 | 261 | 0 | 0.364 | 1 | 1 | cs | TRUE
76 | LV_359-1_0_7_line_76 |  | 67 | 72 | 0.0082482 | 0.125 | 0.08 | 261 | 0 | 0.364 | 1 | 5 | cs | TRUE
77 | LV_359-1_0_7_line_77 |  | 68 | 73 | 0.020558 | 0.125 | 0.08 | 261 | 0 | 0.364 | 1 | 1 | cs | TRUE
78 | LV_359-1_0_7_line_78 |  | 69 | 144 | 0.0016672 | 0.125 | 0.08 | 261 | 0 | 0.364 | 1 | 1 | cs | TRUE
79 | LV_359-1_0_7_line_79 |  | 70 | 134 | 0.038689 | 0.125 | 0.08 | 261 | 0 | 0.364 | 1 | 1 | cs | TRUE
80 | LV_359-1_0_7_line_80 |  | 70 | 96 | 0.049825 | 0.125 | 0.08 | 261 | 0 | 0.364 | 1 | 5 | cs | TRUE
81 | LV_359-1_0_7_line_81 |  | 71 | 109 | 0.0057204 | 0.125 | 0.08 | 261 | 0 | 0.364 | 1 | 1 | cs | TRUE
82 | LV_359-1_0_7_line_82 |  | 72 | 102 | 0.0098513 | 0.125 | 0.08 | 261 | 0 | 0.364 | 1 | 5 | cs | TRUE
83 | LV_359-1_0_7_line_83 |  | 73 | 135 | 0.0073941 | 0.125 | 0.08 | 261 | 0 | 0.364 | 1 | 1 | cs | TRUE
84 | LV_359-1_0_7_line_84 |  | 74 | 75 | 0.02101 | 0.125 | 0.08 | 261 | 0 | 0.364 | 1 | 1 | cs | TRUE
85 | LV_359-1_0_7_line_85 |  | 74 | 76 | 0.022382 | 0.125 | 0.08 | 261 | 0 | 0.364 | 1 | 1 | cs | TRUE
86 | LV_359-1_0_7_line_86 |  | 75 | 77 | 0.02271 | 0.125 | 0.08 | 261 | 0 | 0.364 | 1 | 1 | cs | TRUE
87 | LV_359-1_0_7_line_87 |  | 76 | 78 | 0.021981 | 0.125 | 0.08 | 261 | 0 | 0.364 | 1 | 1 | cs | TRUE
88 | LV_359-1_0_7_line_88 |  | 77 | 79 | 0.024482 | 0.125 | 0.08 | 261 | 0 | 0.364 | 1 | 1 | cs | TRUE
89 | LV_359-1_0_7_line_89 |  | 79 | 80 | 0.052516 | 0.125 | 0.08 | 261 | 0 | 0.364 | 1 | 1 | cs | TRUE
90 | LV_359-1_0_7_line_90 |  | 80 | 114 | 0.017782 | 0.125 | 0.08 | 261 | 0 | 0.364 | 1 | 1 | cs | TRUE
91 | LV_359-1_0_7_line_91 |  | 80 | 115 | 0.53929 | 0.125 | 0.08 | 261 | 0 | 0.364 | 1 | 1 | cs | TRUE
92 | LV_359-1_0_7_line_92 |  | 81 | 82 | 0.009518 | 0.125 | 0.08 | 261 | 0 | 0.364 | 1 | 1 | cs | TRUE
93 | LV_359-1_0_7_line_93 |  | 81 | 83 | 0.014363 | 0.125 | 0.08 | 261 | 0 | 0.364 | 1 | 1 | cs | TRUE
94 | LV_359-1_0_7_line_94 |  | 82 | 84 | 0.010603 | 0.125 | 0.08 | 261 | 0 | 0.364 | 1 | 1 | cs | TRUE
95 | LV_359-1_0_7_line_95 |  | 83 | 85 | 0.01354 | 0.125 | 0.08 | 261 | 0 | 0.364 | 1 | 1 | cs | TRUE
96 | LV_359-1_0_7_line_96 |  | 83 | 86 | 0.013238 | 0.125 | 0.08 | 261 | 0 | 0.364 | 1 | 1 | cs | TRUE
97 | LV_359-1_0_7_line_97 |  | 85 | 87 | 0.019393 | 0.125 | 0.08 | 261 | 0 | 0.364 | 1 | 1 | cs | TRUE
98 | LV_359-1_0_7_line_98 |  | 86 | 88 | 0.0087606 | 0.125 | 0.08 | 261 | 0 | 0.364 | 1 | 1 | cs | TRUE
99 | LV_359-1_0_7_line_99 |  | 87 | 89 | 0.008772 | 0.125 | 0.08 | 261 | 0 | 0.364 | 1 | 1 | cs | TRUE
100 | LV_359-1_0_7_line_100 |  | 88 | 90 | 0.028485 | 0.125 | 0.08 | 261 | 0 | 0.364 | 1 | 1 | cs | TRUE
101 | LV_359-1_0_7_line_101 |  | 89 | 112 | 0.012582 | 0.125 | 0.08 | 261 | 0 | 0.364 | 1 | 1 | cs | TRUE
102 | LV_359-1_0_7_line_102 |  | 90 | 128 | 0.015685 | 0.125 | 0.08 | 261 | 0 | 0.364 | 1 | 1 | cs | TRUE
103 | LV_359-1_0_7_line_103 |  | 90 | 127 | 0.016088 | 0.125 | 0.08 | 261 | 0 | 0.364 | 1 | 1 | cs | TRUE
104 | LV_359-1_0_7_line_104 |  | 91 | 92 | 0.011375 | 0.125 | 0.08 | 261 | 0 | 0.364 | 1 | 1 | cs | TRUE
105 | LV_359-1_0_7_line_105 |  | 91 | 93 | 0.016431 | 0.125 | 0.08 | 261 | 0 | 0.364 | 1 | 1 | cs | TRUE
106 | LV_359-1_0_7_line_106 |  | 92 | 94 | 0.01709 | 0.125 | 0.08 | 261 | 0 | 0.364 | 1 | 2 | cs | TRUE
107 | LV_359-1_0_7_line_107 |  | 93 | 95 | 0.045489 | 0.125 | 0.08 | 261 | 0 | 0.364 | 1 | 1 | cs | TRUE
108 | LV_359-1_0_7_line_108 |  | 94 | 96 | 0.0023188 | 0.125 | 0.08 | 261 | 0 | 0.364 | 1 | 5 | cs | TRUE
109 | LV_359-1_0_7_line_109 |  | 95 | 97 | 0.038855 | 0.125 | 0.08 | 261 | 0 | 0.364 | 1 | 1 | cs | TRUE
110 | LV_359-1_0_7_line_110 |  | 95 | 98 | 0.017269 | 0.125 | 0.08 | 261 | 0 | 0.364 | 1 | 1 | cs | TRUE
111 | LV_359-1_0_7_line_111 |  | 96 | 99 | 0.025118 | 0.125 | 0.08 | 261 | 0 | 0.364 | 1 | 1 | cs | TRUE
112 | LV_359-1_0_7_line_112 |  | 97 | 100 | 0.0016868 | 0.125 | 0.08 | 261 | 0 | 0.364 | 1 | 1 | cs | TRUE
113 | LV_359-1_0_7_line_113 |  | 98 | 101 | 0.015888 | 0.125 | 0.08 | 261 | 0 | 0.364 | 1 | 1 | cs | TRUE
114 | LV_359-1_0_7_line_114 |  | 99 | 129 | 0.0082959 | 0.125 | 0.08 | 261 | 0 | 0.364 | 1 | 1 | cs | TRUE
115 | LV_359-1_0_7_line_115 |  | 100 | 145 | 0.019618 | 0.125 | 0.08 | 261 | 0 | 0.364 | 1 | 1 | cs | TRUE
116 | LV_359-1_0_7_line_116 |  | 101 | 116 | 0.0029048 | 0.125 | 0.08 | 261 | 0 | 0.364 | 1 | 1 | cs | TRUE
117 | LV_359-1_0_7_line_117 |  | 102 | 103 | 0.036879 | 0.125 | 0.08 | 261 | 0 | 0.364 | 1 | 5 | cs | TRUE
118 | LV_359-1_0_7_line_118 |  | 102 | 104 | 0.011411 | 0.125 | 0.08 | 261 | 0 | 0.364 | 1 | 5 | cs | TRUE
119 | LV_359-1_0_7_line_119 |  | 103 | 105 | 0.009249 | 0.125 | 0.08 | 261 | 0 | 0.364 | 1 | 1 | cs | TRUE
120 | LV_359-1_0_7_line_120 |  | 103 | 106 | 0.015777 | 0.125 | 0.08 | 261 | 0 | 0.364 | 1 | 1 | cs | TRUE
121 | LV_359-1_0_7_line_121 |  | 104 | 107 | 0.021249 | 0.125 | 0.08 | 261 | 0 | 0.364 | 1 | 5 | cs | TRUE
122 | LV_359-1_0_7_line_122 |  | 104 | 108 | 0.042145 | 0.125 | 0.08 | 261 | 0 | 0.364 | 1 | 1 | cs | TRUE
123 | LV_359-1_0_7_line_123 |  | 106 | 110 | 0.0019773 | 0.125 | 0.08 | 261 | 0 | 0.364 | 1 | 1 | cs | TRUE
124 | LV_359-1_0_7_line_124 |  | 107 | 111 | 0.0081532 | 0.125 | 0.08 | 261 | 0 | 0.364 | 1 | 5 | cs | TRUE
125 | LV_359-1_0_7_line_125 |  | 108 | 112 | 0.013617 | 0.125 | 0.08 | 261 | 0 | 0.364 | 1 | 1 | cs | TRUE
126 | LV_359-1_0_7_line_126 |  | 109 | 113 | 0.014341 | 0.125 | 0.08 | 261 | 0 | 0.364 | 1 | 1 | cs | TRUE
127 | LV_359-1_0_7_line_127 |  | 110 | 189 | 0.0043719 | 0.125 | 0.08 | 261 | 0 | 0.364 | 1 | 1 | cs | TRUE
128 | LV_359-1_0_7_line_128 |  | 112 | 138 | 0.010025 | 0.125 | 0.08 | 261 | 0 | 0.364 | 1 | 1 | cs | TRUE
129 | LV_359-1_0_7_line_129 |  | 113 | 181 | 0.017289 | 0.125 | 0.08 | 261 | 0 | 0.364 | 1 | 1 | cs | TRUE
130 | LV_359-1_0_7_line_130 |  | 114 | 116 | 0.015662 | 0.125 | 0.08 | 261 | 0 | 0.364 | 1 | 1 | cs | TRUE
131 | LV_359-1_0_7_line_131 |  | 115 | 122 | 0.021129 | 0.125 | 0.08 | 261 | 0 | 0.364 | 1 | 1 | cs | TRUE
132 | LV_359-1_0_7_line_132 |  | 115 | 119 | 0.018733 | 0.125 | 0.08 | 261 | 0 | 0.364 | 1 | 1 | cs | TRUE
133 | LV_359-1_0_7_line_133 |  | 116 | 126 | 0.048464 | 0.125 | 0.08 | 261 | 0 | 0.364 | 1 | 1 | cs | TRUE
134 | LV_359-1_0_7_line_134 |  | 117 | 118 | 0.010494 | 0.125 | 0.08 | 261 | 0 | 0.364 | 1 | 1 | cs | TRUE
135 | LV_359-1_0_7_line_135 |  | 117 | 119 | 0.039859 | 0.125 | 0.08 | 261 | 0 | 0.364 | 1 | 1 | cs | TRUE
136 | LV_359-1_0_7_line_136 |  | 118 | 120 | 0.0029947 | 0.125 | 0.08 | 261 | 0 | 0.364 | 1 | 1 | cs | TRUE
137 | LV_359-1_0_7_line_137 |  | 120 | 121 | 0.014644 | 0.125 | 0.08 | 261 | 0 | 0.364 | 1 | 1 | cs | TRUE
138 | LV_359-1_0_7_line_138 |  | 121 | 123 | 0.025526 | 0.125 | 0.08 | 261 | 0 | 0.364 | 1 | 1 | cs | TRUE
139 | LV_359-1_0_7_line_139 |  | 122 | 125 | 7.6476e-05 | 0.125 | 0.08 | 261 | 0 | 0.364 | 1 | 1 | cs | TRUE
140 | LV_359-1_0_7_line_140 |  | 124 | 125 | 0.012991 | 0.125 | 0.08 | 261 | 0 | 0.364 | 1 | 1 | cs | TRUE
141 | LV_359-1_0_7_line_141 |  | 126 | 142 | 0.024805 | 0.125 | 0.08 | 261 | 0 | 0.364 | 1 | 1 | cs | TRUE
142 | LV_359-1_0_7_line_142 |  | 129 | 130 | 0.010594 | 0.125 | 0.08 | 261 | 0 | 0.364 | 1 | 1 | cs | TRUE
143 | LV_359-1_0_7_line_143 |  | 130 | 131 | 0.0065314 | 0.125 | 0.08 | 261 | 0 | 0.364 | 1 | 1 | cs | TRUE
144 | LV_359-1_0_7_line_144 |  | 131 | 132 | 0.0085294 | 0.125 | 0.08 | 261 | 0 | 0.364 | 1 | 1 | cs | TRUE
145 | LV_359-1_0_7_line_145 |  | 132 | 133 | 0.020724 | 0.125 | 0.08 | 261 | 0 | 0.364 | 1 | 1 | cs | TRUE
146 | LV_359-1_0_7_line_146 |  | 133 | 140 | 0.037151 | 0.125 | 0.08 | 261 | 0 | 0.364 | 1 | 1 | cs | TRUE
147 | LV_359-1_0_7_line_147 |  | 135 | 136 | 0.013249 | 0.125 | 0.08 | 261 | 0 | 0.364 | 1 | 1 | cs | TRUE
148 | LV_359-1_0_7_line_148 |  | 136 | 141 | 0.012671 | 0.125 | 0.08 | 261 | 0 | 0.364 | 1 | 1 | cs | TRUE
149 | LV_359-1_0_7_line_149 |  | 137 | 138 | 0.0073908 | 0.125 | 0.08 | 261 | 0 | 0.364 | 1 | 1 | cs | TRUE
150 | LV_359-1_0_7_line_150 |  | 137 | 139 | 0.0071632 | 0.125 | 0.08 | 261 | 0 | 0.364 | 1 | 1 | cs | TRUE
151 | LV_359-1_0_7_line_151 |  | 142 | 143 | 0.010151 | 0.125 | 0.08 | 261 | 0 | 0.364 | 1 | 1 | cs | TRUE
152 | LV_359-1_0_7_line_152 |  | 143 | 194 | 0.011746 | 0.125 | 0.08 | 261 | 0 | 0.364 | 1 | 1 | cs | TRUE
153 | LV_359-1_0_7_line_153 |  | 144 | 171 | 3.6194e-05 | 0.125 | 0.08 | 261 | 0 | 0.364 | 1 | 1 | cs | TRUE
154 | LV_359-1_0_7_line_154 |  | 145 | 196 | 0.015949 | 0.125 | 0.08 | 261 | 0 | 0.364 | 1 | 1 | cs | TRUE
155 | LV_359-1_0_7_line_155 |  | 146 | 147 | 0.015447 | 0.125 | 0.08 | 261 | 0 | 0.364 | 1 | 1 | cs | TRUE
156 | LV_359-1_0_7_line_156 |  | 146 | 148 | 0.019568 | 0.125 | 0.08 | 261 | 0 | 0.364 | 1 | 1 | cs | TRUE
157 | LV_359-1_0_7_line_157 |  | 148 | 149 | 0.013952 | 0.125 | 0.08 | 261 | 0 | 0.364 | 1 | 1 | cs | TRUE
158 | LV_359-1_0_7_line_158 |  | 148 | 150 | 0.0012543 | 0.125 | 0.08 | 261 | 0 | 0.364 | 1 | 1 | cs | TRUE
159 | LV_359-1_0_7_line_159 |  | 149 | 152 | 0.013705 | 0.125 | 0.08 | 261 | 0 | 0.364 | 1 | 1 | cs | TRUE
160 | LV_359-1_0_7_line_160 |  | 150 | 153 | 0.025576 | 0.125 | 0.08 | 261 | 0 | 0.364 | 1 | 1 | cs | TRUE
161 | LV_359-1_0_7_line_161 |  | 152 | 154 | 0.021834 | 0.125 | 0.08 | 261 | 0 | 0.364 | 1 | 1 | cs | TRUE
162 | LV_359-1_0_7_line_162 |  | 153 | 155 | 0.02304 | 0.125 | 0.08 | 261 | 0 | 0.364 | 1 | 1 | cs | TRUE
163 | LV_359-1_0_7_line_163 |  | 154 | 166 | 0.02091 | 0.125 | 0.08 | 261 | 0 | 0.364 | 1 | 1 | cs | TRUE
164 | LV_359-1_0_7_line_164 |  | 155 | 178 | 0.010527 | 0.125 | 0.08 | 261 | 0 | 0.364 | 1 | 1 | cs | TRUE
165 | LV_359-1_0_7_line_165 |  | 156 | 157 | 0.0049014 | 0.125 | 0.08 | 261 | 0 | 0.364 | 1 | 1 | cs | TRUE
166 | LV_359-1_0_7_line_166 |  | 156 | 158 | 0.0050997 | 0.125 | 0.08 | 261 | 0 | 0.364 | 1 | 1 | cs | TRUE
167 | LV_359-1_0_7_line_167 |  | 157 | 159 | 0.011104 | 0.125 | 0.08 | 261 | 0 | 0.364 | 1 | 1 | cs | TRUE
168 | LV_359-1_0_7_line_168 |  | 158 | 160 | 0.011404 | 0.125 | 0.08 | 261 | 0 | 0.364 | 1 | 1 | cs | TRUE
169 | LV_359-1_0_7_line_169 |  | 159 | 161 | 0.0078425 | 0.125 | 0.08 | 261 | 0 | 0.364 | 1 | 1 | cs | TRUE
170 | LV_359-1_0_7_line_170 |  | 160 | 162 | 0.0041167 | 0.125 | 0.08 | 261 | 0 | 0.364 | 1 | 1 | cs | TRUE
171 | LV_359-1_0_7_line_171 |  | 161 | 163 | 0.021606 | 0.125 | 0.08 | 261 | 0 | 0.364 | 1 | 2 | cs | TRUE
172 | LV_359-1_0_7_line_172 |  | 162 | 164 | 0.015521 | 0.125 | 0.08 | 261 | 0 | 0.364 | 1 | 1 | cs | TRUE
173 | LV_359-1_0_7_line_173 |  | 162 | 165 | 0.019513 | 0.125 | 0.08 | 261 | 0 | 0.364 | 1 | 1 | cs | TRUE
174 | LV_359-1_0_7_line_174 |  | 164 | 176 | 2.6533e-05 | 0.125 | 0.08 | 261 | 0 | 0.364 | 1 | 1 | cs | TRUE
175 | LV_359-1_0_7_line_175 |  | 165 | 173 | 0.00575 | 0.125 | 0.08 | 261 | 0 | 0.364 | 1 | 1 | cs | TRUE
176 | LV_359-1_0_7_line_176 |  | 166 | 167 | 0.020157 | 0.125 | 0.08 | 261 | 0 | 0.364 | 1 | 1 | cs | TRUE
177 | LV_359-1_0_7_line_177 |  | 166 | 168 | 0.009931 | 0.125 | 0.08 | 261 | 0 | 0.364 | 1 | 1 | cs | TRUE
178 | LV_359-1_0_7_line_178 |  | 168 | 169 | 0.015101 | 0.125 | 0.08 | 261 | 0 | 0.364 | 1 | 1 | cs | TRUE
179 | LV_359-1_0_7_line_179 |  | 169 | 172 | 0.0050095 | 0.125 | 0.08 | 261 | 0 | 0.364 | 1 | 1 | cs | TRUE
180 | LV_359-1_0_7_line_180 |  | 170 | 171 | 0.0084769 | 0.125 | 0.08 | 261 | 0 | 0.364 | 1 | 1 | cs | TRUE
181 | LV_359-1_0_7_line_181 |  | 172 | 187 | 0.0056719 | 0.125 | 0.08 | 261 | 0 | 0.364 | 1 | 1 | cs | TRUE
182 | LV_359-1_0_7_line_182 |  | 173 | 174 | 0.0059903 | 0.125 | 0.08 | 261 | 0 | 0.364 | 1 | 1 | cs | TRUE
183 | LV_359-1_0_7_line_183 |  | 174 | 175 | 0.043467 | 0.125 | 0.08 | 261 | 0 | 0.364 | 1 | 1 | cs | TRUE
184 | LV_359-1_0_7_line_184 |  | 175 | 177 | 0.0024766 | 0.125 | 0.08 | 261 | 0 | 0.364 | 1 | 1 | cs | TRUE
185 | LV_359-1_0_7_line_185 |  | 176 | 178 | 0.016805 | 0.125 | 0.08 | 261 | 0 | 0.364 | 1 | 1 | cs | TRUE
186 | LV_359-1_0_7_line_186 |  | 177 | 190 | 0.0084909 | 0.125 | 0.08 | 261 | 0 | 0.364 | 1 | 1 | cs | TRUE
187 | LV_359-1_0_7_line_187 |  | 179 | 180 | 0.0058711 | 0.125 | 0.08 | 261 | 0 | 0.364 | 1 | 1 | cs | TRUE
188 | LV_359-1_0_7_line_188 |  | 181 | 182 | 0.025394 | 0.125 | 0.08 | 261 | 0 | 0.364 | 1 | 1 | cs | TRUE
189 | LV_359-1_0_7_line_189 |  | 182 | 183 | 0.0063424 | 0.125 | 0.08 | 261 | 0 | 0.364 | 1 | 1 | cs | TRUE
190 | LV_359-1_0_7_line_190 |  | 183 | 184 | 0.021992 | 0.125 | 0.08 | 261 | 0 | 0.364 | 1 | 1 | cs | TRUE
191 | LV_359-1_0_7_line_191 |  | 185 | 186 | 0.0014502 | 0.125 | 0.08 | 261 | 0 | 0.364 | 1 | 1 | cs | TRUE
192 | LV_359-1_0_7_line_192 |  | 186 | 187 | 0.0050633 | 0.125 | 0.08 | 261 | 0 | 0.364 | 1 | 1 | cs | TRUE
193 | LV_359-1_0_7_line_193 |  | 190 | 191 | 0.0012308 | 0.125 | 0.08 | 261 | 0 | 0.364 | 1 | 1 | cs | TRUE
194 | LV_359-1_0_7_line_194 |  | 191 | 192 | 0.0094935 | 0.125 | 0.08 | 261 | 0 | 0.364 | 1 | 1 | cs | TRUE
195 | LV_359-1_0_7_line_195 |  | 192 | 193 | 0.016772 | 0.125 | 0.08 | 261 | 0 | 0.364 | 1 | 1 | cs | TRUE
196 | LV_359-1_0_7_line_196 |  | 193 | 207 | 0.010853 | 0.125 | 0.08 | 261 | 0 | 0.364 | 1 | 1 | cs | TRUE
197 | LV_359-1_0_7_line_197 |  | 194 | 195 | 0.019592 | 0.125 | 0.08 | 261 | 0 | 0.364 | 1 | 1 | cs | TRUE
198 | LV_359-1_0_7_line_198 |  | 196 | 197 | 0.015489 | 0.125 | 0.08 | 261 | 0 | 0.364 | 1 | 1 | cs | TRUE
199 | LV_359-1_0_7_line_199 |  | 197 | 198 | 0.018117 | 0.125 | 0.08 | 261 | 0 | 0.364 | 1 | 1 | cs | TRUE
200 | LV_359-1_0_7_line_200 |  | 199 | 200 | 0.0082685 | 0.125 | 0.08 | 261 | 0 | 0.364 | 1 | 1 | cs | TRUE
201 | LV_359-1_0_7_line_201 |  | 200 | 201 | 0.0049145 | 0.125 | 0.08 | 261 | 0 | 0.364 | 1 | 1 | cs | TRUE
202 | LV_359-1_0_7_line_202 |  | 201 | 202 | 0.0095894 | 0.125 | 0.08 | 261 | 0 | 0.364 | 1 | 1 | cs | TRUE
203 | LV_359-1_0_7_line_203 |  | 202 | 206 | 0.0070042 | 0.125 | 0.08 | 261 | 0 | 0.364 | 1 | 1 | cs | TRUE
204 | LV_359-1_0_7_line_204 |  | 203 | 204 | 0.003341 | 0.125 | 0.08 | 261 | 0 | 0.364 | 1 | 1 | cs | TRUE
205 | LV_359-1_0_7_line_205 |  | 204 | 205 | 0.004108 | 0.125 | 0.08 | 261 | 0 | 0.364 | 1 | 1 | cs | TRUE
206 | LV_359-1_0_7_line_206 |  | 205 | 209 | 0.0040503 | 0.125 | 0.08 | 261 | 0 | 0.364 | 1 | 1 | cs | TRUE
207 | LV_359-1_0_7_line_207 |  | 207 | 208 | 0.0013511 | 0.125 | 0.08 | 261 | 0 | 0.364 | 1 | 1 | cs | TRUE
208 | LV_359-1_0_7_line_208 |  | 208 | 212 | 0.0010402 | 0.125 | 0.08 | 261 | 0 | 0.364 | 1 | 1 | cs | TRUE
209 | LV_359-1_0_7_line_209 |  | 209 | 210 | 0.0075112 | 0.125 | 0.08 | 261 | 0 | 0.364 | 1 | 1 | cs | TRUE
210 | LV_359-1_0_7_line_210 |  | 210 | 211 | 0.027785 | 0.125 | 0.08 | 261 | 0 | 0.364 | 1 | 1 | cs | TRUE
211 | LV_359-1_0_7_line_211 |  | 211 | 212 | 0.020806 | 0.125 | 0.08 | 261 | 0 | 0.364 | 1 | 1 | cs | TRUE

## trafo
| name | std_type | hv_bus | lv_bus | sn_mva | vn_hv_kv | vn_lv_kv | vk_percent | vkr_percent | pfe_kw | i0_percent | shift_degree | tap_side | tap_neutral | tap_min | tap_max | tap_step_percent | tap_step_degree | tap_pos | tap_phase_shifter | parallel | df | in_service
0 | LV_359-1_0_7_trafo_59 | 0.63 MVA 20/0.4 kV | 213 | 103 | 0.63 | 20 | 0.4 | 6 | 1.206 | 1.65 | 0.2619 | 150 | hv | 0 | -2 | 2 | 2.5 | 0 | 0 | FALSE | 1 | 1 | TRUE

## line_geodata
| x0 | y0 | x1 | y1 | x2 | y2 | x3 | y3 | x4 | y4 | x5 | y5 | x6 | y6 | x7 | y7 | x8 | y8
0 | 2608710.4469 | 1200157.7818 | 2608715.0477 | 1200160.2886 | 2608727.0185 | 1200161.0583
1 | 2608699.2759 | 1200143.7235 | 2608700.4814 | 1200152.3521 | 2608710.4469 | 1200157.7818
2 | 2608733.2928 | 1200161.4617 | 2608727.0185 | 1200161.0583
3 | 2608699.2759 | 1200143.7235 | 2608687.5998 | 1200144.489
4 | 2608699.2759 | 1200143.7235 | 2608702.1444 | 1200130.3596
5 | 2608738.7506 | 1200161.8126 | 2608733.2928 | 1200161.4617
6 | 2608687.1634 | 1200144.5176 | 2608687.1634 | 1200144.5176 | 2608687.5998 | 1200144.489
7 | 2608704.6408 | 1200118.729 | 2608702.1444 | 1200130.3596
8 | 2608738.7506 | 1200161.8126 | 2608736.234 | 1200179.0662
9 | 2608687.064 | 1200144.671 | 2608687.1634 | 1200144.5176
10 | 2608704.6408 | 1200118.729 | 2608715.9715 | 1200119.9961
11 | 2608704.6408 | 1200118.729 | 2608696.1722 | 1200116.4953
12 | 2608736.234 | 1200179.0662 | 2608735.4263 | 1200184.6038
13 | 2608683.9628 | 1200149.4542 | 2608687.064 | 1200144.671
14 | 2608739.7975 | 1200127.5846 | 2608729.3164 | 1200121.4884 | 2608715.9715 | 1200119.9961
15 | 2608675.9071 | 1200111.1501 | 2608696.1722 | 1200116.4953
16 | 2608667.3589 | 1200213.4862 | 2608675.1778 | 1200221.2097
17 | 2608667.2035 | 1200176.3059 | 2608666.8363 | 1200182.8645 | 2608660.18 | 1200190.3145 | 2608658.8409 | 1200195.1151 | 2608661.4035 | 1200207.6033 | 2608667.3589 | 1200213.4862
18 | 2608677.7763 | 1200223.7766 | 2608675.1778 | 1200221.2097
19 | 2608674.8572 | 1200163.4989 | 2608667.2035 | 1200176.3059
20 | 2608667.2035 | 1200176.3059 | 2608663.5217 | 1200169.2301 | 2608655.829 | 1200162.6647
21 | 2608674.8572 | 1200163.4989 | 2608683.9628 | 1200149.4542
22 | 2608674.8572 | 1200163.4989 | 2608665.1277 | 1200154.4015
23 | 2608647.3424 | 1200155.4217 | 2608655.829 | 1200162.6647
24 | 2608650.0056 | 1200140.2618 | 2608665.1277 | 1200154.4015
25 | 2608737.8047 | 1200220.843 | 2608714.1771 | 1200199.0304 | 2608713.0419 | 1200198.0045
26 | 2608737.8047 | 1200220.843 | 2608745.2245 | 1200196.1294
27 | 2608650.0056 | 1200140.2618 | 2608659.7527 | 1200129.3067
28 | 2608650.0056 | 1200140.2618 | 2608624.9988 | 1200115.3065
29 | 2608745.2245 | 1200196.1294 | 2608734.7446 | 1200189.2772 | 2608735.4263 | 1200184.6038
30 | 2608675.9071 | 1200111.1501 | 2608683.8082 | 1200101.0116 | 2608687.1566 | 1200096.4695 | 2608688.6765 | 1200092.9921 | 2608689.7563 | 1200088.5357 | 2608690.6085 | 1200084.6658
31 | 2608675.3517 | 1200111.7743 | 2608675.9071 | 1200111.1501
32 | 2608691.7677 | 1200076.8323 | 2608691.6261 | 1200080.0449 | 2608690.6085 | 1200084.6658
33 | 2608739.7975 | 1200127.5846 | 2608746.841 | 1200131.4636 | 2608753.363 | 1200143.2016
34 | 2608691.7677 | 1200076.8323 | 2608695.9756 | 1200067.5556
35 | 2608753.363 | 1200143.2016 | 2608752.9357 | 1200134.1424
36 | 2608729.2052 | 1200062.8842 | 2608727.0665 | 1200076.0201
37 | 2608730.6628 | 1200053.9318 | 2608729.2052 | 1200062.8842
38 | 2608736.1077 | 1200026.4249 | 2608730.6628 | 1200053.9318
39 | 2608722.0264 | 1200025.026 | 2608736.1077 | 1200026.4249
40 | 2608736.1077 | 1200026.4249 | 2608741.449 | 1200027.337
41 | 2608758.5657 | 1200109.4688 | 2608757.5461 | 1200111.6822
42 | 2608758.5657 | 1200109.4688 | 2608770.1799 | 1200089.3239
43 | 2608757.5461 | 1200111.6822 | 2608757.2546 | 1200112.3151
44 | 2608770.3389 | 1200089.0481 | 2608770.1799 | 1200089.3239
45 | 2608722.0264 | 1200025.026 | 2608721.8883 | 1200026.7053
46 | 2608722.0264 | 1200025.026 | 2608723.3733 | 1200014.4372
47 | 2608741.449 | 1200027.337 | 2608747.0737 | 1200028.2974
48 | 2608771.4529 | 1200060.7534 | 2608774.5703 | 1200061.2748
49 | 2608785.3152 | 1200063.0717 | 2608774.5703 | 1200061.2748
50 | 2608752.9357 | 1200134.1424 | 2608752.8313 | 1200131.9281 | 2608752.9368 | 1200127.4703 | 2608753.5211 | 1200123.5135 | 2608754.3257 | 1200119.8683 | 2608755.618 | 1200115.868 | 2608757.2546 | 1200112.3151
51 | 2608770.6066 | 1200088.5839 | 2608770.3389 | 1200089.0481
52 | 2608685.6907 | 1200041.4601 | 2608685.3945 | 1200045.2871
53 | 2608685.6907 | 1200041.4601 | 2608686.5233 | 1200039.5046 | 2608688.0245 | 1200038.4396 | 2608692.7211 | 1200038.6576 | 2608695.0753 | 1200037.3825 | 2608695.5056 | 1200034.615
54 | 2608695.5056 | 1200034.615 | 2608705.8945 | 1200036.2759
55 | 2608695.5056 | 1200034.615 | 2608695.9356 | 1200032.0587
56 | 2608829.9469 | 1199845.5535 | 2608823.8147 | 1199827.457
57 | 2608838.5465 | 1199811.2032 | 2608823.8147 | 1199827.457
58 | 2608829.9469 | 1199845.5535 | 2608813.9172 | 1199859.1817 | 2608801.7773 | 1199868.0686
59 | 2608829.9469 | 1199845.5535 | 2608835.2002 | 1199850.4305 | 2608837.4885 | 1199852.5572 | 2608839.6324 | 1199854.5503 | 2608843.2512 | 1199857.8463 | 2608848.1849 | 1199862.6672
60 | 2608801.7773 | 1199868.0686 | 2608794.3229 | 1199873.5255
61 | 2608848.1849 | 1199862.6672 | 2608856.147 | 1199871.6499
62 | 2608790.7795 | 1199876.1194 | 2608794.3229 | 1199873.5255
63 | 2608856.6704 | 1199872.2403 | 2608856.147 | 1199871.6499
64 | 2608784.5021 | 1199880.7147 | 2608790.7795 | 1199876.1194
65 | 2608860.6567 | 1199876.7376 | 2608856.6704 | 1199872.2403
66 | 2608549.1167 | 1200091.5143 | 2608552.9195 | 1200086.5308
67 | 2608549.1167 | 1200091.5143 | 2608546.6172 | 1200094.7897 | 2608537.0474 | 1200106.1823 | 2608529.9647 | 1200113.6985 | 2608515.8334 | 1200127.3263
68 | 2608562.8264 | 1200071.8449 | 2608559.3773 | 1200077.6209 | 2608556.2269 | 1200082.1966 | 2608552.9195 | 1200086.5308
69 | 2608513.6282 | 1200129.4528 | 2608515.8334 | 1200127.3263
70 | 2608562.8264 | 1200071.8449 | 2608555.4752 | 1200070.1002
71 | 2608562.8264 | 1200071.8449 | 2608579.4344 | 1200078.9835
72 | 2608513.6282 | 1200129.4528 | 2608499.5802 | 1200143.0002
73 | 2608555.4752 | 1200070.1002 | 2608559.9654 | 1200059.3989
74 | 2608536.5136 | 1200063.8699 | 2608555.4752 | 1200070.1002
75 | 2608579.4344 | 1200078.9835 | 2608581.6452 | 1200076.741 | 2608582.8481 | 1200076.4915
76 | 2608579.4344 | 1200078.9835 | 2608586.7071 | 1200082.8746
77 | 2608484.7825 | 1200157.2705 | 2608499.5802 | 1200143.0002
78 | 2608560.6105 | 1200057.8615 | 2608559.9654 | 1200059.3989
79 | 2608536.5136 | 1200063.8699 | 2608533.9545 | 1200070.1585 | 2608517.9798 | 1200097.7698
80 | 2608490.2628 | 1200045.6058 | 2608494.1113 | 1200048.0792 | 2608499.3672 | 1200051.1883 | 2608502.5244 | 1200052.5935 | 2608509.4409 | 1200054.9046 | 2608517.6967 | 1200057.6066 | 2608520.5805 | 1200058.5556 | 2608525.1687 | 1200060.0518 | 2608536.5136 | 1200063.8699
81 | 2608588.4493 | 1200075.33 | 2608582.8481 | 1200076.4915
82 | 2608595.3932 | 1200087.5219 | 2608586.7071 | 1200082.8746
83 | 2608484.7825 | 1200157.2705 | 2608479.4601 | 1200162.4032
84 | 2608420.3256 | 1200037.4257 | 2608427.9579 | 1200026.5636 | 2608432.4854 | 1200020.2921
85 | 2608420.3256 | 1200037.4257 | 2608407.458 | 1200055.7386
86 | 2608445.7778 | 1200001.8792 | 2608432.4854 | 1200020.2921
87 | 2608407.458 | 1200055.7386 | 2608394.8209 | 1200073.7236
88 | 2608460.1078 | 1199982.0291 | 2608445.7778 | 1200001.8792
89 | 2608490.8465 | 1199939.4496 | 2608460.1078 | 1199982.0291
90 | 2608490.8465 | 1199939.4496 | 2608506.5233 | 1199947.8416
91 | 2608490.8465 | 1199939.4496 | 2608213.9609 | 1199476.6635
92 | 2608530.5097 | 1200181.5836 | 2608529.2682 | 1200180.8781 | 2608521.725 | 1200180.3894 | 2608521.2564 | 1200180.6389
93 | 2608542.9975 | 1200188.6795 | 2608530.5097 | 1200181.5836
94 | 2608511.8976 | 1200185.6227 | 2608521.2564 | 1200180.6389
95 | 2608542.9975 | 1200188.6795 | 2608549.9498 | 1200177.0602
96 | 2608542.9975 | 1200188.6795 | 2608536.2638 | 1200200.0768
97 | 2608559.9073 | 1200160.4187 | 2608549.9498 | 1200177.0602
98 | 2608531.8076 | 1200207.6194 | 2608536.2638 | 1200200.0768
99 | 2608564.4113 | 1200152.8913 | 2608559.9073 | 1200160.4187
100 | 2608516.7347 | 1200231.7877 | 2608529.3538 | 1200211.7726 | 2608531.8076 | 1200207.6194
101 | 2608570.8718 | 1200142.0941 | 2608564.4113 | 1200152.8913
102 | 2608516.7347 | 1200231.7877 | 2608529.9034 | 1200240.3091
103 | 2608516.7347 | 1200231.7877 | 2608502.5293 | 1200224.2361
104 | 2608508.5851 | 1200020.8678 | 2608501.8148 | 1200030.0088
105 | 2608508.5851 | 1200020.8678 | 2608518.3646 | 1200007.664
106 | 2608501.8148 | 1200030.0088 | 2608491.6429 | 1200043.7425
107 | 2608550.22 | 1199975.4085 | 2608537.675 | 1199985.7073 | 2608520.9925 | 1200004.1158 | 2608518.3646 | 1200007.664
108 | 2608490.2628 | 1200045.6058 | 2608491.6429 | 1200043.7425
109 | 2608550.22 | 1199975.4085 | 2608572.1739 | 1199960.0425 | 2608583.1112 | 1199956.2005 | 2608583.5499 | 1199956.0462
110 | 2608550.22 | 1199975.4085 | 2608539.9146 | 1199968.5568 | 2608535.8682 | 1199965.8039
111 | 2608490.2628 | 1200045.6058 | 2608480.8583 | 1200058.5329 | 2608475.5533 | 1200065.9656
112 | 2608583.5499 | 1199956.0462 | 2608585.1412 | 1199955.4866
113 | 2608522.7326 | 1199956.867 | 2608535.8682 | 1199965.8039
114 | 2608475.5533 | 1200065.9656 | 2608470.7338 | 1200072.718
115 | 2608603.6482 | 1199948.9784 | 2608585.1412 | 1199955.4866
116 | 2608520.3309 | 1199955.233 | 2608522.7326 | 1199956.867
117 | 2608620.4468 | 1200060.3987 | 2608595.3932 | 1200087.5219
118 | 2608602.5897 | 1200096.3481 | 2608598.8439 | 1200091.3289 | 2608597.1951 | 1200089.1587 | 2608595.3932 | 1200087.5219
119 | 2608620.4468 | 1200060.3987 | 2608615.3117 | 1200052.6983
120 | 2608620.4468 | 1200060.3987 | 2608623.2499 | 1200059.191 | 2608625.8921 | 1200058.7278 | 2608628.4643 | 1200059.3096 | 2608631.2937 | 1200061.059 | 2608634.5058 | 1200063.5726
121 | 2608602.5897 | 1200096.3481 | 2608605.7747 | 1200099.5432 | 2608618.9766 | 1200109.8317
122 | 2608602.5897 | 1200096.3481 | 2608582.2798 | 1200122.8222 | 2608577.8084 | 1200130.3759
123 | 2608634.5058 | 1200063.5726 | 2608636.063 | 1200064.7911
124 | 2608624.9988 | 1200115.3065 | 2608621.4237 | 1200111.7388 | 2608618.9766 | 1200109.8317
125 | 2608570.8718 | 1200142.0941 | 2608577.8084 | 1200130.3759
126 | 2608588.4493 | 1200075.33 | 2608594.9025 | 1200073.9917 | 2608601.7186 | 1200070.3015
127 | 2608639.506 | 1200067.4854 | 2608636.063 | 1200064.7911
128 | 2608570.8718 | 1200142.0941 | 2608579.3251 | 1200147.484
129 | 2608608.2455 | 1200058.8565 | 2608610.5172 | 1200062.3967 | 2608610.406 | 1200065.5982 | 2608601.7186 | 1200070.3015
130 | 2608520.3309 | 1199955.233 | 2608506.5233 | 1199947.8416
131 | 2608213.9609 | 1199476.6635 | 2608214.0561 | 1199476.6173 | 2608231.8193 | 1199465.3735
132 | 2608213.9609 | 1199476.6635 | 2608197.1059 | 1199484.8392
133 | 2608520.3309 | 1199955.233 | 2608527.9457 | 1199942.9928 | 2608548.927 | 1199931.7165 | 2608558.4448 | 1199927.9687
134 | 2608161.0451 | 1199501.8152 | 2608159.6775 | 1199502.4462 | 2608151.3544 | 1199505.8385
135 | 2608197.1059 | 1199484.8392 | 2608182.8363 | 1199491.7607 | 2608161.0451 | 1199501.8152
136 | 2608151.3544 | 1199505.8385 | 2608148.5811 | 1199506.9688
137 | 2608135.0199 | 1199512.496 | 2608148.5811 | 1199506.9688
138 | 2608135.0199 | 1199512.496 | 2608113.5204 | 1199517.9699 | 2608110.4243 | 1199519.2232
139 | 2608231.8193 | 1199465.3735 | 2608231.884 | 1199465.3326
140 | 2608242.7928 | 1199458.2931 | 2608242.2192 | 1199458.7906 | 2608231.884 | 1199465.3326
141 | 2608558.4448 | 1199927.9687 | 2608581.525 | 1199918.8804
142 | 2608470.7338 | 1200072.718 | 2608464.5792 | 1200081.3411
143 | 2608460.7849 | 1200086.6573 | 2608464.5792 | 1200081.3411
144 | 2608460.7849 | 1200086.6573 | 2608455.8298 | 1200093.5998
145 | 2608443.7901 | 1200110.4684 | 2608455.8298 | 1200093.5998
146 | 2608443.7901 | 1200110.4684 | 2608422.2076 | 1200140.7071
147 | 2608479.4601 | 1200162.4032 | 2608478.5793 | 1200163.2526 | 2608470.813 | 1200172.4343
148 | 2608462.6303 | 1200182.1082 | 2608470.813 | 1200172.4343
149 | 2608585.5569 | 1200151.4574 | 2608579.3251 | 1200147.484
150 | 2608591.5968 | 1200155.3085 | 2608585.5569 | 1200151.4574
151 | 2608591.2001 | 1199915.9237 | 2608586.4254 | 1199916.9508 | 2608581.525 | 1199918.8804
152 | 2608591.2001 | 1199915.9237 | 2608602.68 | 1199913.4367
153 | 2608560.6105 | 1200057.8615 | 2608560.6245 | 1200057.8281
154 | 2608619.2541 | 1199945.8249 | 2608605.9379 | 1199948.1732 | 2608603.6482 | 1199948.9784
155 | 2608723.3733 | 1200014.4372 | 2608725.3225 | 1199999.1135
156 | 2608728.5931 | 1199979.8223 | 2608725.4762 | 1199997.9053 | 2608725.3225 | 1199999.1135
157 | 2608728.5931 | 1199979.8223 | 2608724.4687 | 1199978.6712 | 2608720.7925 | 1199978.199 | 2608717.3515 | 1199978.3052 | 2608714.8714 | 1199978.7542
158 | 2608728.5931 | 1199979.8223 | 2608729.7461 | 1199980.3162
159 | 2608702.9704 | 1199985.3121 | 2608709.7049 | 1199980.7288 | 2608713.6355 | 1199978.9779 | 2608714.8714 | 1199978.7542
160 | 2608729.7461 | 1199980.3162 | 2608731.3015 | 1199980.9824 | 2608752.4558 | 1199992.0703
161 | 2608702.9704 | 1199985.3121 | 2608684.9206 | 1199997.5965
162 | 2608772.2046 | 1200003.865 | 2608771.2433 | 1200003.0968 | 2608765.8208 | 1199999.4313 | 2608761.2268 | 1199996.6676 | 2608752.4558 | 1199992.0703
163 | 2608667.6342 | 1200009.3612 | 2608684.9206 | 1199997.5965
164 | 2608780.4286 | 1200010.4363 | 2608772.2046 | 1200003.865
165 | 2608793.3194 | 1200049.2119 | 2608790.8682 | 1200053.4564
166 | 2608795.871 | 1200044.7965 | 2608795.8548 | 1200044.8218 | 2608793.3194 | 1200049.2119
167 | 2608785.3152 | 1200063.0717 | 2608790.8682 | 1200053.4564
168 | 2608795.871 | 1200044.7965 | 2608801.1957 | 1200036.5251 | 2608802.1293 | 1200035.2669
169 | 2608785.3152 | 1200063.0717 | 2608781.3981 | 1200069.866
170 | 2608804.5823 | 1200031.9609 | 2608802.1293 | 1200035.2669
171 | 2608770.6066 | 1200088.5839 | 2608781.3981 | 1200069.866
172 | 2608804.5823 | 1200031.9609 | 2608792.9946 | 1200021.6345
173 | 2608804.5823 | 1200031.9609 | 2608818.3968 | 1200018.1795
174 | 2608792.9946 | 1200021.6345 | 2608792.9747 | 1200021.6168
175 | 2608822.4675 | 1200014.1186 | 2608818.3968 | 1200018.1795
176 | 2608650.0138 | 1200002.1654 | 2608652.247 | 1200005.5704 | 2608653.7222 | 1200006.7287 | 2608655.5099 | 1200007.5762 | 2608658.9496 | 1200008.4149 | 2608667.6342 | 1200009.3612
177 | 2608668.9601 | 1200019.0684 | 2608667.8153 | 1200015.8094 | 2608667.4613 | 1200013.1853 | 2608667.6342 | 1200009.3612
178 | 2608668.9601 | 1200019.0684 | 2608674.5532 | 1200020.5772 | 2608679.0633 | 1200028.7437
179 | 2608679.0633 | 1200028.7437 | 2608683.9788 | 1200029.7094
180 | 2608563.9044 | 1200050.0115 | 2608560.6245 | 1200057.8281
181 | 2608689.5443 | 1200030.8029 | 2608683.9788 | 1200029.7094
182 | 2608826.7084 | 1200009.8879 | 2608822.4675 | 1200014.1186
183 | 2608826.7084 | 1200009.8879 | 2608832.5233 | 1200004.0869 | 2608845.2906 | 1199987.9414 | 2608852.9172 | 1199975.4095
184 | 2608854.2048 | 1199973.2938 | 2608852.9172 | 1199975.4095
185 | 2608780.4286 | 1200010.4363 | 2608792.9747 | 1200021.6168
186 | 2608854.2048 | 1199973.2938 | 2608858.619 | 1199966.0406
187 | 2608752.861 | 1200029.2856 | 2608747.0737 | 1200028.2974
188 | 2608589.5381 | 1200049.4342 | 2608596.5343 | 1200050.7705 | 2608601.3492 | 1200048.1092 | 2608608.2455 | 1200058.8565
189 | 2608589.5381 | 1200049.4342 | 2608583.3082 | 1200048.2443
190 | 2608569.4205 | 1200033.2669 | 2608577.4168 | 1200047.119 | 2608583.3082 | 1200048.2443
191 | 2608695.9356 | 1200032.0587 | 2608694.5126 | 1200031.7791
192 | 2608689.5443 | 1200030.8029 | 2608694.5126 | 1200031.7791
193 | 2608859.2588 | 1199964.9892 | 2608858.619 | 1199966.0406
194 | 2608859.2588 | 1199964.9892 | 2608864.1942 | 1199956.8795
195 | 2608872.9133 | 1199942.5525 | 2608864.1942 | 1199956.8795
196 | 2608878.5557 | 1199933.2812 | 2608872.9133 | 1199942.5525
197 | 2608602.68 | 1199913.4367 | 2608610.7251 | 1199911.6938 | 2608622.0338 | 1199910.6163
198 | 2608619.2541 | 1199945.8249 | 2608634.5073 | 1199943.1349
199 | 2608652.3426 | 1199939.9545 | 2608645.4577 | 1199941.2038 | 2608634.5073 | 1199943.1349
200 | 2608759.2013 | 1199896.3785 | 2608766.3042 | 1199892.1457
201 | 2608766.3042 | 1199892.1457 | 2608770.5259 | 1199889.6298
202 | 2608778.7635 | 1199884.7208 | 2608770.5259 | 1199889.6298
203 | 2608784.5021 | 1199880.7147 | 2608780.1946 | 1199883.868 | 2608778.7635 | 1199884.7208
204 | 2608860.6567 | 1199876.7376 | 2608862.9876 | 1199879.1312
205 | 2608865.8536 | 1199882.0743 | 2608862.9876 | 1199879.1312
206 | 2608868.6794 | 1199884.976 | 2608865.8536 | 1199882.0743
207 | 2608878.5557 | 1199933.2812 | 2608879.2581 | 1199932.127
208 | 2608879.2581 | 1199932.127 | 2608879.7988 | 1199931.2385
209 | 2608868.6794 | 1199884.976 | 2608873.9196 | 1199890.3573
210 | 2608889.1361 | 1199912.8323 | 2608887.1903 | 1199905.581 | 2608884.1826 | 1199900.8963 | 2608873.9196 | 1199890.3573
211 | 2608889.1361 | 1199912.8323 | 2608887.6663 | 1199918.3108 | 2608879.7988 | 1199931.2385

## bus_geodata
| x | y | coords
0 | 2608710.4469 | 1200157.7818
1 | 2608727.0185 | 1200161.0583
2 | 2608699.2759 | 1200143.7235
3 | 2608733.2928 | 1200161.4617
4 | 2608687.5998 | 1200144.489
5 | 2608702.1444 | 1200130.3596
6 | 2608738.7506 | 1200161.8126
7 | 2608687.1634 | 1200144.5176
8 | 2608704.6408 | 1200118.729
9 | 2608736.234 | 1200179.0662
10 | 2608687.064 | 1200144.671
11 | 2608715.9715 | 1200119.9961
12 | 2608696.1722 | 1200116.4953
13 | 2608667.3589 | 1200213.4862
14 | 2608675.1778 | 1200221.2097
15 | 2608667.2035 | 1200176.3059
16 | 2608677.7763 | 1200223.7766
17 | 2608674.8572 | 1200163.4989
18 | 2608655.829 | 1200162.6647
19 | 2608683.9628 | 1200149.4542
20 | 2608665.1277 | 1200154.4015
21 | 2608647.3424 | 1200155.4217
22 | 2608713.0419 | 1200198.0045
23 | 2608737.8047 | 1200220.843
24 | 2608650.0056 | 1200140.2618
25 | 2608745.2245 | 1200196.1294
26 | 2608735.4263 | 1200184.6038
27 | 2608675.9071 | 1200111.1501
28 | 2608690.6085 | 1200084.6658
29 | 2608675.3517 | 1200111.7743
30 | 2608739.7975 | 1200127.5846
31 | 2608691.7677 | 1200076.8323
32 | 2608753.363 | 1200143.2016
33 | 2608695.9756 | 1200067.5556
34 | 2608659.7527 | 1200129.3067
35 | 2608727.0665 | 1200076.0201
36 | 2608729.2052 | 1200062.8842
37 | 2608730.6628 | 1200053.9318
38 | 2608736.1077 | 1200026.4249
39 | 2608758.5657 | 1200109.4688
40 | 2608757.5461 | 1200111.6822
41 | 2608770.1799 | 1200089.3239
42 | 2608722.0264 | 1200025.026
43 | 2608741.449 | 1200027.337
44 | 2608771.4529 | 1200060.7534
45 | 2608774.5703 | 1200061.2748
46 | 2608757.2546 | 1200112.3151
47 | 2608770.3389 | 1200089.0481
48 | 2608752.9357 | 1200134.1424
49 | 2608685.3945 | 1200045.2871
50 | 2608685.6907 | 1200041.4601
51 | 2608695.5056 | 1200034.615
52 | 2608823.8147 | 1199827.457
53 | 2608829.9469 | 1199845.5535
54 | 2608838.5465 | 1199811.2032
55 | 2608801.7773 | 1199868.0686
56 | 2608848.1849 | 1199862.6672
57 | 2608794.3229 | 1199873.5255
58 | 2608856.147 | 1199871.6499
59 | 2608790.7795 | 1199876.1194
60 | 2608856.6704 | 1199872.2403
61 | 2608549.1167 | 1200091.5143
62 | 2608552.9195 | 1200086.5308
63 | 2608515.8334 | 1200127.3263
64 | 2608562.8264 | 1200071.8449
65 | 2608513.6282 | 1200129.4528
66 | 2608555.4752 | 1200070.1002
67 | 2608579.4344 | 1200078.9835
68 | 2608499.5802 | 1200143.0002
69 | 2608559.9654 | 1200059.3989
70 | 2608536.5136 | 1200063.8699
71 | 2608582.8481 | 1200076.4915
72 | 2608586.7071 | 1200082.8746
73 | 2608484.7825 | 1200157.2705
74 | 2608420.3256 | 1200037.4257
75 | 2608432.4854 | 1200020.2921
76 | 2608407.458 | 1200055.7386
77 | 2608445.7778 | 1200001.8792
78 | 2608394.8209 | 1200073.7236
79 | 2608460.1078 | 1199982.0291
80 | 2608490.8465 | 1199939.4496
81 | 2608530.5097 | 1200181.5836
82 | 2608521.2564 | 1200180.6389
83 | 2608542.9975 | 1200188.6795
84 | 2608511.8976 | 1200185.6227
85 | 2608549.9498 | 1200177.0602
86 | 2608536.2638 | 1200200.0768
87 | 2608559.9073 | 1200160.4187
88 | 2608531.8076 | 1200207.6194
89 | 2608564.4113 | 1200152.8913
90 | 2608516.7347 | 1200231.7877
91 | 2608508.5851 | 1200020.8678
92 | 2608501.8148 | 1200030.0088
93 | 2608518.3646 | 1200007.664
94 | 2608491.6429 | 1200043.7425
95 | 2608550.22 | 1199975.4085
96 | 2608490.2628 | 1200045.6058
97 | 2608583.5499 | 1199956.0462
98 | 2608535.8682 | 1199965.8039
99 | 2608475.5533 | 1200065.9656
100 | 2608585.1412 | 1199955.4866
101 | 2608522.7326 | 1199956.867
102 | 2608595.3932 | 1200087.5219
103 | 2608620.4468 | 1200060.3987
104 | 2608602.5897 | 1200096.3481
105 | 2608615.3117 | 1200052.6983
106 | 2608634.5058 | 1200063.5726
107 | 2608618.9766 | 1200109.8317
108 | 2608577.8084 | 1200130.3759
109 | 2608588.4493 | 1200075.33
110 | 2608636.063 | 1200064.7911
111 | 2608624.9988 | 1200115.3065
112 | 2608570.8718 | 1200142.0941
113 | 2608601.7186 | 1200070.3015
114 | 2608506.5233 | 1199947.8416
115 | 2608213.9609 | 1199476.6635
116 | 2608520.3309 | 1199955.233
117 | 2608161.0451 | 1199501.8152
118 | 2608151.3544 | 1199505.8385
119 | 2608197.1059 | 1199484.8392
120 | 2608148.5811 | 1199506.9688
121 | 2608135.0199 | 1199512.496
122 | 2608231.8193 | 1199465.3735
123 | 2608110.4243 | 1199519.2232
124 | 2608242.7927 | 1199458.2931
125 | 2608231.884 | 1199465.3326
126 | 2608558.4448 | 1199927.9687
127 | 2608502.5293 | 1200224.2361
128 | 2608529.9034 | 1200240.3091
129 | 2608470.7338 | 1200072.718
130 | 2608464.5793 | 1200081.3411
131 | 2608460.7849 | 1200086.6573
132 | 2608455.8298 | 1200093.5998
133 | 2608443.7901 | 1200110.4684
134 | 2608517.9798 | 1200097.7698
135 | 2608479.4601 | 1200162.4032
136 | 2608470.813 | 1200172.4343
137 | 2608585.5569 | 1200151.4574
138 | 2608579.3251 | 1200147.484
139 | 2608591.5968 | 1200155.3085
140 | 2608422.2076 | 1200140.7071
141 | 2608462.6303 | 1200182.1082
142 | 2608581.525 | 1199918.8804
143 | 2608591.2001 | 1199915.9237
144 | 2608560.6105 | 1200057.8615
145 | 2608603.6482 | 1199948.9784
146 | 2608725.3225 | 1199999.1135
147 | 2608723.3733 | 1200014.4372
148 | 2608728.5931 | 1199979.8223
149 | 2608714.8714 | 1199978.7542
150 | 2608729.7461 | 1199980.3162
151 | 2608721.8883 | 1200026.7053
152 | 2608702.9704 | 1199985.3121
153 | 2608752.4558 | 1199992.0703
154 | 2608684.9206 | 1199997.5965
155 | 2608772.2046 | 1200003.865
156 | 2608793.3194 | 1200049.2119
157 | 2608790.8682 | 1200053.4564
158 | 2608795.871 | 1200044.7965
159 | 2608785.3152 | 1200063.0718
160 | 2608802.1293 | 1200035.2669
161 | 2608781.3981 | 1200069.866
162 | 2608804.5823 | 1200031.9609
163 | 2608770.6066 | 1200088.5839
164 | 2608792.9946 | 1200021.6345
165 | 2608818.3968 | 1200018.1795
166 | 2608667.6342 | 1200009.3612
167 | 2608650.0138 | 1200002.1654
168 | 2608668.9601 | 1200019.0683
169 | 2608679.0633 | 1200028.7437
170 | 2608563.9044 | 1200050.0115
171 | 2608560.6245 | 1200057.8281
172 | 2608683.9788 | 1200029.7094
173 | 2608822.4675 | 1200014.1186
174 | 2608826.7084 | 1200009.8879
175 | 2608852.9172 | 1199975.4095
176 | 2608792.9747 | 1200021.6168
177 | 2608854.2048 | 1199973.2938
178 | 2608780.4286 | 1200010.4363
179 | 2608747.0737 | 1200028.2974
180 | 2608752.861 | 1200029.2856
181 | 2608608.2455 | 1200058.8565
182 | 2608589.5381 | 1200049.4342
183 | 2608583.3082 | 1200048.2443
184 | 2608569.4205 | 1200033.2669
185 | 2608695.9356 | 1200032.0587
186 | 2608694.5126 | 1200031.7791
187 | 2608689.5443 | 1200030.8029
188 | 2608705.8945 | 1200036.2759
189 | 2608639.506 | 1200067.4854
190 | 2608858.619 | 1199966.0406
191 | 2608859.2588 | 1199964.9892
192 | 2608864.1942 | 1199956.8795
193 | 2608872.9133 | 1199942.5525
194 | 2608602.68 | 1199913.4367
195 | 2608622.0338 | 1199910.6163
196 | 2608619.2541 | 1199945.8249
197 | 2608634.5073 | 1199943.1349
198 | 2608652.3426 | 1199939.9545
199 | 2608759.2013 | 1199896.3785
200 | 2608766.3042 | 1199892.1457
201 | 2608770.5259 | 1199889.6298
202 | 2608778.7635 | 1199884.7208
203 | 2608860.6567 | 1199876.7376
204 | 2608862.9876 | 1199879.1312
205 | 2608865.8536 | 1199882.0743
206 | 2608784.5021 | 1199880.7147
207 | 2608878.5557 | 1199933.2812
208 | 2608879.2581 | 1199932.127
209 | 2608868.6794 | 1199884.976
210 | 2608873.9196 | 1199890.3573
211 | 2608889.1361 | 1199912.8323
212 | 2608879.7988 | 1199931.2385
213 | 2608615.3117 | 1200052.6983

## line_std_types
| c_nf_per_km | r_ohm_per_km | x_ohm_per_km | max_i_ka | type | q_mm2 | alpha | voltage_rating
NAYY 4x50 SE | 210 | 0.642 | 0.083 | 0.142 | cs | 50 | 0.00403 | LV
NAYY 4x120 SE | 264 | 0.225 | 0.08 | 0.242 | cs | 120 | 0.00403 | LV
NAYY 4x150 SE | 261 | 0.208 | 0.08 | 0.27 | cs | 150 | 0.00403 | LV
NA2XS2Y 1x95 RM/25 12/20 kV | 216 | 0.313 | 0.132 | 0.252 | cs | 95 | 0.00403 | MV
NA2XS2Y 1x185 RM/25 12/20 kV | 273 | 0.161 | 0.117 | 0.362 | cs | 185 | 0.00403 | MV
NA2XS2Y 1x240 RM/25 12/20 kV | 304 | 0.122 | 0.112 | 0.421 | cs | 240 | 0.00403 | MV
NA2XS2Y 1x95 RM/25 6/10 kV | 315 | 0.313 | 0.123 | 0.249 | cs | 95 | 0.00403 | MV
NA2XS2Y 1x185 RM/25 6/10 kV | 406 | 0.161 | 0.11 | 0.358 | cs | 185 | 0.00403 | MV
NA2XS2Y 1x240 RM/25 6/10 kV | 456 | 0.122 | 0.105 | 0.416 | cs | 240 | 0.00403 | MV
NA2XS2Y 1x150 RM/25 12/20 kV | 250 | 0.206 | 0.116 | 0.319 | cs | 150 | 0.00403 | MV
NA2XS2Y 1x120 RM/25 12/20 kV | 230 | 0.253 | 0.119 | 0.283 | cs | 120 | 0.00403 | MV
NA2XS2Y 1x70 RM/25 12/20 kV | 190 | 0.443 | 0.132 | 0.22 | cs | 70 | 0.00403 | MV
NA2XS2Y 1x150 RM/25 6/10 kV | 360 | 0.206 | 0.11 | 0.315 | cs | 150 | 0.00403 | MV
NA2XS2Y 1x120 RM/25 6/10 kV | 340 | 0.253 | 0.113 | 0.28 | cs | 120 | 0.00403 | MV
NA2XS2Y 1x70 RM/25 6/10 kV | 280 | 0.443 | 0.123 | 0.217 | cs | 70 | 0.00403 | MV
N2XS(FL)2Y 1x120 RM/35 64/110 kV | 112 | 0.153 | 0.166 | 0.366 | cs | 120 | 0.00393 | HV
N2XS(FL)2Y 1x185 RM/35 64/110 kV | 125 | 0.099 | 0.156 | 0.457 | cs | 185 | 0.00393 | HV
N2XS(FL)2Y 1x240 RM/35 64/110 kV | 135 | 0.075 | 0.149 | 0.526 | cs | 240 | 0.00393 | HV
N2XS(FL)2Y 1x300 RM/35 64/110 kV | 144 | 0.06 | 0.144 | 0.588 | cs | 300 | 0.00393 | HV
15-AL1/3-ST1A 0.4 | 11 | 1.8769 | 0.35 | 0.105 | ol | 16 | 0.00403 | LV
24-AL1/4-ST1A 0.4 | 11.25 | 1.2012 | 0.335 | 0.14 | ol | 24 | 0.00403 | LV
48-AL1/8-ST1A 0.4 | 12.2 | 0.5939 | 0.3 | 0.21 | ol | 48 | 0.00403 | LV
94-AL1/15-ST1A 0.4 | 13.2 | 0.306 | 0.29 | 0.35 | ol | 94 | 0.00403 | LV
34-AL1/6-ST1A 10.0 | 9.7 | 0.8342 | 0.36 | 0.17 | ol | 34 | 0.00403 | MV
48-AL1/8-ST1A 10.0 | 10.1 | 0.5939 | 0.35 | 0.21 | ol | 48 | 0.00403 | MV
70-AL1/11-ST1A 10.0 | 10.4 | 0.4132 | 0.339 | 0.29 | ol | 70 | 0.00403 | MV
94-AL1/15-ST1A 10.0 | 10.75 | 0.306 | 0.33 | 0.35 | ol | 94 | 0.00403 | MV
122-AL1/20-ST1A 10.0 | 11.1 | 0.2376 | 0.323 | 0.41 | ol | 122 | 0.00403 | MV
149-AL1/24-ST1A 10.0 | 11.25 | 0.194 | 0.315 | 0.47 | ol | 149 | 0.00403 | MV
34-AL1/6-ST1A 20.0 | 9.15 | 0.8342 | 0.382 | 0.17 | ol | 34 | 0.00403 | MV
48-AL1/8-ST1A 20.0 | 9.5 | 0.5939 | 0.372 | 0.21 | ol | 48 | 0.00403 | MV
70-AL1/11-ST1A 20.0 | 9.7 | 0.4132 | 0.36 | 0.29 | ol | 70 | 0.00403 | MV
94-AL1/15-ST1A 20.0 | 10 | 0.306 | 0.35 | 0.35 | ol | 94 | 0.00403 | MV
122-AL1/20-ST1A 20.0 | 10.3 | 0.2376 | 0.344 | 0.41 | ol | 122 | 0.00403 | MV
149-AL1/24-ST1A 20.0 | 10.5 | 0.194 | 0.337 | 0.47 | ol | 149 | 0.00403 | MV
184-AL1/30-ST1A 20.0 | 10.75 | 0.1571 | 0.33 | 0.535 | ol | 184 | 0.00403 | MV
243-AL1/39-ST1A 20.0 | 11 | 0.1188 | 0.32 | 0.645 | ol | 243 | 0.00403 | MV
48-AL1/8-ST1A 110.0 | 8 | 0.5939 | 0.46 | 0.21 | ol | 48 | 0.00403 | HV
70-AL1/11-ST1A 110.0 | 8.4 | 0.4132 | 0.45 | 0.29 | ol | 70 | 0.00403 | HV
94-AL1/15-ST1A 110.0 | 8.65 | 0.306 | 0.44 | 0.35 | ol | 94 | 0.00403 | HV
122-AL1/20-ST1A 110.0 | 8.5 | 0.2376 | 0.43 | 0.41 | ol | 122 | 0.00403 | HV
149-AL1/24-ST1A 110.0 | 8.75 | 0.194 | 0.41 | 0.47 | ol | 149 | 0.00403 | HV
184-AL1/30-ST1A 110.0 | 8.8 | 0.1571 | 0.4 | 0.535 | ol | 184 | 0.00403 | HV
243-AL1/39-ST1A 110.0 | 9 | 0.1188 | 0.39 | 0.645 | ol | 243 | 0.00403 | HV
305-AL1/39-ST1A 110.0 | 9.2 | 0.0949 | 0.38 | 0.74 | ol | 305 | 0.00403 | HV
490-AL1/64-ST1A 110.0 | 9.75 | 0.059 | 0.37 | 0.96 | ol | 490 | 0.00403 | HV
679-AL1/86-ST1A 110.0 | 9.95 | 0.042 | 0.36 | 1.15 | ol | 679 | 0.00403 | HV
490-AL1/64-ST1A 220.0 | 10 | 0.059 | 0.285 | 0.96 | ol | 490 | 0.00403 | HV
679-AL1/86-ST1A 220.0 | 11.7 | 0.042 | 0.275 | 1.15 | ol | 679 | 0.00403 | HV
490-AL1/64-ST1A 380.0 | 11 | 0.059 | 0.253 | 0.96 | ol | 490 | 0.00403 | HV
679-AL1/86-ST1A 380.0 | 14.6 | 0.042 | 0.25 | 1.15 | ol | 679 | 0.00403 | HV

## trafo_std_types
| i0_percent | pfe_kw | vkr_percent | sn_mva | vn_lv_kv | vn_hv_kv | vk_percent | shift_degree | vector_group | tap_side | tap_neutral | tap_min | tap_max | tap_step_degree | tap_step_percent | tap_phase_shifter
160 MVA 380/110 kV | 0.06 | 60 | 0.25 | 160 | 110 | 380 | 12.2 | 0 | Yy0 | hv | 0 | -9 | 9 | 0 | 1.5 | FALSE
100 MVA 220/110 kV | 0.06 | 55 | 0.26 | 100 | 110 | 220 | 12 | 0 | Yy0 | hv | 0 | -9 | 9 | 0 | 1.5 | FALSE
63 MVA 110/20 kV | 0.04 | 22 | 0.32 | 63 | 20 | 110 | 18 | 150 | YNd5 | hv | 0 | -9 | 9 | 0 | 1.5 | FALSE
40 MVA 110/20 kV | 0.05 | 18 | 0.34 | 40 | 20 | 110 | 16.2 | 150 | YNd5 | hv | 0 | -9 | 9 | 0 | 1.5 | FALSE
25 MVA 110/20 kV | 0.07 | 14 | 0.41 | 25 | 20 | 110 | 12 | 150 | YNd5 | hv | 0 | -9 | 9 | 0 | 1.5 | FALSE
63 MVA 110/10 kV | 0.04 | 22 | 0.32 | 63 | 10 | 110 | 18 | 150 | YNd5 | hv | 0 | -9 | 9 | 0 | 1.5 | FALSE
40 MVA 110/10 kV | 0.05 | 18 | 0.34 | 40 | 10 | 110 | 16.2 | 150 | YNd5 | hv | 0 | -9 | 9 | 0 | 1.5 | FALSE
25 MVA 110/10 kV | 0.07 | 14 | 0.41 | 25 | 10 | 110 | 12 | 150 | YNd5 | hv | 0 | -9 | 9 | 0 | 1.5 | FALSE
0.25 MVA 20/0.4 kV | 0.32 | 0.8 | 1.44 | 0.25 | 0.4 | 20 | 6 | 150 | Yzn5 | hv | 0 | -2 | 2 | 0 | 2.5 | FALSE
0.4 MVA 20/0.4 kV | 0.3375 | 1.35 | 1.425 | 0.4 | 0.4 | 20 | 6 | 150 | Dyn5 | hv | 0 | -2 | 2 | 0 | 2.5 | FALSE
0.63 MVA 20/0.4 kV | 0.2619 | 1.65 | 1.206 | 0.63 | 0.4 | 20 | 6 | 150 | Dyn5 | hv | 0 | -2 | 2 | 0 | 2.5 | FALSE
0.25 MVA 10/0.4 kV | 0.24 | 0.6 | 1.2 | 0.25 | 0.4 | 10 | 4 | 150 | Dyn5 | hv | 0 | -2 | 2 | 0 | 2.5 | FALSE
0.4 MVA 10/0.4 kV | 0.2375 | 0.95 | 1.325 | 0.4 | 0.4 | 10 | 4 | 150 | Dyn5 | hv | 0 | -2 | 2 | 0 | 2.5 | FALSE
0.63 MVA 10/0.4 kV | 0.1873 | 1.18 | 1.0794 | 0.63 | 0.4 | 10 | 4 | 150 | Dyn5 | hv | 0 | -2 | 2 | 0 | 2.5 | FALSE

## trafo3w_std_types
| sn_hv_mva | sn_mv_mva | sn_lv_mva | vn_hv_kv | vn_mv_kv | vn_lv_kv | vk_hv_percent | vk_mv_percent | vk_lv_percent | vkr_hv_percent | vkr_mv_percent | vkr_lv_percent | pfe_kw | i0_percent | shift_mv_degree | shift_lv_degree | vector_group | tap_side | tap_neutral | tap_min | tap_max | tap_step_percent
63/25/38 MVA 110/20/10 kV | 63 | 25 | 38 | 110 | 20 | 10 | 10.4 | 10.4 | 10.4 | 0.28 | 0.32 | 0.35 | 35 | 0.89 | 0 | 0 | YN0yn0yn0 | hv | 0 | -10 | 10 | 1.2
63/25/38 MVA 110/10/10 kV | 63 | 25 | 38 | 110 | 10 | 10 | 10.4 | 10.4 | 10.4 | 0.28 | 0.32 | 0.35 | 35 | 0.89 | 0 | 0 | YN0yn0yn0 | hv | 0 | -10 | 10 | 1.2

## fuse_std_types
| fuse_type | i_rated_a | t_avg | t_min | t_total | x_avg | x_min | x_total
HV 100A | HV 100A | 100 | 0 | [10.0, 3.64, 0.854, 0.281, 0.1, 0.0531, 0.022, 0.01] | [10.0, 4.267, 1.21, 0.403, 0.1, 0.058, 0.022, 0.01] | 0 | [300.0, 350.0, 450.0, 550.0, 700.0, 850.0, 1200.0, 1752.0] | [600.0, 700.0, 900.0, 1150.0, 1665.0, 2000.0, 3000.0, 4313.0]
HV 10A | HV 10A | 10 | 0 | [10.0, 1675.0, 0.344, 0.156, 0.1, 0.0417, 0.0171, 0.01] | [10.0, 1.3, 0.3, 0.155, 0.1, 0.0555, 0.023, 0.01] | 0 | [30.0, 32.0, 35.0, 37.0, 39.0, 50.0, 70.0, 88.0] | [60.0, 70.0, 80.0, 87.0, 94.0, 110.0, 150.0, 216.0]
HV 125A | HV 125A | 125 | 0 | [10.0, 1.82, 0.344, 0.1, 0.0467, 0.0269, 0.01] | [10.0, 2.478, 0.426, 0.1, 0.0427, 0.0211, 0.01] | 0 | [375.0, 500.0, 700.0, 925.0, 1200.0, 1500.0, 2341.0] | [750.0, 1000.0, 1500.0, 2200.0, 3000.0, 4000.0, 5765.0]
HV 160A | HV 160A | 160 | 0 | [10.0, 4.15, 1.03, 0.198, 0.1, 0.051, 0.0172, 0.01] | [10.0, 2.3, 0.734, 0.274, 0.1, 0.046, 0.0177, 0.01] | 0 | [480.0, 550.0, 700.0, 1000.0, 1260.0, 1600.0, 2500.0, 3227.0] | [960.0, 1300.0, 1700.0, 2200.0, 2996.0, 4000.0, 6000.0, 7946.0]
HV 16A | HV 16A | 16 | 0 | [10.0, 0.352, 0.164, 0.1, 0.0649, 0.0342, 0.01] | [10.0, 2.34, 0.722, 0.181, 0.1, 0.055, 0.0296, 0.01] | 0 | [48.0, 60.0, 65.0, 71.0, 80.0, 100.0, 162.0] | [96.0, 110.0, 125.0, 150.0, 168.0, 200.0, 250.0, 398.0]
HV 200A | HV 200A | 200 | 0 | [10.0, 4.267, 1.21, 0.403, 0.1, 0.058, 0.022, 0.01] | [10.0, 3.73, 1.654, 0.328, 0.1, 0.0531, 0.019, 0.01] | 0 | [600.0, 700.0, 900.0, 1150.0, 1665.0, 2000.0, 3000.0, 4313.0] | [1200.0, 1500.0, 1800.0, 2700.0, 3960.0, 5000.0, 7500.0, 10620.0]
HV 20A | HV 20A | 20 | 0 | [10.0, 1.3, 0.3, 0.155, 0.1, 0.0555, 0.023, 0.01] | [10.0, 1.3, 0.161, 0.1, 0.0611, 0.0399, 0.0141, 0.01] | 0 | [60.0, 70.0, 80.0, 87.0, 94.0, 110.0, 150.0, 216.0] | [120.0, 150.0, 200.0, 223.0, 260.0, 300.0, 450.0, 532.0]
HV 25A | HV 25A | 25 | 0 | [10.0, 2.512, 0.833, 0.299, 0.1, 0.0372, 0.0223, 0.01] | [10.0, 3.125, 0.597, 0.198, 0.1, 0.0378, 0.022, 0.01] | 0 | [75.0, 82.0, 90.0, 100.0, 124.0, 170.0, 200.0, 289.0] | [150.0, 170.0, 210.0, 250.0, 294.0, 400.0, 500.0, 711.0]
HV 31.5A | HV 31.5A | 31.5 | 0 | [10.0, 2.34, 0.722, 0.181, 0.1, 0.055, 0.0296, 0.01] | [10.0, 2.84, 0.368, 0.164, 0.1, 0.0621, 0.0378, 0.0195, 0.01] | 0 | [95.0, 110.0, 125.0, 150.0, 165.0, 200.0, 250.0, 390.0] | [189.0, 220.0, 300.0, 350.0, 393.0, 450.0, 530.0, 700.0, 960.0]
HV 40A | HV 40A | 40 | 0 | [10.0, 1.3, 0.161, 0.1, 0.0611, 0.0399, 0.0141, 0.01] | [10.0, 2.05, 0.369, 0.198, 0.1, 0.051, 0.0298, 0.01] | 0 | [120.0, 150.0, 200.0, 223.0, 260.0, 300.0, 450.0, 532.0] | [240.0, 300.0, 400.0, 450.0, 530.0, 650.0, 800.0, 1311.0]
HV 50A | HV 50A | 50 | 0 | [10.0, 3.215, 0.597, 0.198, 0.1, 0.0378, 0.022, 0.01] | [10.0, 3.64, 0.854, 0.281, 0.1, 0.0531, 0.022, 0.01] | 0 | [150.0, 170.0, 210.0, 250.0, 294.0, 400.0, 500.0, 711.0] | [300.0, 350.0, 450.0, 550.0, 700.0, 850.0, 1200.0, 1752.0]
HV 6.3A | HV 6.3A | 6.3 | 0 | [10.0, 1.39, 0.344, 0.168, 0.1, 0.056, 0.0263, 0.01] | [10.0, 1.711, 0.516, 0.198, 0.1, 0.0634, 0.0303, 0.01] | 0 | [19.0, 19.5, 20.4, 20.8, 22.0, 25.0, 32.0, 48.0] | [38.0, 40.0, 43.0, 48.0, 53.0, 60.0, 75.0, 118.0]
HV 63A | HV 63A | 63 | 0 | [10.0, 2.84, 0.368, 0.164, 0.1, 0.0621, 0.0378, 0.0195, 0.01] | [10.0, 1.82, 0.344, 0.1, 0.0467, 0.0269, 0.01] | 0 | [189.0, 220.0, 300.0, 350.0, 393.0, 450.0, 530.0, 700.0, 961.0] | [378.0, 500.0, 700.0, 934.0, 1200.0, 1500.0, 2366.0]
HV 80A | HV 80A | 80 | 0 | [10.0, 2.05, 0.369, 0.198, 0.1, 0.051, 0.0298, 0.01] | [10.0, 4.15, 1.03, 0.198, 0.1, 0.051, 0.0172, 0.01] | 0 | [240.0, 300.0, 400.0, 450.0, 530.0, 650.0, 800.0, 1311.0] | [480.0, 550.0, 700.0, 1000.0, 1260.0, 1600.0, 2500.0, 3227.0]
Siemens NH-1-100 | Siemens NH-1-100 | 100 | [5400.0, 2000.0, 400.0, 20.0, 1.0, 0.2, 0.012, 0.004] | 0 | 0 | [150.0, 190.0, 250.0, 430.0, 900.0, 1250.0, 2700.0, 3600.0] | 0 | 0
Siemens NH-1-125 | Siemens NH-1-125 | 125 | [4800.0, 120.0, 7.0, 0.1, 0.004] | 0 | 0 | [180.0, 400.0, 740.0, 2000.0, 4250.0] | 0 | 0
Siemens NH-1-16 | Siemens NH-1-16 | 16 | [4000.0, 400.0, 2.0, 0.1, 0.04, 0.01] | 0 | 0 | [26.0, 35.0, 75.0, 150.0, 200.0, 300.0] | 0 | 0
Siemens NH-1-160 | Siemens NH-1-160 | 160 | [4800.0, 120.0, 7.0, 0.1, 0.004] | 0 | 0 | [210.0, 500.0, 900.0, 2300.0, 5000.0] | 0 | 0
Siemens NH-1-25 | Siemens NH-1-25 | 25 | [4000.0, 1000.0, 10.0, 0.2, 0.02, 0.01] | 0 | 0 | [40.0, 50.0, 100.0, 210.0, 400.0, 500.0] | 0 | 0
Siemens NH-1-50 | Siemens NH-1-50 | 50 | [4000.0, 40.0, 4.0, 1.0, 0.02, 0.01] | 0 | 0 | [86.0, 200.0, 300.0, 400.0, 1000.0, 1280.0] | 0 | 0
Siemens NH-1-63 | Siemens NH-1-63 | 63 | [4000.0, 100.0, 10.0, 2.0, 0.04, 0.01] | 0 | 0 | [100.0, 200.0, 300.0, 400.0, 1000.0, 1500.0] | 0 | 0
Siemens NH-1-80 | Siemens NH-1-80 | 80 | [4800.0, 120.0, 7.0, 0.1, 0.01] | 0 | 0 | [150.58, 250.0, 450.0, 1150.0, 2470.0] | 0 | 0
Siemens NH-2-1000 | Siemens NH-2-1000 | 1000 | [4800.0, 120.0, 7.0, 0.1, 0.004] | 0 | 0 | [1900.0, 3500.0, 8400.0, 24000.0, 52000.0] | 0 | 0
Siemens NH-2-200 | Siemens NH-2-200 | 200 | [4800.0, 120.0, 7.0, 0.1, 0.004] | 0 | 0 | [280.0, 650.0, 1200.0, 3000.0, 7000.0] | 0 | 0
Siemens NH-2-224 | Siemens NH-2-224 | 224 | [4800.0, 120.0, 7.0, 0.2, 0.04, 0.004] | 0 | 0 | [400.0, 750.0, 1453.0, 3025.0, 4315.0, 7600.0] | 0 | 0
Siemens NH-2-250 | Siemens NH-2-250 | 250 | [4800.0, 120.0, 7.0, 0.1, 0.004] | 0 | 0 | [450.0, 800.0, 1650.0, 4000.0, 8500.0] | 0 | 0
Siemens NH-2-315 | Siemens NH-2-315 | 315 | [4800.0, 120.0, 7.0, 0.1, 0.004] | 0 | 0 | [550.0, 920.0, 1900.0, 5000.0, 11000.0] | 0 | 0
Siemens NH-2-355 | Siemens NH-2-355 | 355 | [4800.0, 120.0, 6.0, 0.1, 0.004] | 0 | 0 | [650.0, 1116.27, 2350.0, 5840.0, 12790.0] | 0 | 0
Siemens NH-2-400 | Siemens NH-2-400 | 400 | [4800.0, 120.0, 7.0, 0.1, 0.004] | 0 | 0 | [720.0, 1350.0, 2800.0, 6500.0, 15000.0] | 0 | 0
Siemens NH-2-425 | Siemens NH-2-425 | 425 | [4800.0, 120.0, 7.0, 0.1, 0.004] | 0 | 0 | [850.0, 1500.0, 3050.0, 7500.0, 16500.0] | 0 | 0
Siemens NH-2-630 | Siemens NH-2-630 | 630 | [4800.0, 120.0, 7.0, 0.1, 0.004] | 0 | 0 | [1200.0, 2000.0, 4800.0, 12000.0, 26000.0] | 0 | 0

## dtypes
| element | column | dtype
0 | bus | name | object
1 | bus | vn_kv | float64
2 | bus | type | object
3 | bus | zone | object
4 | bus | in_service | bool
5 | load | name | object
6 | load | bus | uint32
7 | load | p_mw | float64
8 | load | q_mvar | float64
9 | load | const_z_percent | float64
10 | load | const_i_percent | float64
11 | load | sn_mva | float64
12 | load | scaling | float64
13 | load | in_service | bool
14 | load | type | object
15 | ext_grid | name | object
16 | ext_grid | bus | uint32
17 | ext_grid | vm_pu | float64
18 | ext_grid | va_degree | float64
19 | ext_grid | slack_weight | float64
20 | ext_grid | in_service | bool
21 | line | name | object
22 | line | std_type | object
23 | line | from_bus | uint32
24 | line | to_bus | uint32
25 | line | length_km | float64
26 | line | r_ohm_per_km | float64
27 | line | x_ohm_per_km | float64
28 | line | c_nf_per_km | float64
29 | line | g_us_per_km | float64
30 | line | max_i_ka | float64
31 | line | df | float64
32 | line | parallel | uint32
33 | line | type | object
34 | line | in_service | bool
35 | trafo | name | object
36 | trafo | std_type | object
37 | trafo | hv_bus | uint32
38 | trafo | lv_bus | uint32
39 | trafo | sn_mva | float64
40 | trafo | vn_hv_kv | float64
41 | trafo | vn_lv_kv | float64
42 | trafo | vk_percent | float64
43 | trafo | vkr_percent | float64
44 | trafo | pfe_kw | float64
45 | trafo | i0_percent | float64
46 | trafo | shift_degree | float64
47 | trafo | tap_side | object
48 | trafo | tap_neutral | int32
49 | trafo | tap_min | int32
50 | trafo | tap_max | int32
51 | trafo | tap_step_percent | float64
52 | trafo | tap_step_degree | float64
53 | trafo | tap_pos | int32
54 | trafo | tap_phase_shifter | bool
55 | trafo | parallel | uint32
56 | trafo | df | float64
57 | trafo | in_service | bool
58 | line_geodata | coords | object
59 | bus_geodata | x | float64
60 | bus_geodata | y | float64
61 | bus_geodata | coords | object

## parameters
| version | format_version | converged | OPF_converged | name | f_hz | sn_mva
0 | 2.14.6 | 2.14.0 | FALSE | FALSE |  | 50 | 1