## bus
| name | vn_kv | type | zone | in_service
0 | bus_LV_361-22_0_6_node_0 | 0.4 | n |  | TRUE
1 | bus_LV_361-22_0_6_node_1 | 0.4 | n |  | TRUE
2 | bus_LV_361-22_0_6_node_2 | 0.4 | n |  | TRUE
3 | bus_LV_361-22_0_6_node_3 | 0.4 | n |  | TRUE
4 | bus_LV_361-22_0_6_node_4 | 0.4 | n |  | TRUE
5 | bus_LV_361-22_0_6_node_5 | 0.4 | n |  | TRUE
6 | bus_LV_361-22_0_6_node_6 | 0.4 | n |  | TRUE
7 | bus_LV_361-22_0_6_node_7 | 0.4 | n |  | TRUE
8 | bus_LV_361-22_0_6_node_26 | 0.4 | n |  | TRUE
9 | bus_LV_361-22_0_6_node_24 | 0.4 | n |  | TRUE
10 | bus_LV_361-22_0_6_node_18 | 0.4 | n |  | TRUE
11 | bus_LV_361-22_0_6_node_20 | 0.4 | n |  | TRUE
12 | bus_LV_361-22_0_6_node_17 | 0.4 | n |  | TRUE
13 | bus_LV_361-22_0_6_node_8 | 0.4 | n |  | TRUE
14 | bus_LV_361-22_0_6_node_9 | 0.4 | n |  | TRUE
15 | bus_LV_361-22_0_6_node_10 | 0.4 | n |  | TRUE
16 | bus_LV_361-22_0_6_node_11 | 0.4 | n |  | TRUE
17 | bus_LV_361-22_0_6_node_12 | 0.4 | n |  | TRUE
18 | bus_LV_361-22_0_6_node_13 | 0.4 | n |  | TRUE
19 | bus_LV_361-22_0_6_node_14 | 0.4 | n |  | TRUE
20 | bus_LV_361-22_0_6_node_15 | 0.4 | n |  | TRUE
21 | bus_LV_361-22_0_6_node_16 | 0.4 | n |  | TRUE
22 | bus_LV_361-22_0_6_node_58 | 0.4 | n |  | TRUE
23 | bus_LV_361-22_0_6_node_48 | 0.4 | n |  | TRUE
24 | bus_LV_361-22_0_6_node_53 | 0.4 | n |  | TRUE
25 | bus_LV_361-22_0_6_node_56 | 0.4 | n |  | TRUE
26 | bus_LV_361-22_0_6_node_47 | 0.4 | n |  | TRUE
27 | bus_LV_361-22_0_6_node_52 | 0.4 | n |  | TRUE
28 | bus_LV_361-22_0_6_node_22 | 0.4 | n |  | TRUE
29 | bus_LV_361-22_0_6_node_21 | 0.4 | n |  | TRUE
30 | bus_LV_361-22_0_6_node_23 | 0.4 | n |  | TRUE
31 | bus_LV_361-22_0_6_node_50 | 0.4 | n |  | TRUE
32 | bus_LV_361-22_0_6_node_46 | 0.4 | n |  | TRUE
33 | bus_LV_361-22_0_6_node_49 | 0.4 | n |  | TRUE
34 | bus_LV_361-22_0_6_node_35 | 0.4 | n |  | TRUE
35 | bus_LV_361-22_0_6_node_25 | 0.4 | n |  | TRUE
36 | bus_LV_361-22_0_6_node_27 | 0.4 | n |  | TRUE
37 | bus_LV_361-22_0_6_node_28 | 0.4 | n |  | TRUE
38 | bus_LV_361-22_0_6_node_44 | 0.4 | n |  | TRUE
39 | bus_LV_361-22_0_6_node_42 | 0.4 | n |  | TRUE
40 | bus_LV_361-22_0_6_node_29 | 0.4 | n |  | TRUE
41 | bus_LV_361-22_0_6_node_30 | 0.4 | n |  | TRUE
42 | bus_LV_361-22_0_6_node_31 | 0.4 | n |  | TRUE
43 | bus_LV_361-22_0_6_node_32 | 0.4 | n |  | TRUE
44 | bus_LV_361-22_0_6_node_33 | 0.4 | n |  | TRUE
45 | bus_LV_361-22_0_6_node_34 | 0.4 | n |  | TRUE
46 | bus_LV_361-22_0_6_node_38 | 0.4 | n |  | TRUE
47 | bus_LV_361-22_0_6_node_70 | 0.4 | n |  | TRUE
48 | bus_LV_361-22_0_6_node_68 | 0.4 | n |  | TRUE
49 | bus_LV_361-22_0_6_node_36 | 0.4 | n |  | TRUE
50 | bus_LV_361-22_0_6_node_74 | 0.4 | n |  | TRUE
51 | bus_LV_361-22_0_6_node_75 | 0.4 | n |  | TRUE
52 | bus_LV_361-22_0_6_node_73 | 0.4 | n |  | TRUE
53 | bus_LV_361-22_0_6_node_76 | 0.4 | n |  | TRUE
54 | bus_LV_361-22_0_6_node_65 | 0.4 | n |  | TRUE
55 | bus_LV_361-22_0_6_node_77 | 0.4 | n |  | TRUE
56 | bus_LV_361-22_0_6_node_39 | 0.4 | n |  | TRUE
57 | bus_LV_361-22_0_6_node_40 | 0.4 | n |  | TRUE
58 | bus_LV_361-22_0_6_node_41 | 0.4 | n |  | TRUE
59 | bus_LV_361-22_0_6_node_43 | 0.4 | n |  | TRUE
60 | bus_LV_361-22_0_6_node_45 | 0.4 | n |  | TRUE
61 | bus_LV_361-22_0_6_node_59 | 0.4 | n |  | TRUE
62 | bus_LV_361-22_0_6_node_60 | 0.4 | n |  | TRUE
63 | bus_LV_361-22_0_6_node_57 | 0.4 | n |  | TRUE
64 | bus_LV_361-22_0_6_node_51 | 0.4 | n |  | TRUE
65 | bus_LV_361-22_0_6_node_54 | 0.4 | n |  | TRUE
66 | bus_LV_361-22_0_6_node_55 | 0.4 | n |  | TRUE
67 | bus_LV_361-22_0_6_node_62 | 0.4 | n |  | TRUE
68 | bus_LV_361-22_0_6_node_63 | 0.4 | n |  | TRUE
69 | bus_LV_361-22_0_6_node_64 | 0.4 | n |  | TRUE
70 | bus_LV_361-22_0_6_node_66 | 0.4 | n |  | TRUE
71 | bus_LV_361-22_0_6_node_67 | 0.4 | n |  | TRUE
72 | bus_LV_361-22_0_6_node_69 | 0.4 | n |  | TRUE
73 | bus_LV_361-22_0_6_node_71 | 0.4 | n |  | TRUE
74 | bus_LV_361-22_0_6_node_79 | 0.4 | n |  | TRUE
75 | bus_LV_361-22_0_6_node_78 | 0.4 | n |  | TRUE
76 | bus_LV_361-22_0_6_node_80 | 0.4 | n |  | TRUE
77 | bus_LV_361-22_0_6_node_84 | 0.4 | n |  | TRUE
78 | bus_LV_361-22_0_6_node_82 | 0.4 | n |  | TRUE
79 | bus_LV_361-22_0_6_node_81 | 0.4 | n |  | TRUE
80 | bus_LV_361-22_0_6_node_83 | 0.4 | n |  | TRUE
81 | bus_LV_361-22_0_6_node_85 | 0.4 | n |  | TRUE
82 | bus_LV_361-22_0_6_node_86 | 0.4 | n |  | TRUE
83 | bus_LV_361-22_0_6_node_102 | 0.4 | n |  | TRUE
84 | bus_LV_361-22_0_6_node_100 | 0.4 | n |  | TRUE
85 | bus_LV_361-22_0_6_node_101 | 0.4 | n |  | TRUE
86 | bus_LV_361-22_0_6_node_103 | 0.4 | n |  | TRUE
87 | bus_LV_361-22_0_6_node_104 | 0.4 | n |  | TRUE
88 | bus_LV_361-22_0_6_node_99 | 0.4 | n |  | TRUE
89 | bus_LV_361-22_0_6_node_97 | 0.4 | n |  | TRUE
90 | bus_LV_361-22_0_6_node_87 | 0.4 | n |  | TRUE
91 | bus_LV_361-22_0_6_node_88 | 0.4 | n |  | TRUE
92 | bus_LV_361-22_0_6_node_89 | 0.4 | n |  | TRUE
93 | bus_LV_361-22_0_6_node_90 | 0.4 | n |  | TRUE
94 | bus_LV_361-22_0_6_node_91 | 0.4 | n |  | TRUE
95 | bus_LV_361-22_0_6_node_92 | 0.4 | n |  | TRUE
96 | bus_LV_361-22_0_6_node_93 | 0.4 | n |  | TRUE
97 | bus_LV_361-22_0_6_node_94 | 0.4 | n |  | TRUE
98 | bus_LV_361-22_0_6_node_95 | 0.4 | n |  | TRUE
99 | bus_LV_361-22_0_6_node_96 | 0.4 | n |  | TRUE
100 | bus_LV_361-22_0_6_node_98 | 0.4 | n |  | TRUE
101 | bus_LV_361-22_0_6_node_134 | 0.4 | n |  | TRUE
102 | bus_LV_361-22_0_6_node_121 | 0.4 | n |  | TRUE
103 | bus_LV_361-22_0_6_node_107 | 0.4 | n |  | TRUE
104 | bus_LV_361-22_0_6_node_105 | 0.4 | n |  | TRUE
105 | bus_LV_361-22_0_6_node_113 | 0.4 | n |  | TRUE
106 | bus_LV_361-22_0_6_node_109 | 0.4 | n |  | TRUE
107 | bus_LV_361-22_0_6_node_114 | 0.4 | n |  | TRUE
108 | bus_LV_361-22_0_6_node_122 | 0.4 | n |  | TRUE
109 | bus_LV_361-22_0_6_node_110 | 0.4 | n |  | TRUE
110 | bus_LV_361-22_0_6_node_168 | 0.4 | n |  | TRUE
111 | bus_LV_361-22_0_6_node_111 | 0.4 | n |  | TRUE
112 | bus_LV_361-22_0_6_node_165 | 0.4 | n |  | TRUE
113 | bus_LV_361-22_0_6_node_112 | 0.4 | n |  | TRUE
114 | bus_LV_361-22_0_6_node_167 | 0.4 | n |  | TRUE
115 | bus_LV_361-22_0_6_node_171 | 0.4 | n |  | TRUE
116 | bus_LV_361-22_0_6_node_123 | 0.4 | n |  | TRUE
117 | bus_LV_361-22_0_6_node_166 | 0.4 | n |  | TRUE
118 | bus_LV_361-22_0_6_node_169 | 0.4 | n |  | TRUE
119 | bus_LV_361-22_0_6_node_172 | 0.4 | n |  | TRUE
120 | bus_LV_361-22_0_6_node_115 | 0.4 | n |  | TRUE
121 | bus_LV_361-22_0_6_node_116 | 0.4 | n |  | TRUE
122 | bus_LV_361-22_0_6_node_117 | 0.4 | n |  | TRUE
123 | bus_LV_361-22_0_6_node_118 | 0.4 | n |  | TRUE
124 | bus_LV_361-22_0_6_node_119 | 0.4 | n |  | TRUE
125 | bus_LV_361-22_0_6_node_120 | 0.4 | n |  | TRUE
126 | bus_LV_361-22_0_6_node_124 | 0.4 | n |  | TRUE
127 | bus_LV_361-22_0_6_node_135 | 0.4 | n |  | TRUE
128 | bus_LV_361-22_0_6_node_136 | 0.4 | n |  | TRUE
129 | bus_LV_361-22_0_6_node_126 | 0.4 | n |  | TRUE
130 | bus_LV_361-22_0_6_node_141 | 0.4 | n |  | TRUE
131 | bus_LV_361-22_0_6_node_138 | 0.4 | n |  | TRUE
132 | bus_LV_361-22_0_6_node_140 | 0.4 | n |  | TRUE
133 | bus_LV_361-22_0_6_node_142 | 0.4 | n |  | TRUE
134 | bus_LV_361-22_0_6_node_139 | 0.4 | n |  | TRUE
135 | bus_LV_361-22_0_6_node_127 | 0.4 | n |  | TRUE
136 | bus_LV_361-22_0_6_node_128 | 0.4 | n |  | TRUE
137 | bus_LV_361-22_0_6_node_129 | 0.4 | n |  | TRUE
138 | bus_LV_361-22_0_6_node_130 | 0.4 | n |  | TRUE
139 | bus_LV_361-22_0_6_node_131 | 0.4 | n |  | TRUE
140 | bus_LV_361-22_0_6_node_132 | 0.4 | n |  | TRUE
141 | bus_LV_361-22_0_6_node_133 | 0.4 | n |  | TRUE
142 | bus_LV_361-22_0_6_node_146 | 0.4 | n |  | TRUE
143 | bus_LV_361-22_0_6_node_137 | 0.4 | n |  | TRUE
144 | bus_LV_361-22_0_6_node_144 | 0.4 | n |  | TRUE
145 | bus_LV_361-22_0_6_node_164 | 0.4 | n |  | TRUE
146 | bus_LV_361-22_0_6_node_163 | 0.4 | n |  | TRUE
147 | bus_LV_361-22_0_6_node_143 | 0.4 | n |  | TRUE
148 | bus_LV_361-22_0_6_node_145 | 0.4 | n |  | TRUE
149 | bus_LV_361-22_0_6_node_147 | 0.4 | n |  | TRUE
150 | bus_LV_361-22_0_6_node_148 | 0.4 | n |  | TRUE
151 | bus_LV_361-22_0_6_node_153 | 0.4 | n |  | TRUE
152 | bus_LV_361-22_0_6_node_162 | 0.4 | n |  | TRUE
153 | bus_LV_361-22_0_6_node_151 | 0.4 | n |  | TRUE
154 | bus_LV_361-22_0_6_node_161 | 0.4 | n |  | TRUE
155 | bus_LV_361-22_0_6_node_149 | 0.4 | n |  | TRUE
156 | bus_LV_361-22_0_6_node_150 | 0.4 | n |  | TRUE
157 | bus_LV_361-22_0_6_node_152 | 0.4 | n |  | TRUE
158 | bus_LV_361-22_0_6_node_154 | 0.4 | n |  | TRUE
159 | bus_LV_361-22_0_6_node_170 | 0.4 | n |  | TRUE
160 | bus_LV_361-22_0_6_node_160 | 0.4 | n |  | TRUE
161 | bus_LV_361-22_0_6_node_155 | 0.4 | n |  | TRUE
162 | bus_LV_361-22_0_6_node_156 | 0.4 | n |  | TRUE
163 | bus_LV_361-22_0_6_node_157 | 0.4 | n |  | TRUE
164 | bus_LV_361-22_0_6_node_181 | 0.4 | n |  | TRUE
165 | bus_LV_361-22_0_6_node_158 | 0.4 | n |  | TRUE
166 | bus_LV_361-22_0_6_node_176 | 0.4 | n |  | TRUE
167 | bus_LV_361-22_0_6_node_177 | 0.4 | n |  | TRUE
168 | bus_LV_361-22_0_6_node_179 | 0.4 | n |  | TRUE
169 | bus_LV_361-22_0_6_node_180 | 0.4 | n |  | TRUE
170 | bus_LV_361-22_0_6_node_159 | 0.4 | n |  | TRUE
171 | bus_LV_361-22_0_6_node_175 | 0.4 | n |  | TRUE
172 | bus_LV_361-22_0_6_node_185 | 0.4 | n |  | TRUE
173 | bus_LV_361-22_0_6_node_182 | 0.4 | n |  | TRUE
174 | bus_LV_361-22_0_6_node_183 | 0.4 | n |  | TRUE
175 | bus_LV_361-22_0_6_node_173 | 0.4 | n |  | TRUE
176 | bus_LV_361-22_0_6_node_184 | 0.4 | n |  | TRUE
177 | bus_MV_415_0_node_71 | 20 | n |  | TRUE

## load
| name | bus | p_mw | q_mvar | const_z_percent | const_i_percent | sn_mva | scaling | in_service | type
0 | LV_361-22_0_6_load_0 | 0 | 0.0023127 | 0.00057963 | 0 | 0 |  | 1 | TRUE | wye
1 | LV_361-22_0_6_load_1 | 1 | 0.0023721 | 0.00059449 | 0 | 0 |  | 1 | TRUE | wye
2 | LV_361-22_0_6_load_2 | 2 | 0.002711 | 0.00067943 | 0 | 0 |  | 1 | TRUE | wye
3 | LV_361-22_0_6_load_3 | 3 | 0.0019614 | 0.00049158 | 0 | 0 |  | 1 | TRUE | wye
4 | LV_361-22_0_6_load_4 | 4 | 0.0023196 | 0.00058134 | 0 | 0 |  | 1 | TRUE | wye
5 | LV_361-22_0_6_load_5 | 5 | 0.001992 | 0.00049923 | 0 | 0 |  | 1 | TRUE | wye
6 | LV_361-22_0_6_load_6 | 6 | 0.0028602 | 0.00071684 | 0 | 0 |  | 1 | TRUE | wye
7 | LV_361-22_0_6_load_7 | 7 | 0.0030254 | 0.00075823 | 0 | 0 |  | 1 | TRUE | wye
8 | LV_361-22_0_6_load_26 | 8 | 0.0028966 | 0.00072596 | 0 | 0 |  | 1 | TRUE | wye
9 | LV_361-22_0_6_load_24 | 9 | 0.0039958 | 0.0010014 | 0 | 0 |  | 1 | TRUE | wye
10 | LV_361-22_0_6_load_20 | 11 | 0.0036523 | 0.00091536 | 0 | 0 |  | 1 | TRUE | wye
11 | LV_361-22_0_6_load_17 | 12 | 0.0017413 | 0.0004364 | 0 | 0 |  | 1 | TRUE | wye
12 | LV_361-22_0_6_load_8 | 13 | 0.0046525 | 0.001166 | 0 | 0 |  | 1 | TRUE | wye
13 | LV_361-22_0_6_load_9 | 14 | 0.0024547 | 0.0006152 | 0 | 0 |  | 1 | TRUE | wye
14 | LV_361-22_0_6_load_11 | 16 | 0.0014541 | 0.00036443 | 0 | 0 |  | 1 | TRUE | wye
15 | LV_361-22_0_6_load_12 | 17 | 0.0026262 | 0.00065818 | 0 | 0 |  | 1 | TRUE | wye
16 | LV_361-22_0_6_load_13 | 18 | 0.0042727 | 0.0010708 | 0 | 0 |  | 1 | TRUE | wye
17 | LV_361-22_0_6_load_14 | 19 | 0.0034026 | 0.00085278 | 0 | 0 |  | 1 | TRUE | wye
18 | LV_361-22_0_6_load_15 | 20 | 0.0027147 | 0.00068037 | 0 | 0 |  | 1 | TRUE | wye
19 | LV_361-22_0_6_load_16 | 21 | 0.0025581 | 0.00064113 | 0 | 0 |  | 1 | TRUE | wye
20 | LV_361-22_0_6_load_58 | 22 | 0.0091849 | 0.002302 | 0 | 0 |  | 1 | TRUE | wye
21 | LV_361-22_0_6_load_48 | 23 | 0.0024945 | 0.00062517 | 0 | 0 |  | 1 | TRUE | wye
22 | LV_361-22_0_6_load_53 | 24 | 0.0024501 | 0.00061406 | 0 | 0 |  | 1 | TRUE | wye
23 | LV_361-22_0_6_load_56 | 25 | 0.0035985 | 0.00090187 | 0 | 0 |  | 1 | TRUE | wye
24 | LV_361-22_0_6_load_47 | 26 | 0.0027879 | 0.00069873 | 0 | 0 |  | 1 | TRUE | wye
25 | LV_361-22_0_6_load_52 | 27 | 0.0026816 | 0.00067206 | 0 | 0 |  | 1 | TRUE | wye
26 | LV_361-22_0_6_load_22 | 28 | 0.0011729 | 0.00029395 | 0 | 0 |  | 1 | TRUE | wye
27 | LV_361-22_0_6_load_21 | 29 | 0.0019823 | 0.00049681 | 0 | 0 |  | 1 | TRUE | wye
28 | LV_361-22_0_6_load_23 | 30 | 0.0052637 | 0.0013192 | 0 | 0 |  | 1 | TRUE | wye
29 | LV_361-22_0_6_load_50 | 31 | 0.0028254 | 0.00070812 | 0 | 0 |  | 1 | TRUE | wye
30 | LV_361-22_0_6_load_46 | 32 | 0.0026473 | 0.00066349 | 0 | 0 |  | 1 | TRUE | wye
31 | LV_361-22_0_6_load_49 | 33 | 0.0012155 | 0.00030462 | 0 | 0 |  | 1 | TRUE | wye
32 | LV_361-22_0_6_load_25 | 35 | 0.0027571 | 0.000691 | 0 | 0 |  | 1 | TRUE | wye
33 | LV_361-22_0_6_load_27 | 36 | 0.0055328 | 0.0013866 | 0 | 0 |  | 1 | TRUE | wye
34 | LV_361-22_0_6_load_28 | 37 | 0.0023743 | 0.00059505 | 0 | 0 |  | 1 | TRUE | wye
35 | LV_361-22_0_6_load_44 | 38 | 0.0031793 | 0.00079681 | 0 | 0 |  | 1 | TRUE | wye
36 | LV_361-22_0_6_load_29 | 40 | 0.0043217 | 0.0010831 | 0 | 0 |  | 1 | TRUE | wye
37 | LV_361-22_0_6_load_30 | 41 | 0.0010044 | 0.00025172 | 0 | 0 |  | 1 | TRUE | wye
38 | LV_361-22_0_6_load_32 | 43 | 0.006101 | 0.0015291 | 0 | 0 |  | 1 | TRUE | wye
39 | LV_361-22_0_6_load_33 | 44 | 0.006535 | 0.0016378 | 0 | 0 |  | 1 | TRUE | wye
40 | LV_361-22_0_6_load_70 | 47 | 0.0028411 | 0.00071206 | 0 | 0 |  | 1 | TRUE | wye
41 | LV_361-22_0_6_load_68 | 48 | 0.0017842 | 0.00044716 | 0 | 0 |  | 1 | TRUE | wye
42 | LV_361-22_0_6_load_74 | 50 | 0.011986 | 0.003004 | 0 | 0 |  | 1 | TRUE | wye
43 | LV_361-22_0_6_load_75 | 51 | 0.0098618 | 0.0024716 | 0 | 0 |  | 1 | TRUE | wye
44 | LV_361-22_0_6_load_73 | 52 | 0.0088228 | 0.0022112 | 0 | 0 |  | 1 | TRUE | wye
45 | LV_361-22_0_6_load_76 | 53 | 0.0096708 | 0.0024237 | 0 | 0 |  | 1 | TRUE | wye
46 | LV_361-22_0_6_load_39 | 56 | 0.0044976 | 0.0011272 | 0 | 0 |  | 1 | TRUE | wye
47 | LV_361-22_0_6_load_40 | 57 | 0.0030305 | 0.00075952 | 0 | 0 |  | 1 | TRUE | wye
48 | LV_361-22_0_6_load_41 | 58 | 0.0041121 | 0.0010306 | 0 | 0 |  | 1 | TRUE | wye
49 | LV_361-22_0_6_load_43 | 59 | 0.0029076 | 0.00072872 | 0 | 0 |  | 1 | TRUE | wye
50 | LV_361-22_0_6_load_45 | 60 | 0.0030788 | 0.00077163 | 0 | 0 |  | 1 | TRUE | wye
51 | LV_361-22_0_6_load_60 | 62 | 0.0020835 | 0.00052216 | 0 | 0 |  | 1 | TRUE | wye
52 | LV_361-22_0_6_load_57 | 63 | 0.004413 | 0.001106 | 0 | 0 |  | 1 | TRUE | wye
53 | LV_361-22_0_6_load_51 | 64 | 0.0022719 | 0.00056939 | 0 | 0 |  | 1 | TRUE | wye
54 | LV_361-22_0_6_load_54 | 65 | 0.0053571 | 0.0013426 | 0 | 0 |  | 1 | TRUE | wye
55 | LV_361-22_0_6_load_55 | 66 | 0.0024116 | 0.0006044 | 0 | 0 |  | 1 | TRUE | wye
56 | LV_361-22_0_6_load_62 | 67 | 0.0026317 | 0.00065956 | 0 | 0 |  | 1 | TRUE | wye
57 | LV_361-22_0_6_load_63 | 68 | 0.0045911 | 0.0011506 | 0 | 0 |  | 1 | TRUE | wye
58 | LV_361-22_0_6_load_64 | 69 | 0.0017066 | 0.00042772 | 0 | 0 |  | 1 | TRUE | wye
59 | LV_361-22_0_6_load_66 | 70 | 0.0018249 | 0.00045736 | 0 | 0 |  | 1 | TRUE | wye
60 | LV_361-22_0_6_load_67 | 71 | 0.0023895 | 0.00059888 | 0 | 0 |  | 1 | TRUE | wye
61 | LV_361-22_0_6_load_69 | 72 | 0.0024649 | 0.00061777 | 0 | 0 |  | 1 | TRUE | wye
62 | LV_361-22_0_6_load_71 | 73 | 0.0022243 | 0.00055747 | 0 | 0 |  | 1 | TRUE | wye
63 | LV_361-22_0_6_load_79 | 74 | 0.0032991 | 0.00082683 | 0 | 0 |  | 1 | TRUE | wye
64 | LV_361-22_0_6_load_78 | 75 | 0.0072961 | 0.0018286 | 0 | 0 |  | 1 | TRUE | wye
65 | LV_361-22_0_6_load_80 | 76 | 0.011802 | 0.0029578 | 0 | 0 |  | 1 | TRUE | wye
66 | LV_361-22_0_6_load_84 | 77 | 0.0098538 | 0.0024696 | 0 | 0 |  | 1 | TRUE | wye
67 | LV_361-22_0_6_load_82 | 78 | 0.011641 | 0.0029176 | 0 | 0 |  | 1 | TRUE | wye
68 | LV_361-22_0_6_load_81 | 79 | 0.0082266 | 0.0020618 | 0 | 0 |  | 1 | TRUE | wye
69 | LV_361-22_0_6_load_85 | 81 | 0.0077153 | 0.0019336 | 0 | 0 |  | 1 | TRUE | wye
70 | LV_361-22_0_6_load_100 | 84 | 0.0061683 | 0.0015459 | 0 | 0 |  | 1 | TRUE | wye
71 | LV_361-22_0_6_load_101 | 85 | 0.0031662 | 0.00079353 | 0 | 0 |  | 1 | TRUE | wye
72 | LV_361-22_0_6_load_104 | 87 | 0.0019748 | 0.00049493 | 0 | 0 |  | 1 | TRUE | wye
73 | LV_361-22_0_6_load_99 | 88 | 0.0017197 | 0.00043099 | 0 | 0 |  | 1 | TRUE | wye
74 | LV_361-22_0_6_load_97 | 89 | 0.0033691 | 0.00084437 | 0 | 0 |  | 1 | TRUE | wye
75 | LV_361-22_0_6_load_87 | 90 | 0.001791 | 0.00044887 | 0 | 0 |  | 1 | TRUE | wye
76 | LV_361-22_0_6_load_88 | 91 | 0.0020919 | 0.00052429 | 0 | 0 |  | 1 | TRUE | wye
77 | LV_361-22_0_6_load_89 | 92 | 0.0019396 | 0.00048611 | 0 | 0 |  | 1 | TRUE | wye
78 | LV_361-22_0_6_load_90 | 93 | 0.0018056 | 0.00045254 | 0 | 0 |  | 1 | TRUE | wye
79 | LV_361-22_0_6_load_91 | 94 | 0.0020207 | 0.00050643 | 0 | 0 |  | 1 | TRUE | wye
80 | LV_361-22_0_6_load_92 | 95 | 0.0023803 | 0.00059655 | 0 | 0 |  | 1 | TRUE | wye
81 | LV_361-22_0_6_load_93 | 96 | 0.003063 | 0.00076766 | 0 | 0 |  | 1 | TRUE | wye
82 | LV_361-22_0_6_load_94 | 97 | 0.0023818 | 0.00059694 | 0 | 0 |  | 1 | TRUE | wye
83 | LV_361-22_0_6_load_95 | 98 | 0.0032029 | 0.00080273 | 0 | 0 |  | 1 | TRUE | wye
84 | LV_361-22_0_6_load_96 | 99 | 0.0028034 | 0.00070259 | 0 | 0 |  | 1 | TRUE | wye
85 | LV_361-22_0_6_load_98 | 100 | 0.0028008 | 0.00070194 | 0 | 0 |  | 1 | TRUE | wye
86 | LV_361-22_0_6_load_134 | 101 | 0.0031843 | 0.00079806 | 0 | 0 |  | 1 | TRUE | wye
87 | LV_361-22_0_6_load_121 | 102 | 0.0031837 | 0.0007979 | 0 | 0 |  | 1 | TRUE | wye
88 | LV_361-22_0_6_load_107 | 103 | 0.0029196 | 0.00073172 | 0 | 0 |  | 1 | TRUE | wye
89 | LV_361-22_0_6_load_105 | 104 | 0.0025024 | 0.00062715 | 0 | 0 |  | 1 | TRUE | wye
90 | LV_361-22_0_6_load_113 | 105 | 0.0012415 | 0.00031115 | 0 | 0 |  | 1 | TRUE | wye
91 | LV_361-22_0_6_load_109 | 106 | 0.0061447 | 0.00154 | 0 | 0 |  | 1 | TRUE | wye
92 | LV_361-22_0_6_load_114 | 107 | 0.0012234 | 0.0003066 | 0 | 0 |  | 1 | TRUE | wye
93 | LV_361-22_0_6_load_122 | 108 | 0.0027662 | 0.00069329 | 0 | 0 |  | 1 | TRUE | wye
94 | LV_361-22_0_6_load_110 | 109 | 0.0019119 | 0.00047916 | 0 | 0 |  | 1 | TRUE | wye
95 | LV_361-22_0_6_load_168 | 110 | 0.0022247 | 0.00055756 | 0 | 0 |  | 1 | TRUE | wye
96 | LV_361-22_0_6_load_165 | 112 | 0.0027842 | 0.00069778 | 0 | 0 |  | 1 | TRUE | wye
97 | LV_361-22_0_6_load_171 | 115 | 0.0031527 | 0.00079013 | 0 | 0 |  | 1 | TRUE | wye
98 | LV_361-22_0_6_load_123 | 116 | 0.0021335 | 0.00053471 | 0 | 0 |  | 1 | TRUE | wye
99 | LV_361-22_0_6_load_166 | 117 | 0.0028095 | 0.00070412 | 0 | 0 |  | 1 | TRUE | wye
100 | LV_361-22_0_6_load_169 | 118 | 0.0055195 | 0.0013833 | 0 | 0 |  | 1 | TRUE | wye
101 | LV_361-22_0_6_load_172 | 119 | 0.0029822 | 0.00074741 | 0 | 0 |  | 1 | TRUE | wye
102 | LV_361-22_0_6_load_115 | 120 | 0.0014821 | 0.00037144 | 0 | 0 |  | 1 | TRUE | wye
103 | LV_361-22_0_6_load_116 | 121 | 0.0039677 | 0.00099439 | 0 | 0 |  | 1 | TRUE | wye
104 | LV_361-22_0_6_load_117 | 122 | 0.002379 | 0.00059623 | 0 | 0 |  | 1 | TRUE | wye
105 | LV_361-22_0_6_load_118 | 123 | 0.0033265 | 0.0008337 | 0 | 0 |  | 1 | TRUE | wye
106 | LV_361-22_0_6_load_119 | 124 | 0.0031813 | 0.00079731 | 0 | 0 |  | 1 | TRUE | wye
107 | LV_361-22_0_6_load_120 | 125 | 0.0013945 | 0.0003495 | 0 | 0 |  | 1 | TRUE | wye
108 | LV_361-22_0_6_load_124 | 126 | 0.0015685 | 0.0003931 | 0 | 0 |  | 1 | TRUE | wye
109 | LV_361-22_0_6_load_135 | 127 | 0.0024056 | 0.00060289 | 0 | 0 |  | 1 | TRUE | wye
110 | LV_361-22_0_6_load_136 | 128 | 0.0027544 | 0.00069032 | 0 | 0 |  | 1 | TRUE | wye
111 | LV_361-22_0_6_load_141 | 130 | 0.004057 | 0.0010168 | 0 | 0 |  | 1 | TRUE | wye
112 | LV_361-22_0_6_load_138 | 131 | 0.0017474 | 0.00043794 | 0 | 0 |  | 1 | TRUE | wye
113 | LV_361-22_0_6_load_142 | 133 | 0.0031843 | 0.00079807 | 0 | 0 |  | 1 | TRUE | wye
114 | LV_361-22_0_6_load_127 | 135 | 0.0023944 | 0.0006001 | 0 | 0 |  | 1 | TRUE | wye
115 | LV_361-22_0_6_load_128 | 136 | 0.0057201 | 0.0014336 | 0 | 0 |  | 1 | TRUE | wye
116 | LV_361-22_0_6_load_129 | 137 | 0.0029501 | 0.00073937 | 0 | 0 |  | 1 | TRUE | wye
117 | LV_361-22_0_6_load_130 | 138 | 0.0022951 | 0.0005752 | 0 | 0 |  | 1 | TRUE | wye
118 | LV_361-22_0_6_load_131 | 139 | 0.0093032 | 0.0023316 | 0 | 0 |  | 1 | TRUE | wye
119 | LV_361-22_0_6_load_132 | 140 | 0.001259 | 0.00031554 | 0 | 0 |  | 1 | TRUE | wye
120 | LV_361-22_0_6_load_133 | 141 | 0.0054644 | 0.0013695 | 0 | 0 |  | 1 | TRUE | wye
121 | LV_361-22_0_6_load_146 | 142 | 0.0024146 | 0.00060515 | 0 | 0 |  | 1 | TRUE | wye
122 | LV_361-22_0_6_load_137 | 143 | 0.002657 | 0.00066592 | 0 | 0 |  | 1 | TRUE | wye
123 | LV_361-22_0_6_load_144 | 144 | 0.001259 | 0.00031553 | 0 | 0 |  | 1 | TRUE | wye
124 | LV_361-22_0_6_load_164 | 145 | 0.0014359 | 0.00035988 | 0 | 0 |  | 1 | TRUE | wye
125 | LV_361-22_0_6_load_163 | 146 | 0.001503 | 0.00037669 | 0 | 0 |  | 1 | TRUE | wye
126 | LV_361-22_0_6_load_143 | 147 | 0.005257 | 0.0013175 | 0 | 0 |  | 1 | TRUE | wye
127 | LV_361-22_0_6_load_145 | 148 | 0.0024471 | 0.0006133 | 0 | 0 |  | 1 | TRUE | wye
128 | LV_361-22_0_6_load_147 | 149 | 0.0027044 | 0.00067777 | 0 | 0 |  | 1 | TRUE | wye
129 | LV_361-22_0_6_load_162 | 152 | 0.0014805 | 0.00037105 | 0 | 0 |  | 1 | TRUE | wye
130 | LV_361-22_0_6_load_151 | 153 | 0.0060057 | 0.0015052 | 0 | 0 |  | 1 | TRUE | wye
131 | LV_361-22_0_6_load_161 | 154 | 0.0026783 | 0.00067124 | 0 | 0 |  | 1 | TRUE | wye
132 | LV_361-22_0_6_load_149 | 155 | 0.0040862 | 0.0010241 | 0 | 0 |  | 1 | TRUE | wye
133 | LV_361-22_0_6_load_150 | 156 | 0.0028604 | 0.00071689 | 0 | 0 |  | 1 | TRUE | wye
134 | LV_361-22_0_6_load_152 | 157 | 0.0028589 | 0.0007165 | 0 | 0 |  | 1 | TRUE | wye
135 | LV_361-22_0_6_load_154 | 158 | 0.0017423 | 0.00043665 | 0 | 0 |  | 1 | TRUE | wye
136 | LV_361-22_0_6_load_170 | 159 | 0.0017423 | 0.00043665 | 0 | 0 |  | 1 | TRUE | wye
137 | LV_361-22_0_6_load_155 | 161 | 0.0054741 | 0.0013719 | 0 | 0 |  | 1 | TRUE | wye
138 | LV_361-22_0_6_load_156 | 162 | 0.0055677 | 0.0013954 | 0 | 0 |  | 1 | TRUE | wye
139 | LV_361-22_0_6_load_157 | 163 | 0.0059574 | 0.0014931 | 0 | 0 |  | 1 | TRUE | wye
140 | LV_361-22_0_6_load_176 | 166 | 0.017309 | 0.004338 | 0 | 0 |  | 1 | TRUE | wye
141 | LV_361-22_0_6_load_177 | 167 | 0.015377 | 0.0038538 | 0 | 0 |  | 1 | TRUE | wye
142 | LV_361-22_0_6_load_179 | 168 | 0.0020756 | 0.00052019 | 0 | 0 |  | 1 | TRUE | wye
143 | LV_361-22_0_6_load_180 | 169 | 0.0028889 | 0.00072403 | 0 | 0 |  | 1 | TRUE | wye
144 | LV_361-22_0_6_load_159 | 170 | 0.0090146 | 0.0022593 | 0 | 0 |  | 1 | TRUE | wye
145 | LV_361-22_0_6_load_175 | 171 | 0.0019469 | 0.00048793 | 0 | 0 |  | 1 | TRUE | wye
146 | LV_361-22_0_6_load_185 | 172 | 0.0019431 | 0.00048699 | 0 | 0 |  | 1 | TRUE | wye
147 | LV_361-22_0_6_load_182 | 173 | 0.0032604 | 0.00081715 | 0 | 0 |  | 1 | TRUE | wye
148 | LV_361-22_0_6_load_183 | 174 | 0.0042003 | 0.0010527 | 0 | 0 |  | 1 | TRUE | wye
149 | LV_361-22_0_6_load_173 | 175 | 0.0026911 | 0.00067446 | 0 | 0 |  | 1 | TRUE | wye
150 | LV_361-22_0_6_load_184 | 176 | 0.0041979 | 0.0010521 | 0 | 0 |  | 1 | TRUE | wye

## ext_grid
| name | bus | vm_pu | va_degree | slack_weight | in_service
0 |  | 88 | 1 | 0 | 1 | TRUE

## line
| name | std_type | from_bus | to_bus | length_km | r_ohm_per_km | x_ohm_per_km | c_nf_per_km | g_us_per_km | max_i_ka | df | parallel | type | in_service
0 | LV_361-22_0_6_line_0 |  | 0 | 1 | 0.016837 | 0.125 | 0.08 | 261 | 0 | 0.364 | 1 | 1 | cs | TRUE
1 | LV_361-22_0_6_line_1 |  | 0 | 2 | 0.023046 | 0.125 | 0.08 | 261 | 0 | 0.364 | 1 | 1 | cs | TRUE
2 | LV_361-22_0_6_line_2 |  | 1 | 3 | 0.030998 | 0.125 | 0.08 | 261 | 0 | 0.364 | 1 | 1 | cs | TRUE
3 | LV_361-22_0_6_line_3 |  | 2 | 4 | 0.027097 | 0.125 | 0.08 | 261 | 0 | 0.364 | 1 | 1 | cs | TRUE
4 | LV_361-22_0_6_line_4 |  | 3 | 5 | 0.02043 | 0.125 | 0.08 | 261 | 0 | 0.364 | 1 | 1 | cs | TRUE
5 | LV_361-22_0_6_line_5 |  | 4 | 6 | 0.021587 | 0.125 | 0.08 | 261 | 0 | 0.364 | 1 | 1 | cs | TRUE
6 | LV_361-22_0_6_line_6 |  | 5 | 7 | 0.013082 | 0.125 | 0.08 | 261 | 0 | 0.364 | 1 | 1 | cs | TRUE
7 | LV_361-22_0_6_line_7 |  | 6 | 8 | 0.025836 | 0.125 | 0.08 | 261 | 0 | 0.364 | 1 | 1 | cs | TRUE
8 | LV_361-22_0_6_line_8 |  | 8 | 9 | 0.020021 | 0.125 | 0.08 | 261 | 0 | 0.364 | 1 | 1 | cs | TRUE
9 | LV_361-22_0_6_line_9 |  | 9 | 35 | 0.026882 | 0.125 | 0.08 | 261 | 0 | 0.364 | 1 | 5 | cs | TRUE
10 | LV_361-22_0_6_line_10 |  | 10 | 11 | 0.017135 | 0.125 | 0.08 | 261 | 0 | 0.364 | 1 | 1 | cs | TRUE
11 | LV_361-22_0_6_line_11 |  | 10 | 12 | 0.032624 | 0.125 | 0.08 | 261 | 0 | 0.364 | 1 | 1 | cs | TRUE
12 | LV_361-22_0_6_line_12 |  | 11 | 28 | 0.021637 | 0.125 | 0.08 | 261 | 0 | 0.364 | 1 | 1 | cs | TRUE
13 | LV_361-22_0_6_line_13 |  | 13 | 14 | 0.026202 | 0.125 | 0.08 | 261 | 0 | 0.364 | 1 | 5 | cs | TRUE
14 | LV_361-22_0_6_line_14 |  | 13 | 15 | 0.0024086 | 0.125 | 0.08 | 261 | 0 | 0.364 | 1 | 5 | cs | TRUE
15 | LV_361-22_0_6_line_15 |  | 14 | 16 | 0.0074275 | 0.125 | 0.08 | 261 | 0 | 0.364 | 1 | 5 | cs | TRUE
16 | LV_361-22_0_6_line_16 |  | 15 | 17 | 0.014402 | 0.125 | 0.08 | 261 | 0 | 0.364 | 1 | 5 | cs | TRUE
17 | LV_361-22_0_6_line_17 |  | 15 | 18 | 0.027861 | 0.125 | 0.08 | 261 | 0 | 0.364 | 1 | 1 | cs | TRUE
18 | LV_361-22_0_6_line_18 |  | 16 | 19 | 0.017646 | 0.125 | 0.08 | 261 | 0 | 0.364 | 1 | 5 | cs | TRUE
19 | LV_361-22_0_6_line_19 |  | 17 | 20 | 0.0069362 | 0.125 | 0.08 | 261 | 0 | 0.364 | 1 | 5 | cs | TRUE
20 | LV_361-22_0_6_line_20 |  | 18 | 21 | 0.011319 | 0.125 | 0.08 | 261 | 0 | 0.364 | 1 | 1 | cs | TRUE
21 | LV_361-22_0_6_line_21 |  | 19 | 22 | 0.0031954 | 0.125 | 0.08 | 261 | 0 | 0.364 | 1 | 5 | cs | TRUE
22 | LV_361-22_0_6_line_22 |  | 20 | 23 | 0.013309 | 0.125 | 0.08 | 261 | 0 | 0.364 | 1 | 5 | cs | TRUE
23 | LV_361-22_0_6_line_23 |  | 21 | 24 | 0.011012 | 0.125 | 0.08 | 261 | 0 | 0.364 | 1 | 1 | cs | TRUE
24 | LV_361-22_0_6_line_24 |  | 22 | 25 | 0.021718 | 0.125 | 0.08 | 261 | 0 | 0.364 | 1 | 5 | cs | TRUE
25 | LV_361-22_0_6_line_25 |  | 23 | 26 | 0.0066393 | 0.125 | 0.08 | 261 | 0 | 0.364 | 1 | 5 | cs | TRUE
26 | LV_361-22_0_6_line_26 |  | 24 | 27 | 0.010806 | 0.125 | 0.08 | 261 | 0 | 0.364 | 1 | 1 | cs | TRUE
27 | LV_361-22_0_6_line_27 |  | 25 | 65 | 0.010382 | 0.125 | 0.08 | 261 | 0 | 0.364 | 1 | 5 | cs | TRUE
28 | LV_361-22_0_6_line_28 |  | 26 | 34 | 0.037593 | 0.125 | 0.08 | 261 | 0 | 0.364 | 1 | 5 | cs | TRUE
29 | LV_361-22_0_6_line_29 |  | 27 | 64 | 0.004467 | 0.125 | 0.08 | 261 | 0 | 0.364 | 1 | 1 | cs | TRUE
30 | LV_361-22_0_6_line_30 |  | 28 | 31 | 0.0051761 | 0.125 | 0.08 | 261 | 0 | 0.364 | 1 | 1 | cs | TRUE
31 | LV_361-22_0_6_line_31 |  | 29 | 30 | 0.014504 | 0.125 | 0.08 | 261 | 0 | 0.364 | 1 | 1 | cs | TRUE
32 | LV_361-22_0_6_line_32 |  | 30 | 32 | 0.0098913 | 0.125 | 0.08 | 261 | 0 | 0.364 | 1 | 1 | cs | TRUE
33 | LV_361-22_0_6_line_33 |  | 31 | 33 | 0.0018928 | 0.125 | 0.08 | 261 | 0 | 0.364 | 1 | 1 | cs | TRUE
34 | LV_361-22_0_6_line_34 |  | 32 | 34 | 0.018797 | 0.125 | 0.08 | 261 | 0 | 0.364 | 1 | 1 | cs | TRUE
35 | LV_361-22_0_6_line_35 |  | 33 | 64 | 0.016092 | 0.125 | 0.08 | 261 | 0 | 0.364 | 1 | 1 | cs | TRUE
36 | LV_361-22_0_6_line_36 |  | 34 | 45 | 0.03201 | 0.125 | 0.08 | 261 | 0 | 0.364 | 1 | 5 | cs | TRUE
37 | LV_361-22_0_6_line_37 |  | 35 | 36 | 0.025837 | 0.125 | 0.08 | 261 | 0 | 0.364 | 1 | 5 | cs | TRUE
38 | LV_361-22_0_6_line_38 |  | 36 | 37 | 0.022463 | 0.125 | 0.08 | 261 | 0 | 0.364 | 1 | 5 | cs | TRUE
39 | LV_361-22_0_6_line_39 |  | 37 | 38 | 0.022191 | 0.125 | 0.08 | 261 | 0 | 0.364 | 1 | 5 | cs | TRUE
40 | LV_361-22_0_6_line_40 |  | 38 | 39 | 0.034717 | 0.125 | 0.08 | 261 | 0 | 0.364 | 1 | 5 | cs | TRUE
41 | LV_361-22_0_6_line_41 |  | 39 | 57 | 0.034436 | 0.125 | 0.08 | 261 | 0 | 0.364 | 1 | 5 | cs | TRUE
42 | LV_361-22_0_6_line_42 |  | 40 | 41 | 0.021533 | 0.125 | 0.08 | 261 | 0 | 0.364 | 1 | 1 | cs | TRUE
43 | LV_361-22_0_6_line_43 |  | 40 | 42 | 0.010865 | 0.125 | 0.08 | 261 | 0 | 0.364 | 1 | 1 | cs | TRUE
44 | LV_361-22_0_6_line_44 |  | 41 | 43 | 0.0012292 | 0.125 | 0.08 | 261 | 0 | 0.364 | 1 | 1 | cs | TRUE
45 | LV_361-22_0_6_line_45 |  | 42 | 44 | 0.012263 | 0.125 | 0.08 | 261 | 0 | 0.364 | 1 | 5 | cs | TRUE
46 | LV_361-22_0_6_line_46 |  | 42 | 45 | 0.069082 | 0.125 | 0.08 | 261 | 0 | 0.364 | 1 | 5 | cs | TRUE
47 | LV_361-22_0_6_line_47 |  | 44 | 46 | 0.0052418 | 0.125 | 0.08 | 261 | 0 | 0.364 | 1 | 5 | cs | TRUE
48 | LV_361-22_0_6_line_48 |  | 45 | 47 | 0.031154 | 0.125 | 0.08 | 261 | 0 | 0.364 | 1 | 1 | cs | TRUE
49 | LV_361-22_0_6_line_49 |  | 45 | 48 | 0.01348 | 0.125 | 0.08 | 261 | 0 | 0.364 | 1 | 1 | cs | TRUE
50 | LV_361-22_0_6_line_50 |  | 46 | 53 | 0.011996 | 0.125 | 0.08 | 261 | 0 | 0.364 | 1 | 1 | cs | TRUE
51 | LV_361-22_0_6_line_51 |  | 46 | 52 | 0.033708 | 0.125 | 0.08 | 261 | 0 | 0.364 | 1 | 5 | cs | TRUE
52 | LV_361-22_0_6_line_52 |  | 48 | 54 | 0.010382 | 0.125 | 0.08 | 261 | 0 | 0.364 | 1 | 1 | cs | TRUE
53 | LV_361-22_0_6_line_53 |  | 49 | 50 | 0.010583 | 0.125 | 0.08 | 261 | 0 | 0.364 | 1 | 1 | cs | TRUE
54 | LV_361-22_0_6_line_54 |  | 49 | 51 | 0.021487 | 0.125 | 0.08 | 261 | 0 | 0.364 | 1 | 5 | cs | TRUE
55 | LV_361-22_0_6_line_55 |  | 49 | 52 | 0.018333 | 0.125 | 0.08 | 261 | 0 | 0.364 | 1 | 5 | cs | TRUE
56 | LV_361-22_0_6_line_56 |  | 51 | 55 | 0.01856 | 0.125 | 0.08 | 261 | 0 | 0.364 | 1 | 5 | cs | TRUE
57 | LV_361-22_0_6_line_57 |  | 54 | 71 | 0.025114 | 0.125 | 0.08 | 261 | 0 | 0.364 | 1 | 1 | cs | TRUE
58 | LV_361-22_0_6_line_58 |  | 54 | 68 | 0.023011 | 0.125 | 0.08 | 261 | 0 | 0.364 | 1 | 1 | cs | TRUE
59 | LV_361-22_0_6_line_59 |  | 55 | 74 | 0.032742 | 0.125 | 0.08 | 261 | 0 | 0.364 | 1 | 5 | cs | TRUE
60 | LV_361-22_0_6_line_60 |  | 55 | 75 | 0.016032 | 0.125 | 0.08 | 261 | 0 | 0.364 | 1 | 1 | cs | TRUE
61 | LV_361-22_0_6_line_61 |  | 56 | 57 | 0.035382 | 0.125 | 0.08 | 261 | 0 | 0.364 | 1 | 5 | cs | TRUE
62 | LV_361-22_0_6_line_62 |  | 56 | 58 | 0.017302 | 0.125 | 0.08 | 261 | 0 | 0.364 | 1 | 5 | cs | TRUE
63 | LV_361-22_0_6_line_63 |  | 58 | 59 | 0.015011 | 0.125 | 0.08 | 261 | 0 | 0.364 | 1 | 5 | cs | TRUE
64 | LV_361-22_0_6_line_64 |  | 59 | 60 | 0.00021876 | 0.125 | 0.08 | 261 | 0 | 0.364 | 1 | 5 | cs | TRUE
65 | LV_361-22_0_6_line_65 |  | 60 | 61 | 0.014047 | 0.125 | 0.08 | 261 | 0 | 0.364 | 1 | 5 | cs | TRUE
66 | LV_361-22_0_6_line_66 |  | 61 | 62 | 0.022509 | 0.125 | 0.08 | 261 | 0 | 0.364 | 1 | 1 | cs | TRUE
67 | LV_361-22_0_6_line_67 |  | 61 | 63 | 0.020453 | 0.125 | 0.08 | 261 | 0 | 0.364 | 1 | 5 | cs | TRUE
68 | LV_361-22_0_6_line_68 |  | 63 | 66 | 0.015752 | 0.125 | 0.08 | 261 | 0 | 0.364 | 1 | 5 | cs | TRUE
69 | LV_361-22_0_6_line_69 |  | 65 | 66 | 0.011428 | 0.125 | 0.08 | 261 | 0 | 0.364 | 1 | 5 | cs | TRUE
70 | LV_361-22_0_6_line_70 |  | 67 | 68 | 0.014752 | 0.125 | 0.08 | 261 | 0 | 0.364 | 1 | 1 | cs | TRUE
71 | LV_361-22_0_6_line_71 |  | 67 | 69 | 0.0066721 | 0.125 | 0.08 | 261 | 0 | 0.364 | 1 | 1 | cs | TRUE
72 | LV_361-22_0_6_line_72 |  | 69 | 70 | 0.0095634 | 0.125 | 0.08 | 261 | 0 | 0.364 | 1 | 1 | cs | TRUE
73 | LV_361-22_0_6_line_73 |  | 70 | 72 | 0.0047202 | 0.125 | 0.08 | 261 | 0 | 0.364 | 1 | 1 | cs | TRUE
74 | LV_361-22_0_6_line_74 |  | 72 | 73 | 0.023263 | 0.125 | 0.08 | 261 | 0 | 0.364 | 1 | 1 | cs | TRUE
75 | LV_361-22_0_6_line_75 |  | 74 | 76 | 0.016166 | 0.125 | 0.08 | 261 | 0 | 0.364 | 1 | 5 | cs | TRUE
76 | LV_361-22_0_6_line_76 |  | 76 | 77 | 0.0060163 | 0.125 | 0.08 | 261 | 0 | 0.364 | 1 | 5 | cs | TRUE
77 | LV_361-22_0_6_line_77 |  | 77 | 78 | 0.023681 | 0.125 | 0.08 | 261 | 0 | 0.364 | 1 | 5 | cs | TRUE
78 | LV_361-22_0_6_line_78 |  | 78 | 79 | 0.0074264 | 0.125 | 0.08 | 261 | 0 | 0.364 | 1 | 5 | cs | TRUE
79 | LV_361-22_0_6_line_79 |  | 79 | 80 | 0.041173 | 0.125 | 0.08 | 261 | 0 | 0.364 | 1 | 5 | cs | TRUE
80 | LV_361-22_0_6_line_80 |  | 80 | 81 | 0.022742 | 0.125 | 0.08 | 261 | 0 | 0.364 | 1 | 5 | cs | TRUE
81 | LV_361-22_0_6_line_81 |  | 81 | 82 | 0.061933 | 0.125 | 0.08 | 261 | 0 | 0.364 | 1 | 5 | cs | TRUE
82 | LV_361-22_0_6_line_82 |  | 82 | 83 | 0.027156 | 0.125 | 0.08 | 261 | 0 | 0.364 | 1 | 5 | cs | TRUE
83 | LV_361-22_0_6_line_83 |  | 82 | 84 | 0.017581 | 0.125 | 0.08 | 261 | 0 | 0.364 | 1 | 5 | cs | TRUE
84 | LV_361-22_0_6_line_84 |  | 82 | 85 | 0.016976 | 0.125 | 0.08 | 261 | 0 | 0.364 | 1 | 5 | cs | TRUE
85 | LV_361-22_0_6_line_85 |  | 83 | 86 | 0.023108 | 0.125 | 0.08 | 261 | 0 | 0.364 | 1 | 5 | cs | TRUE
86 | LV_361-22_0_6_line_86 |  | 83 | 87 | 0.011534 | 0.125 | 0.08 | 261 | 0 | 0.364 | 1 | 1 | cs | TRUE
87 | LV_361-22_0_6_line_87 |  | 84 | 88 | 0.027607 | 0.125 | 0.08 | 261 | 0 | 0.364 | 1 | 5 | cs | TRUE
88 | LV_361-22_0_6_line_88 |  | 85 | 89 | 0.0099504 | 0.125 | 0.08 | 261 | 0 | 0.364 | 1 | 5 | cs | TRUE
89 | LV_361-22_0_6_line_89 |  | 86 | 103 | 0.017546 | 0.125 | 0.08 | 261 | 0 | 0.364 | 1 | 5 | cs | TRUE
90 | LV_361-22_0_6_line_90 |  | 86 | 104 | 3.1512e-05 | 0.125 | 0.08 | 261 | 0 | 0.364 | 1 | 1 | cs | TRUE
91 | LV_361-22_0_6_line_91 |  | 87 | 105 | 0.021155 | 0.125 | 0.08 | 261 | 0 | 0.364 | 1 | 1 | cs | TRUE
92 | LV_361-22_0_6_line_92 |  | 88 | 94 | 0.009492 | 0.125 | 0.08 | 261 | 0 | 0.364 | 1 | 1 | cs | TRUE
93 | LV_361-22_0_6_line_93 |  | 89 | 98 | 0.0028915 | 0.125 | 0.08 | 261 | 0 | 0.364 | 1 | 5 | cs | TRUE
94 | LV_361-22_0_6_line_94 |  | 90 | 91 | 0.025141 | 0.125 | 0.08 | 261 | 0 | 0.364 | 1 | 1 | cs | TRUE
95 | LV_361-22_0_6_line_95 |  | 90 | 92 | 0.007711 | 0.125 | 0.08 | 261 | 0 | 0.364 | 1 | 1 | cs | TRUE
96 | LV_361-22_0_6_line_96 |  | 91 | 93 | 0.012748 | 0.125 | 0.08 | 261 | 0 | 0.364 | 1 | 1 | cs | TRUE
97 | LV_361-22_0_6_line_97 |  | 93 | 94 | 0.022182 | 0.125 | 0.08 | 261 | 0 | 0.364 | 1 | 1 | cs | TRUE
98 | LV_361-22_0_6_line_98 |  | 95 | 96 | 0.012651 | 0.125 | 0.08 | 261 | 0 | 0.364 | 1 | 2 | cs | TRUE
99 | LV_361-22_0_6_line_99 |  | 95 | 97 | 0.0063409 | 0.125 | 0.08 | 261 | 0 | 0.364 | 1 | 1 | cs | TRUE
100 | LV_361-22_0_6_line_100 |  | 96 | 98 | 0.0091959 | 0.125 | 0.08 | 261 | 0 | 0.364 | 1 | 5 | cs | TRUE
101 | LV_361-22_0_6_line_101 |  | 97 | 99 | 0.004966 | 0.125 | 0.08 | 261 | 0 | 0.364 | 1 | 1 | cs | TRUE
102 | LV_361-22_0_6_line_102 |  | 99 | 100 | 7.1221e-05 | 0.125 | 0.08 | 261 | 0 | 0.364 | 1 | 1 | cs | TRUE
103 | LV_361-22_0_6_line_103 |  | 100 | 101 | 6.7473e-05 | 0.125 | 0.08 | 261 | 0 | 0.364 | 1 | 1 | cs | TRUE
104 | LV_361-22_0_6_line_104 |  | 101 | 102 | 6.1204e-05 | 0.125 | 0.08 | 261 | 0 | 0.364 | 1 | 1 | cs | TRUE
105 | LV_361-22_0_6_line_105 |  | 102 | 124 | 6.7469e-05 | 0.125 | 0.08 | 261 | 0 | 0.364 | 1 | 1 | cs | TRUE
106 | LV_361-22_0_6_line_106 |  | 103 | 106 | 0.0018729 | 0.125 | 0.08 | 261 | 0 | 0.364 | 1 | 5 | cs | TRUE
107 | LV_361-22_0_6_line_107 |  | 105 | 107 | 0.0084889 | 0.125 | 0.08 | 261 | 0 | 0.364 | 1 | 1 | cs | TRUE
108 | LV_361-22_0_6_line_108 |  | 106 | 108 | 0.0082381 | 0.125 | 0.08 | 261 | 0 | 0.364 | 1 | 5 | cs | TRUE
109 | LV_361-22_0_6_line_109 |  | 108 | 116 | 0.016386 | 0.125 | 0.08 | 261 | 0 | 0.364 | 1 | 5 | cs | TRUE
110 | LV_361-22_0_6_line_110 |  | 109 | 110 | 5.8678e-05 | 0.125 | 0.08 | 261 | 0 | 0.364 | 1 | 1 | cs | TRUE
111 | LV_361-22_0_6_line_111 |  | 110 | 111 | 0.018426 | 0.125 | 0.08 | 261 | 0 | 0.364 | 1 | 1 | cs | TRUE
112 | LV_361-22_0_6_line_112 |  | 111 | 112 | 0.0035038 | 0.125 | 0.08 | 261 | 0 | 0.364 | 1 | 1 | cs | TRUE
113 | LV_361-22_0_6_line_113 |  | 112 | 117 | 0.020812 | 0.125 | 0.08 | 261 | 0 | 0.364 | 1 | 1 | cs | TRUE
114 | LV_361-22_0_6_line_114 |  | 113 | 114 | 0.008868 | 0.125 | 0.08 | 261 | 0 | 0.364 | 1 | 1 | cs | TRUE
115 | LV_361-22_0_6_line_115 |  | 113 | 115 | 0.020574 | 0.125 | 0.08 | 261 | 0 | 0.364 | 1 | 1 | cs | TRUE
116 | LV_361-22_0_6_line_116 |  | 114 | 118 | 0.010955 | 0.125 | 0.08 | 261 | 0 | 0.364 | 1 | 1 | cs | TRUE
117 | LV_361-22_0_6_line_117 |  | 114 | 117 | 0.012872 | 0.125 | 0.08 | 261 | 0 | 0.364 | 1 | 1 | cs | TRUE
118 | LV_361-22_0_6_line_118 |  | 115 | 119 | 0.0057811 | 0.125 | 0.08 | 261 | 0 | 0.364 | 1 | 1 | cs | TRUE
119 | LV_361-22_0_6_line_119 |  | 116 | 127 | 0.00054043 | 0.125 | 0.08 | 261 | 0 | 0.364 | 1 | 5 | cs | TRUE
120 | LV_361-22_0_6_line_120 |  | 118 | 173 | 0.021502 | 0.125 | 0.08 | 261 | 0 | 0.364 | 1 | 1 | cs | TRUE
121 | LV_361-22_0_6_line_121 |  | 119 | 175 | 0.007444 | 0.125 | 0.08 | 261 | 0 | 0.364 | 1 | 1 | cs | TRUE
122 | LV_361-22_0_6_line_122 |  | 120 | 121 | 0.015066 | 0.125 | 0.08 | 261 | 0 | 0.364 | 1 | 1 | cs | TRUE
123 | LV_361-22_0_6_line_123 |  | 120 | 122 | 0.020176 | 0.125 | 0.08 | 261 | 0 | 0.364 | 1 | 1 | cs | TRUE
124 | LV_361-22_0_6_line_124 |  | 121 | 123 | 0.0022423 | 0.125 | 0.08 | 261 | 0 | 0.364 | 1 | 1 | cs | TRUE
125 | LV_361-22_0_6_line_125 |  | 122 | 124 | 0.0017525 | 0.125 | 0.08 | 261 | 0 | 0.364 | 1 | 1 | cs | TRUE
126 | LV_361-22_0_6_line_126 |  | 123 | 125 | 0.017219 | 0.125 | 0.08 | 261 | 0 | 0.364 | 1 | 1 | cs | TRUE
127 | LV_361-22_0_6_line_127 |  | 125 | 126 | 0.0023707 | 0.125 | 0.08 | 261 | 0 | 0.364 | 1 | 1 | cs | TRUE
128 | LV_361-22_0_6_line_128 |  | 127 | 128 | 0.0028613 | 0.125 | 0.08 | 261 | 0 | 0.364 | 1 | 5 | cs | TRUE
129 | LV_361-22_0_6_line_129 |  | 128 | 143 | 0.010576 | 0.125 | 0.08 | 261 | 0 | 0.364 | 1 | 5 | cs | TRUE
130 | LV_361-22_0_6_line_130 |  | 129 | 130 | 0.024989 | 0.125 | 0.08 | 261 | 0 | 0.364 | 1 | 1 | cs | TRUE
131 | LV_361-22_0_6_line_131 |  | 129 | 131 | 0.033849 | 0.125 | 0.08 | 261 | 0 | 0.364 | 1 | 1 | cs | TRUE
132 | LV_361-22_0_6_line_132 |  | 131 | 134 | 0.0029782 | 0.125 | 0.08 | 261 | 0 | 0.364 | 1 | 1 | cs | TRUE
133 | LV_361-22_0_6_line_133 |  | 132 | 133 | 0.010534 | 0.125 | 0.08 | 261 | 0 | 0.364 | 1 | 1 | cs | TRUE
134 | LV_361-22_0_6_line_134 |  | 132 | 134 | 0.012102 | 0.125 | 0.08 | 261 | 0 | 0.364 | 1 | 1 | cs | TRUE
135 | LV_361-22_0_6_line_135 |  | 133 | 145 | 0.0064813 | 0.125 | 0.08 | 261 | 0 | 0.364 | 1 | 1 | cs | TRUE
136 | LV_361-22_0_6_line_136 |  | 135 | 136 | 0.0017265 | 0.125 | 0.08 | 261 | 0 | 0.364 | 1 | 5 | cs | TRUE
137 | LV_361-22_0_6_line_137 |  | 135 | 137 | 0.0095401 | 0.125 | 0.08 | 261 | 0 | 0.364 | 1 | 5 | cs | TRUE
138 | LV_361-22_0_6_line_138 |  | 136 | 138 | 0.01233 | 0.125 | 0.08 | 261 | 0 | 0.364 | 1 | 5 | cs | TRUE
139 | LV_361-22_0_6_line_139 |  | 137 | 139 | 0.02002 | 0.125 | 0.08 | 261 | 0 | 0.364 | 1 | 5 | cs | TRUE
140 | LV_361-22_0_6_line_140 |  | 138 | 140 | 0.018723 | 0.125 | 0.08 | 261 | 0 | 0.364 | 1 | 5 | cs | TRUE
141 | LV_361-22_0_6_line_141 |  | 139 | 141 | 0.0096372 | 0.125 | 0.08 | 261 | 0 | 0.364 | 1 | 5 | cs | TRUE
142 | LV_361-22_0_6_line_142 |  | 140 | 142 | 0.00017552 | 0.125 | 0.08 | 261 | 0 | 0.364 | 1 | 5 | cs | TRUE
143 | LV_361-22_0_6_line_143 |  | 141 | 143 | 0.013731 | 0.125 | 0.08 | 261 | 0 | 0.364 | 1 | 5 | cs | TRUE
144 | LV_361-22_0_6_line_144 |  | 142 | 144 | 0.0052504 | 0.125 | 0.08 | 261 | 0 | 0.364 | 1 | 5 | cs | TRUE
145 | LV_361-22_0_6_line_145 |  | 144 | 147 | 0.00060285 | 0.125 | 0.08 | 261 | 0 | 0.364 | 1 | 5 | cs | TRUE
146 | LV_361-22_0_6_line_146 |  | 145 | 146 | 3.7146e-05 | 0.125 | 0.08 | 261 | 0 | 0.364 | 1 | 1 | cs | TRUE
147 | LV_361-22_0_6_line_147 |  | 146 | 154 | 0.017381 | 0.125 | 0.08 | 261 | 0 | 0.364 | 1 | 1 | cs | TRUE
148 | LV_361-22_0_6_line_148 |  | 147 | 148 | 0.014085 | 0.125 | 0.08 | 261 | 0 | 0.364 | 1 | 5 | cs | TRUE
149 | LV_361-22_0_6_line_149 |  | 148 | 149 | 0.021 | 0.125 | 0.08 | 261 | 0 | 0.364 | 1 | 5 | cs | TRUE
150 | LV_361-22_0_6_line_150 |  | 149 | 150 | 0.01325 | 0.125 | 0.08 | 261 | 0 | 0.364 | 1 | 5 | cs | TRUE
151 | LV_361-22_0_6_line_151 |  | 150 | 151 | 0.006484 | 0.125 | 0.08 | 261 | 0 | 0.364 | 1 | 5 | cs | TRUE
152 | LV_361-22_0_6_line_152 |  | 150 | 152 | 0.02968 | 0.125 | 0.08 | 261 | 0 | 0.364 | 1 | 5 | cs | TRUE
153 | LV_361-22_0_6_line_153 |  | 151 | 153 | 0.014336 | 0.125 | 0.08 | 261 | 0 | 0.364 | 1 | 5 | cs | TRUE
154 | LV_361-22_0_6_line_154 |  | 152 | 154 | 0.013749 | 0.125 | 0.08 | 261 | 0 | 0.364 | 1 | 3 | cs | TRUE
155 | LV_361-22_0_6_line_155 |  | 153 | 155 | 0.0043216 | 0.125 | 0.08 | 261 | 0 | 0.364 | 1 | 5 | cs | TRUE
156 | LV_361-22_0_6_line_156 |  | 155 | 156 | 0.02395 | 0.125 | 0.08 | 261 | 0 | 0.364 | 1 | 3 | cs | TRUE
157 | LV_361-22_0_6_line_157 |  | 156 | 157 | 0.00098438 | 0.125 | 0.08 | 261 | 0 | 0.364 | 1 | 1 | cs | TRUE
158 | LV_361-22_0_6_line_158 |  | 157 | 158 | 0.0084264 | 0.125 | 0.08 | 261 | 0 | 0.364 | 1 | 1 | cs | TRUE
159 | LV_361-22_0_6_line_159 |  | 158 | 159 | 3.8259e-05 | 0.125 | 0.08 | 261 | 0 | 0.364 | 1 | 1 | cs | TRUE
160 | LV_361-22_0_6_line_160 |  | 159 | 160 | 0.016782 | 0.125 | 0.08 | 261 | 0 | 0.364 | 1 | 1 | cs | TRUE
161 | LV_361-22_0_6_line_161 |  | 160 | 171 | 0.020434 | 0.125 | 0.08 | 261 | 0 | 0.364 | 1 | 1 | cs | TRUE
162 | LV_361-22_0_6_line_162 |  | 160 | 165 | 0.021349 | 0.125 | 0.08 | 261 | 0 | 0.364 | 1 | 1 | cs | TRUE
163 | LV_361-22_0_6_line_163 |  | 161 | 162 | 0.025417 | 0.125 | 0.08 | 261 | 0 | 0.364 | 1 | 1 | cs | TRUE
164 | LV_361-22_0_6_line_164 |  | 161 | 163 | 0.0013059 | 0.125 | 0.08 | 261 | 0 | 0.364 | 1 | 1 | cs | TRUE
165 | LV_361-22_0_6_line_165 |  | 162 | 164 | 0.060365 | 0.125 | 0.08 | 261 | 0 | 0.364 | 1 | 1 | cs | TRUE
166 | LV_361-22_0_6_line_166 |  | 163 | 165 | 0.017058 | 0.125 | 0.08 | 261 | 0 | 0.364 | 1 | 1 | cs | TRUE
167 | LV_361-22_0_6_line_167 |  | 164 | 169 | 0.0025152 | 0.125 | 0.08 | 261 | 0 | 0.364 | 1 | 1 | cs | TRUE
168 | LV_361-22_0_6_line_168 |  | 165 | 170 | 0.036944 | 0.125 | 0.08 | 261 | 0 | 0.364 | 1 | 1 | cs | TRUE
169 | LV_361-22_0_6_line_169 |  | 166 | 167 | 0.011732 | 0.125 | 0.08 | 261 | 0 | 0.364 | 1 | 1 | cs | TRUE
170 | LV_361-22_0_6_line_170 |  | 167 | 168 | 0.00077931 | 0.125 | 0.08 | 261 | 0 | 0.364 | 1 | 1 | cs | TRUE
171 | LV_361-22_0_6_line_171 |  | 168 | 169 | 0.018712 | 0.125 | 0.08 | 261 | 0 | 0.364 | 1 | 1 | cs | TRUE
172 | LV_361-22_0_6_line_172 |  | 171 | 172 | 0.0062732 | 0.125 | 0.08 | 261 | 0 | 0.364 | 1 | 1 | cs | TRUE
173 | LV_361-22_0_6_line_173 |  | 172 | 176 | 0.016485 | 0.125 | 0.08 | 261 | 0 | 0.364 | 1 | 1 | cs | TRUE
174 | LV_361-22_0_6_line_174 |  | 173 | 174 | 0.0041007 | 0.125 | 0.08 | 261 | 0 | 0.364 | 1 | 1 | cs | TRUE
175 | LV_361-22_0_6_line_175 |  | 174 | 176 | 0.010172 | 0.125 | 0.08 | 261 | 0 | 0.364 | 1 | 1 | cs | TRUE

## trafo
| name | std_type | hv_bus | lv_bus | sn_mva | vn_hv_kv | vn_lv_kv | vk_percent | vkr_percent | pfe_kw | i0_percent | shift_degree | tap_side | tap_neutral | tap_min | tap_max | tap_step_percent | tap_step_degree | tap_pos | tap_phase_shifter | parallel | df | in_service
0 | LV_361-22_0_6_trafo_99 | 0.63 MVA 20/0.4 kV | 177 | 88 | 0.63 | 20 | 0.4 | 6 | 1.206 | 1.65 | 0.2619 | 150 | hv | 0 | -2 | 2 | 2.5 | 0 | 0 | FALSE | 1 | 1 | TRUE

## line_geodata
| x0 | y0 | x1 | y1 | x2 | y2 | x3 | y3 | x4 | y4 | x5 | y5 | x6 | y6
0 | 2600606.3559 | 1205163.0777 | 2600623.1927 | 1205163.156
1 | 2600606.3559 | 1205163.0777 | 2600600.8377 | 1205163.052 | 2600587.1546 | 1205162.2171 | 2600583.3517 | 1205161.8689
2 | 2600623.1927 | 1205163.156 | 2600625.2302 | 1205163.1654 | 2600643.9563 | 1205161.7664 | 2600653.1673 | 1205160.5778 | 2600654.0398 | 1205160.381
3 | 2600556.6168 | 1205157.656 | 2600562.4429 | 1205158.9465 | 2600574.5135 | 1205161.0598 | 2600583.3517 | 1205161.8689
4 | 2600673.9692 | 1205155.8851 | 2600654.0398 | 1205160.381
5 | 2600556.6168 | 1205157.656 | 2600538.0432 | 1205153.5416 | 2600535.5721 | 1205152.8617
6 | 2600686.855 | 1205154.1332 | 2600682.8315 | 1205154.0216 | 2600677.9939 | 1205154.9772 | 2600673.9692 | 1205155.8851
7 | 2600510.6618 | 1205146.0076 | 2600535.5721 | 1205152.8617
8 | 2600510.6618 | 1205146.0076 | 2600491.3578 | 1205140.6961
9 | 2600491.3578 | 1205140.6961 | 2600465.439 | 1205133.5646
10 | 2600710.9462 | 1205197.7929 | 2600693.8354 | 1205198.7048
11 | 2600710.9462 | 1205197.7929 | 2600710.0249 | 1205206.9422 | 2600708.7996 | 1205214.5351 | 2600706.5402 | 1205218.8483 | 2600704.3722 | 1205221.5607 | 2600700.5005 | 1205224.3173 | 2600698.0709 | 1205225.3577
12 | 2600693.8354 | 1205198.7048 | 2600672.2288 | 1205199.8564
13 | 2600581.3266 | 1205204.3901 | 2600567.0865 | 1205203.3044 | 2600555.1837 | 1205202.6457
14 | 2600583.7282 | 1205204.5732 | 2600581.3266 | 1205204.3901
15 | 2600555.1837 | 1205202.6457 | 2600547.7676 | 1205202.2352
16 | 2600583.7282 | 1205204.5732 | 2600583.9785 | 1205212.9111 | 2600584.6297 | 1205218.9365
17 | 2600583.7282 | 1205204.5732 | 2600611.5501 | 1205203.0904
18 | 2600547.7676 | 1205202.2352 | 2600530.1485 | 1205201.2601
19 | 2600585.487 | 1205225.8143 | 2600585.2629 | 1205224.7954 | 2600584.6297 | 1205218.9365
20 | 2600611.5501 | 1205203.0904 | 2600622.8526 | 1205202.488
21 | 2600526.9581 | 1205201.0836 | 2600530.1485 | 1205201.2601
22 | 2600585.487 | 1205225.8143 | 2600587.5514 | 1205235.2013 | 2600588.8941 | 1205238.6466
23 | 2600633.8494 | 1205201.9019 | 2600622.8526 | 1205202.488
24 | 2600526.9581 | 1205201.0836 | 2600505.273 | 1205199.8834
25 | 2600591.3049 | 1205244.8327 | 2600588.8941 | 1205238.6466
26 | 2600644.6401 | 1205201.3268 | 2600633.8494 | 1205201.9019
27 | 2600494.9294 | 1205199.0017 | 2600504.1246 | 1205199.8199 | 2600505.273 | 1205199.8834
28 | 2600610.2056 | 1205277.1373 | 2600598.9352 | 1205261.2387 | 2600592.7983 | 1205248.6647 | 2600591.3049 | 1205244.8327
29 | 2600644.6401 | 1205201.3268 | 2600649.1008 | 1205201.089
30 | 2600667.06 | 1205200.1319 | 2600672.2288 | 1205199.8564
31 | 2600646.1842 | 1205253.2385 | 2600634.1025 | 1205261.2638
32 | 2600625.8632 | 1205266.7367 | 2600634.1025 | 1205261.2638
33 | 2600665.1698 | 1205200.2326 | 2600667.06 | 1205200.1319
34 | 2600610.2056 | 1205277.1373 | 2600625.8632 | 1205266.7367
35 | 2600665.1698 | 1205200.2326 | 2600649.1008 | 1205201.089
36 | 2600610.2056 | 1205277.1373 | 2600609.7782 | 1205293.5462 | 2600594.1863 | 1205293.2002
37 | 2600440.7997 | 1205125.8151 | 2600450.6515 | 1205129.2333 | 2600463.6805 | 1205133.0807 | 2600465.439 | 1205133.5646
38 | 2600419.538 | 1205118.6011 | 2600420.6234 | 1205118.8147 | 2600440.7997 | 1205125.8151
39 | 2600419.538 | 1205118.6011 | 2600414.1812 | 1205117.547 | 2600408.7581 | 1205117.0353 | 2600401.7985 | 1205117.6463 | 2600397.6042 | 1205118.5849
40 | 2600367.3117 | 1205134.9428 | 2600382.2049 | 1205124.5713 | 2600394.3977 | 1205119.3024 | 2600397.6042 | 1205118.5849
41 | 2600367.3117 | 1205134.9428 | 2600386.509 | 1205142.9482 | 2600399.4216 | 1205147.3334
42 | 2600694.9104 | 1205304.6206 | 2600673.5924 | 1205301.5859
43 | 2600662.836 | 1205300.0548 | 2600673.5924 | 1205301.5859
44 | 2600694.9104 | 1205304.6206 | 2600696.1273 | 1205304.7938
45 | 2600662.836 | 1205300.0548 | 2600659.2542 | 1205311.7835
46 | 2600594.1863 | 1205293.2002 | 2600609.7782 | 1205293.5462 | 2600619.0269 | 1205294.0918 | 2600626.587 | 1205294.804 | 2600631.6372 | 1205295.616 | 2600647.3051 | 1205297.8409 | 2600662.836 | 1205300.0548
47 | 2600657.7232 | 1205316.7967 | 2600659.2542 | 1205311.7835
48 | 2600594.1863 | 1205293.2002 | 2600586.0969 | 1205323.2851
49 | 2600594.1863 | 1205293.2002 | 2600580.7077 | 1205293.0169
50 | 2600657.7232 | 1205316.7967 | 2600654.2158 | 1205328.2693
51 | 2600657.7232 | 1205316.7967 | 2600654.5213 | 1205315.907 | 2600649.3705 | 1205332.2821 | 2600636.2135 | 1205331.0047
52 | 2600570.3268 | 1205292.8757 | 2600580.7077 | 1205293.0169
53 | 2600617.9665 | 1205329.2331 | 2600607.4021 | 1205328.2093
54 | 2600617.9665 | 1205329.2331 | 2600617.3959 | 1205330.4003 | 2600614.0794 | 1205335.0248 | 2600613.5697 | 1205336.3476 | 2600613.2653 | 1205337.7706 | 2600614.0781 | 1205349.3659
55 | 2600617.9665 | 1205329.2331 | 2600636.2135 | 1205331.0047
56 | 2600607.3226 | 1205366.6525 | 2600614.0781 | 1205349.3659
57 | 2600570.3268 | 1205292.8757 | 2600563.6896 | 1205317.0968
58 | 2600570.3268 | 1205292.8757 | 2600547.318 | 1205292.5644
59 | 2600607.3226 | 1205366.6525 | 2600627.9487 | 1205374.681 | 2600635.3945 | 1205376.3048 | 2600638.3227 | 1205376.9004
60 | 2600607.3226 | 1205366.6525 | 2600592.4331 | 1205360.7081
61 | 2600433.2212 | 1205157.7929 | 2600402.0934 | 1205148.2408 | 2600399.4216 | 1205147.3334
62 | 2600447.835 | 1205165.7753 | 2600446.0478 | 1205163.0737 | 2600443.401 | 1205160.9168 | 2600433.2212 | 1205157.7929
63 | 2600448.6073 | 1205180.5584 | 2600449.2493 | 1205172.4345 | 2600448.9225 | 1205168.8214 | 2600447.835 | 1205165.7753 | 2600447.835 | 1205165.7753
64 | 2600448.6073 | 1205180.5584 | 2600448.59 | 1205180.7765
65 | 2600447.4833 | 1205194.7799 | 2600448.59 | 1205180.7765
66 | 2600447.4833 | 1205194.7799 | 2600445.3284 | 1205217.1852
67 | 2600447.4833 | 1205194.7799 | 2600467.856 | 1205196.5927
68 | 2600483.546 | 1205197.9888 | 2600467.856 | 1205196.5927
69 | 2600494.9294 | 1205199.0017 | 2600483.546 | 1205197.9888
70 | 2600532.5678 | 1205292.3648 | 2600547.318 | 1205292.5644
71 | 2600525.8963 | 1205292.2746 | 2600532.5678 | 1205292.3648
72 | 2600525.8963 | 1205292.2746 | 2600516.3337 | 1205292.1452
73 | 2600516.3337 | 1205292.1452 | 2600511.6139 | 1205292.0813
74 | 2600511.6139 | 1205292.0813 | 2600488.353 | 1205291.7666
75 | 2600638.3227 | 1205376.9004 | 2600642.6122 | 1205377.7729 | 2600654.3601 | 1205378.7479
76 | 2600660.3558 | 1205379.2454 | 2600654.3601 | 1205378.7479
77 | 2600660.3558 | 1205379.2454 | 2600682.9831 | 1205381.1232 | 2600683.9584 | 1205381.1412
78 | 2600691.3835 | 1205381.2786 | 2600683.9584 | 1205381.1412
79 | 2600732.5496 | 1205382.0401 | 2600691.3835 | 1205381.2786
80 | 2600732.5496 | 1205382.0401 | 2600730.0213 | 1205404.6414
81 | 2600715.8613 | 1205464.7278 | 2600721.514 | 1205449.0532 | 2600725.6914 | 1205431.911 | 2600728.9866 | 1205413.8904 | 2600730.0213 | 1205404.6414
82 | 2600703.8951 | 1205489.1176 | 2600715.8613 | 1205464.7278
83 | 2600715.8613 | 1205464.7278 | 2600699.9006 | 1205457.3555
84 | 2600715.8613 | 1205464.7278 | 2600731.8393 | 1205470.4622
85 | 2600703.8951 | 1205489.1176 | 2600690.4997 | 1205507.9709
86 | 2600703.8951 | 1205489.1176 | 2600692.827 | 1205485.8734
87 | 2600674.838 | 1205445.7791 | 2600699.9006 | 1205457.3555
88 | 2600731.8393 | 1205470.4622 | 2600735.909 | 1205471.9228 | 2600741.3799 | 1205473.2372
89 | 2600690.4997 | 1205507.9709 | 2600705.0926 | 1205517.713
90 | 2600690.4813 | 1205507.9965 | 2600690.4997 | 1205507.9709
91 | 2600692.827 | 1205485.8734 | 2600672.5259 | 1205479.9227
92 | 2600674.838 | 1205445.7791 | 2600668.701 | 1205442.9444 | 2600666.1145 | 1205442.0648
93 | 2600741.3799 | 1205473.2372 | 2600743.8718 | 1205473.8359 | 2600744.1988 | 1205473.8691
94 | 2600609.1114 | 1205423.1303 | 2600622.0037 | 1205427.0646 | 2600633.0442 | 1205430.819
95 | 2600601.7361 | 1205420.8797 | 2600609.1114 | 1205423.1303
96 | 2600645.1131 | 1205434.9231 | 2600633.0442 | 1205430.819
97 | 2600645.1131 | 1205434.9231 | 2600666.1145 | 1205442.0648
98 | 2600753.3544 | 1205474.7154 | 2600759.0601 | 1205475.0716 | 2600764.6502 | 1205474.8944 | 2600765.9796 | 1205474.7142
99 | 2600772.263 | 1205473.8627 | 2600765.9796 | 1205474.7142
100 | 2600753.3544 | 1205474.7154 | 2600751.2112 | 1205474.5816 | 2600744.1988 | 1205473.8691
101 | 2600777.173 | 1205473.1246 | 2600775.3059 | 1205473.4504 | 2600772.263 | 1205473.8627
102 | 2600777.2431 | 1205473.1124 | 2600777.173 | 1205473.1246
103 | 2600777.3096 | 1205473.1008 | 2600777.2431 | 1205473.1124
104 | 2600777.3699 | 1205473.0902 | 2600777.3096 | 1205473.1008
105 | 2600777.4363 | 1205473.0787 | 2600777.3699 | 1205473.0902
106 | 2600706.6503 | 1205518.7529 | 2600705.0926 | 1205517.713
107 | 2600664.4966 | 1205477.1761 | 2600670.4695 | 1205479.3199 | 2600672.5259 | 1205479.9227
108 | 2600706.6503 | 1205518.7529 | 2600713.5019 | 1205523.327
109 | 2600727.1304 | 1205532.4252 | 2600713.5019 | 1205523.327
110 | 2600695.9908 | 1205572.8637 | 2600695.9459 | 1205572.8259
111 | 2600710.091 | 1205584.726 | 2600695.9908 | 1205572.8637
112 | 2600710.091 | 1205584.726 | 2600712.7715 | 1205586.9825
113 | 2600728.6932 | 1205600.3858 | 2600712.7715 | 1205586.9825
114 | 2600738.5404 | 1205608.6755 | 2600732.904 | 1205615.5342
115 | 2600732.904 | 1205615.5342 | 2600719.8028 | 1205631.3972
116 | 2600738.5404 | 1205608.6755 | 2600746.401 | 1205616.3054
117 | 2600738.5404 | 1205608.6755 | 2600728.6932 | 1205600.3858
118 | 2600719.8028 | 1205631.3972 | 2600716.1215 | 1205635.8546
119 | 2600727.5799 | 1205532.7253 | 2600727.1304 | 1205532.4252
120 | 2600746.401 | 1205616.3054 | 2600761.8301 | 1205631.2816
121 | 2600711.3812 | 1205641.5942 | 2600716.1215 | 1205635.8546
122 | 2600799.0382 | 1205469.3094 | 2600813.8801 | 1205466.7197
123 | 2600779.1628 | 1205472.7774 | 2600799.0382 | 1205469.3094
124 | 2600816.0889 | 1205466.3343 | 2600813.8801 | 1205466.7197
125 | 2600779.1628 | 1205472.7774 | 2600777.4363 | 1205473.0787
126 | 2600816.0889 | 1205466.3343 | 2600833.0517 | 1205463.3745
127 | 2600835.3872 | 1205462.967 | 2600833.0517 | 1205463.3745
128 | 2600727.5799 | 1205532.7253 | 2600729.9596 | 1205534.314
129 | 2600729.9596 | 1205534.314 | 2600738.7559 | 1205540.1863
130 | 2600924.1651 | 1205512.3354 | 2600921.6021 | 1205511.757 | 2600899.363 | 1205514.6999
131 | 2600924.1651 | 1205512.3354 | 2600909.8722 | 1205543.0185
132 | 2600908.6146 | 1205545.7181 | 2600909.8722 | 1205543.0185
133 | 2600903.3577 | 1205556.6233 | 2600900.6721 | 1205562.2594 | 2600898.3768 | 1205565.8849
134 | 2600903.3577 | 1205556.6233 | 2600908.6146 | 1205545.7181
135 | 2600894.7386 | 1205571.2436 | 2600896.4426 | 1205568.9402 | 2600898.3768 | 1205565.8849
136 | 2600781.9289 | 1205566.992 | 2600783.3547 | 1205567.9655
137 | 2600781.9289 | 1205566.992 | 2600774.0499 | 1205561.6129
138 | 2600793.5378 | 1205574.9176 | 2600783.3547 | 1205567.9655
139 | 2600759.7818 | 1205548.5896 | 2600759.7818 | 1205548.5896 | 2600759.8652 | 1205550.1793 | 2600760.8842 | 1205551.9804 | 2600762.7093 | 1205553.8706 | 2600774.0499 | 1205561.6129
140 | 2600793.5378 | 1205574.9176 | 2600809.0008 | 1205585.4744
141 | 2600759.7818 | 1205548.5896 | 2600750.1761 | 1205547.8103 | 2600750.1761 | 1205547.8103
142 | 2600809.1458 | 1205585.5734 | 2600809.0008 | 1205585.4744
143 | 2600738.7559 | 1205540.1863 | 2600750.1761 | 1205547.8103
144 | 2600809.1458 | 1205585.5734 | 2600813.4819 | 1205588.5337
145 | 2600813.9798 | 1205588.8736 | 2600813.4819 | 1205588.5337
146 | 2600894.7386 | 1205571.2436 | 2600894.7165 | 1205571.2735
147 | 2600894.7165 | 1205571.2735 | 2600890.8591 | 1205576.488 | 2600883.5963 | 1205584.6083
148 | 2600825.6124 | 1205596.8154 | 2600813.9798 | 1205588.8736
149 | 2600825.6124 | 1205596.8154 | 2600842.9556 | 1205608.6558
150 | 2600853.8988 | 1205616.1269 | 2600842.9556 | 1205608.6558
151 | 2600853.8988 | 1205616.1269 | 2600850.0498 | 1205621.3515
152 | 2600853.8988 | 1205616.1269 | 2600857.7323 | 1205613.526 | 2600874.4303 | 1205594.8565
153 | 2600850.0498 | 1205621.3515 | 2600848.1861 | 1205623.8637 | 2600840.7312 | 1205632.2329
154 | 2600883.5963 | 1205584.6083 | 2600874.4303 | 1205594.8565
155 | 2600840.7312 | 1205632.2329 | 2600837.8567 | 1205635.46
156 | 2600837.8567 | 1205635.46 | 2600831.4822 | 1205642.6162 | 2600821.8427 | 1205653.2683
157 | 2600821.8427 | 1205653.2683 | 2600821.1822 | 1205653.9982
158 | 2600815.5282 | 1205660.2461 | 2600821.1822 | 1205653.9982
159 | 2600815.5282 | 1205660.2461 | 2600815.5026 | 1205660.2745
160 | 2600803.065 | 1205671.3061 | 2600808.6477 | 1205667.8494 | 2600815.5026 | 1205660.2745
161 | 2600803.065 | 1205671.3061 | 2600788.4026 | 1205657.0741
162 | 2600790.1566 | 1205688.3361 | 2600803.065 | 1205671.3061
163 | 2600803.6131 | 1205700.8326 | 2600822.2379 | 1205718.1288
164 | 2600803.6131 | 1205700.8326 | 2600802.6561 | 1205699.944
165 | 2600822.2379 | 1205718.1288 | 2600882.6031 | 1205718.053
166 | 2600790.1566 | 1205688.3361 | 2600802.6561 | 1205699.944
167 | 2600882.6031 | 1205718.053 | 2600885.0413 | 1205717.4355
168 | 2600790.1566 | 1205688.3361 | 2600766.7918 | 1205716.9533
169 | 2600903.917 | 1205712.5761 | 2600915.2656 | 1205709.6031
170 | 2600903.1632 | 1205712.7736 | 2600903.917 | 1205712.5761
171 | 2600885.0413 | 1205717.4355 | 2600894.8861 | 1205714.9419 | 2600903.1632 | 1205712.7736
172 | 2600783.9012 | 1205652.7049 | 2600788.4026 | 1205657.0741
173 | 2600783.9012 | 1205652.7049 | 2600772.0719 | 1205641.2228
174 | 2600764.7726 | 1205634.1377 | 2600761.8301 | 1205631.2816
175 | 2600764.7726 | 1205634.1377 | 2600772.0719 | 1205641.2228

## bus_geodata
| x | y | coords
0 | 2600606.3559 | 1205163.0777
1 | 2600623.1927 | 1205163.156
2 | 2600583.3517 | 1205161.8689
3 | 2600654.0398 | 1205160.381
4 | 2600556.6168 | 1205157.656
5 | 2600673.9692 | 1205155.8851
6 | 2600535.5721 | 1205152.8617
7 | 2600686.855 | 1205154.1332
8 | 2600510.6618 | 1205146.0076
9 | 2600491.3578 | 1205140.6961
10 | 2600710.9462 | 1205197.7929
11 | 2600693.8354 | 1205198.7048
12 | 2600698.0709 | 1205225.3577
13 | 2600581.3266 | 1205204.3901
14 | 2600555.1837 | 1205202.6457
15 | 2600583.7282 | 1205204.5732
16 | 2600547.7676 | 1205202.2352
17 | 2600584.6297 | 1205218.9365
18 | 2600611.5501 | 1205203.0904
19 | 2600530.1485 | 1205201.2601
20 | 2600585.487 | 1205225.8143
21 | 2600622.8526 | 1205202.488
22 | 2600526.9581 | 1205201.0836
23 | 2600588.8941 | 1205238.6466
24 | 2600633.8494 | 1205201.9019
25 | 2600505.273 | 1205199.8834
26 | 2600591.3049 | 1205244.8327
27 | 2600644.6401 | 1205201.3268
28 | 2600672.2288 | 1205199.8564
29 | 2600646.1842 | 1205253.2385
30 | 2600634.1025 | 1205261.2638
31 | 2600667.06 | 1205200.1319
32 | 2600625.8632 | 1205266.7367
33 | 2600665.1698 | 1205200.2326
34 | 2600610.2056 | 1205277.1373
35 | 2600465.439 | 1205133.5646
36 | 2600440.7997 | 1205125.8151
37 | 2600419.538 | 1205118.6011
38 | 2600397.6042 | 1205118.5849
39 | 2600367.3117 | 1205134.9428
40 | 2600673.5924 | 1205301.5859
41 | 2600694.9104 | 1205304.6206
42 | 2600662.836 | 1205300.0548
43 | 2600696.1273 | 1205304.7938
44 | 2600659.2542 | 1205311.7835
45 | 2600594.1863 | 1205293.2002
46 | 2600657.7232 | 1205316.7967
47 | 2600586.0969 | 1205323.2851
48 | 2600580.7077 | 1205293.0169
49 | 2600617.9665 | 1205329.2331
50 | 2600607.4021 | 1205328.2093
51 | 2600614.0781 | 1205349.3659
52 | 2600636.2135 | 1205331.0047
53 | 2600654.2158 | 1205328.2693
54 | 2600570.3268 | 1205292.8757
55 | 2600607.3226 | 1205366.6525
56 | 2600433.2212 | 1205157.7929
57 | 2600399.4216 | 1205147.3334
58 | 2600447.835 | 1205165.7753
59 | 2600448.6073 | 1205180.5584
60 | 2600448.59 | 1205180.7765
61 | 2600447.4833 | 1205194.7799
62 | 2600445.3284 | 1205217.1852
63 | 2600467.856 | 1205196.5927
64 | 2600649.1008 | 1205201.089
65 | 2600494.9294 | 1205199.0017
66 | 2600483.546 | 1205197.9888
67 | 2600532.5678 | 1205292.3648
68 | 2600547.318 | 1205292.5644
69 | 2600525.8963 | 1205292.2746
70 | 2600516.3337 | 1205292.1452
71 | 2600563.6896 | 1205317.0968
72 | 2600511.6139 | 1205292.0813
73 | 2600488.353 | 1205291.7666
74 | 2600638.3227 | 1205376.9004
75 | 2600592.4331 | 1205360.7081
76 | 2600654.3601 | 1205378.7479
77 | 2600660.3558 | 1205379.2454
78 | 2600683.9584 | 1205381.1412
79 | 2600691.3835 | 1205381.2786
80 | 2600732.5496 | 1205382.0401
81 | 2600730.0213 | 1205404.6414
82 | 2600715.8613 | 1205464.7278
83 | 2600703.8951 | 1205489.1176
84 | 2600699.9006 | 1205457.3555
85 | 2600731.8393 | 1205470.4622
86 | 2600690.4997 | 1205507.9709
87 | 2600692.827 | 1205485.8734
88 | 2600674.838 | 1205445.7791
89 | 2600741.3799 | 1205473.2372
90 | 2600609.1114 | 1205423.1303
91 | 2600633.0442 | 1205430.819
92 | 2600601.7361 | 1205420.8797
93 | 2600645.1131 | 1205434.9231
94 | 2600666.1145 | 1205442.0648
95 | 2600765.9796 | 1205474.7142
96 | 2600753.3544 | 1205474.7154
97 | 2600772.263 | 1205473.8627
98 | 2600744.1988 | 1205473.8691
99 | 2600777.173 | 1205473.1246
100 | 2600777.2431 | 1205473.1124
101 | 2600777.3096 | 1205473.1008
102 | 2600777.3699 | 1205473.0902
103 | 2600705.0926 | 1205517.713
104 | 2600690.4813 | 1205507.9965
105 | 2600672.5259 | 1205479.9227
106 | 2600706.6503 | 1205518.7529
107 | 2600664.4966 | 1205477.1761
108 | 2600713.5019 | 1205523.327
109 | 2600695.9459 | 1205572.8259
110 | 2600695.9908 | 1205572.8637
111 | 2600710.091 | 1205584.726
112 | 2600712.7715 | 1205586.9825
113 | 2600732.904 | 1205615.5342
114 | 2600738.5404 | 1205608.6755
115 | 2600719.8028 | 1205631.3972
116 | 2600727.1304 | 1205532.4252
117 | 2600728.6932 | 1205600.3858
118 | 2600746.401 | 1205616.3054
119 | 2600716.1215 | 1205635.8546
120 | 2600799.0382 | 1205469.3094
121 | 2600813.8801 | 1205466.7197
122 | 2600779.1628 | 1205472.7774
123 | 2600816.0889 | 1205466.3343
124 | 2600777.4363 | 1205473.0787
125 | 2600833.0517 | 1205463.3745
126 | 2600835.3872 | 1205462.967
127 | 2600727.5799 | 1205532.7253
128 | 2600729.9596 | 1205534.314
129 | 2600924.1651 | 1205512.3354
130 | 2600899.363 | 1205514.6999
131 | 2600909.8722 | 1205543.0185
132 | 2600903.3577 | 1205556.6233
133 | 2600898.3768 | 1205565.8849
134 | 2600908.6146 | 1205545.7181
135 | 2600781.9289 | 1205566.992
136 | 2600783.3547 | 1205567.9655
137 | 2600774.0499 | 1205561.6129
138 | 2600793.5378 | 1205574.9176
139 | 2600759.7818 | 1205548.5896
140 | 2600809.0008 | 1205585.4744
141 | 2600750.1761 | 1205547.8103
142 | 2600809.1458 | 1205585.5734
143 | 2600738.7559 | 1205540.1863
144 | 2600813.4819 | 1205588.5337
145 | 2600894.7386 | 1205571.2436
146 | 2600894.7165 | 1205571.2735
147 | 2600813.9798 | 1205588.8736
148 | 2600825.6124 | 1205596.8154
149 | 2600842.9556 | 1205608.6558
150 | 2600853.8988 | 1205616.1269
151 | 2600850.0498 | 1205621.3515
152 | 2600874.4303 | 1205594.8565
153 | 2600840.7312 | 1205632.2329
154 | 2600883.5963 | 1205584.6083
155 | 2600837.8567 | 1205635.46
156 | 2600821.8427 | 1205653.2683
157 | 2600821.1822 | 1205653.9982
158 | 2600815.5282 | 1205660.2461
159 | 2600815.5026 | 1205660.2745
160 | 2600803.065 | 1205671.3061
161 | 2600803.6131 | 1205700.8326
162 | 2600822.2379 | 1205718.1288
163 | 2600802.6561 | 1205699.944
164 | 2600882.6031 | 1205718.053
165 | 2600790.1566 | 1205688.3361
166 | 2600915.2656 | 1205709.6031
167 | 2600903.917 | 1205712.5761
168 | 2600903.1632 | 1205712.7736
169 | 2600885.0413 | 1205717.4355
170 | 2600766.7918 | 1205716.9533
171 | 2600788.4026 | 1205657.0741
172 | 2600783.9012 | 1205652.7049
173 | 2600761.8301 | 1205631.2816
174 | 2600764.7726 | 1205634.1377
175 | 2600711.3812 | 1205641.5942
176 | 2600772.0719 | 1205641.2228
177 | 2600715.8613 | 1205464.7278

## line_std_types
| c_nf_per_km | r_ohm_per_km | x_ohm_per_km | max_i_ka | type | q_mm2 | alpha | voltage_rating
NAYY 4x50 SE | 210 | 0.642 | 0.083 | 0.142 | cs | 50 | 0.00403 | LV
NAYY 4x120 SE | 264 | 0.225 | 0.08 | 0.242 | cs | 120 | 0.00403 | LV
NAYY 4x150 SE | 261 | 0.208 | 0.08 | 0.27 | cs | 150 | 0.00403 | LV
NA2XS2Y 1x95 RM/25 12/20 kV | 216 | 0.313 | 0.132 | 0.252 | cs | 95 | 0.00403 | MV
NA2XS2Y 1x185 RM/25 12/20 kV | 273 | 0.161 | 0.117 | 0.362 | cs | 185 | 0.00403 | MV
NA2XS2Y 1x240 RM/25 12/20 kV | 304 | 0.122 | 0.112 | 0.421 | cs | 240 | 0.00403 | MV
NA2XS2Y 1x95 RM/25 6/10 kV | 315 | 0.313 | 0.123 | 0.249 | cs | 95 | 0.00403 | MV
NA2XS2Y 1x185 RM/25 6/10 kV | 406 | 0.161 | 0.11 | 0.358 | cs | 185 | 0.00403 | MV
NA2XS2Y 1x240 RM/25 6/10 kV | 456 | 0.122 | 0.105 | 0.416 | cs | 240 | 0.00403 | MV
NA2XS2Y 1x150 RM/25 12/20 kV | 250 | 0.206 | 0.116 | 0.319 | cs | 150 | 0.00403 | MV
NA2XS2Y 1x120 RM/25 12/20 kV | 230 | 0.253 | 0.119 | 0.283 | cs | 120 | 0.00403 | MV
NA2XS2Y 1x70 RM/25 12/20 kV | 190 | 0.443 | 0.132 | 0.22 | cs | 70 | 0.00403 | MV
NA2XS2Y 1x150 RM/25 6/10 kV | 360 | 0.206 | 0.11 | 0.315 | cs | 150 | 0.00403 | MV
NA2XS2Y 1x120 RM/25 6/10 kV | 340 | 0.253 | 0.113 | 0.28 | cs | 120 | 0.00403 | MV
NA2XS2Y 1x70 RM/25 6/10 kV | 280 | 0.443 | 0.123 | 0.217 | cs | 70 | 0.00403 | MV
N2XS(FL)2Y 1x120 RM/35 64/110 kV | 112 | 0.153 | 0.166 | 0.366 | cs | 120 | 0.00393 | HV
N2XS(FL)2Y 1x185 RM/35 64/110 kV | 125 | 0.099 | 0.156 | 0.457 | cs | 185 | 0.00393 | HV
N2XS(FL)2Y 1x240 RM/35 64/110 kV | 135 | 0.075 | 0.149 | 0.526 | cs | 240 | 0.00393 | HV
N2XS(FL)2Y 1x300 RM/35 64/110 kV | 144 | 0.06 | 0.144 | 0.588 | cs | 300 | 0.00393 | HV
15-AL1/3-ST1A 0.4 | 11 | 1.8769 | 0.35 | 0.105 | ol | 16 | 0.00403 | LV
24-AL1/4-ST1A 0.4 | 11.25 | 1.2012 | 0.335 | 0.14 | ol | 24 | 0.00403 | LV
48-AL1/8-ST1A 0.4 | 12.2 | 0.5939 | 0.3 | 0.21 | ol | 48 | 0.00403 | LV
94-AL1/15-ST1A 0.4 | 13.2 | 0.306 | 0.29 | 0.35 | ol | 94 | 0.00403 | LV
34-AL1/6-ST1A 10.0 | 9.7 | 0.8342 | 0.36 | 0.17 | ol | 34 | 0.00403 | MV
48-AL1/8-ST1A 10.0 | 10.1 | 0.5939 | 0.35 | 0.21 | ol | 48 | 0.00403 | MV
70-AL1/11-ST1A 10.0 | 10.4 | 0.4132 | 0.339 | 0.29 | ol | 70 | 0.00403 | MV
94-AL1/15-ST1A 10.0 | 10.75 | 0.306 | 0.33 | 0.35 | ol | 94 | 0.00403 | MV
122-AL1/20-ST1A 10.0 | 11.1 | 0.2376 | 0.323 | 0.41 | ol | 122 | 0.00403 | MV
149-AL1/24-ST1A 10.0 | 11.25 | 0.194 | 0.315 | 0.47 | ol | 149 | 0.00403 | MV
34-AL1/6-ST1A 20.0 | 9.15 | 0.8342 | 0.382 | 0.17 | ol | 34 | 0.00403 | MV
48-AL1/8-ST1A 20.0 | 9.5 | 0.5939 | 0.372 | 0.21 | ol | 48 | 0.00403 | MV
70-AL1/11-ST1A 20.0 | 9.7 | 0.4132 | 0.36 | 0.29 | ol | 70 | 0.00403 | MV
94-AL1/15-ST1A 20.0 | 10 | 0.306 | 0.35 | 0.35 | ol | 94 | 0.00403 | MV
122-AL1/20-ST1A 20.0 | 10.3 | 0.2376 | 0.344 | 0.41 | ol | 122 | 0.00403 | MV
149-AL1/24-ST1A 20.0 | 10.5 | 0.194 | 0.337 | 0.47 | ol | 149 | 0.00403 | MV
184-AL1/30-ST1A 20.0 | 10.75 | 0.1571 | 0.33 | 0.535 | ol | 184 | 0.00403 | MV
243-AL1/39-ST1A 20.0 | 11 | 0.1188 | 0.32 | 0.645 | ol | 243 | 0.00403 | MV
48-AL1/8-ST1A 110.0 | 8 | 0.5939 | 0.46 | 0.21 | ol | 48 | 0.00403 | HV
70-AL1/11-ST1A 110.0 | 8.4 | 0.4132 | 0.45 | 0.29 | ol | 70 | 0.00403 | HV
94-AL1/15-ST1A 110.0 | 8.65 | 0.306 | 0.44 | 0.35 | ol | 94 | 0.00403 | HV
122-AL1/20-ST1A 110.0 | 8.5 | 0.2376 | 0.43 | 0.41 | ol | 122 | 0.00403 | HV
149-AL1/24-ST1A 110.0 | 8.75 | 0.194 | 0.41 | 0.47 | ol | 149 | 0.00403 | HV
184-AL1/30-ST1A 110.0 | 8.8 | 0.1571 | 0.4 | 0.535 | ol | 184 | 0.00403 | HV
243-AL1/39-ST1A 110.0 | 9 | 0.1188 | 0.39 | 0.645 | ol | 243 | 0.00403 | HV
305-AL1/39-ST1A 110.0 | 9.2 | 0.0949 | 0.38 | 0.74 | ol | 305 | 0.00403 | HV
490-AL1/64-ST1A 110.0 | 9.75 | 0.059 | 0.37 | 0.96 | ol | 490 | 0.00403 | HV
679-AL1/86-ST1A 110.0 | 9.95 | 0.042 | 0.36 | 1.15 | ol | 679 | 0.00403 | HV
490-AL1/64-ST1A 220.0 | 10 | 0.059 | 0.285 | 0.96 | ol | 490 | 0.00403 | HV
679-AL1/86-ST1A 220.0 | 11.7 | 0.042 | 0.275 | 1.15 | ol | 679 | 0.00403 | HV
490-AL1/64-ST1A 380.0 | 11 | 0.059 | 0.253 | 0.96 | ol | 490 | 0.00403 | HV
679-AL1/86-ST1A 380.0 | 14.6 | 0.042 | 0.25 | 1.15 | ol | 679 | 0.00403 | HV

## trafo_std_types
| i0_percent | pfe_kw | vkr_percent | sn_mva | vn_lv_kv | vn_hv_kv | vk_percent | shift_degree | vector_group | tap_side | tap_neutral | tap_min | tap_max | tap_step_degree | tap_step_percent | tap_phase_shifter
160 MVA 380/110 kV | 0.06 | 60 | 0.25 | 160 | 110 | 380 | 12.2 | 0 | Yy0 | hv | 0 | -9 | 9 | 0 | 1.5 | FALSE
100 MVA 220/110 kV | 0.06 | 55 | 0.26 | 100 | 110 | 220 | 12 | 0 | Yy0 | hv | 0 | -9 | 9 | 0 | 1.5 | FALSE
63 MVA 110/20 kV | 0.04 | 22 | 0.32 | 63 | 20 | 110 | 18 | 150 | YNd5 | hv | 0 | -9 | 9 | 0 | 1.5 | FALSE
40 MVA 110/20 kV | 0.05 | 18 | 0.34 | 40 | 20 | 110 | 16.2 | 150 | YNd5 | hv | 0 | -9 | 9 | 0 | 1.5 | FALSE
25 MVA 110/20 kV | 0.07 | 14 | 0.41 | 25 | 20 | 110 | 12 | 150 | YNd5 | hv | 0 | -9 | 9 | 0 | 1.5 | FALSE
63 MVA 110/10 kV | 0.04 | 22 | 0.32 | 63 | 10 | 110 | 18 | 150 | YNd5 | hv | 0 | -9 | 9 | 0 | 1.5 | FALSE
40 MVA 110/10 kV | 0.05 | 18 | 0.34 | 40 | 10 | 110 | 16.2 | 150 | YNd5 | hv | 0 | -9 | 9 | 0 | 1.5 | FALSE
25 MVA 110/10 kV | 0.07 | 14 | 0.41 | 25 | 10 | 110 | 12 | 150 | YNd5 | hv | 0 | -9 | 9 | 0 | 1.5 | FALSE
0.25 MVA 20/0.4 kV | 0.32 | 0.8 | 1.44 | 0.25 | 0.4 | 20 | 6 | 150 | Yzn5 | hv | 0 | -2 | 2 | 0 | 2.5 | FALSE
0.4 MVA 20/0.4 kV | 0.3375 | 1.35 | 1.425 | 0.4 | 0.4 | 20 | 6 | 150 | Dyn5 | hv | 0 | -2 | 2 | 0 | 2.5 | FALSE
0.63 MVA 20/0.4 kV | 0.2619 | 1.65 | 1.206 | 0.63 | 0.4 | 20 | 6 | 150 | Dyn5 | hv | 0 | -2 | 2 | 0 | 2.5 | FALSE
0.25 MVA 10/0.4 kV | 0.24 | 0.6 | 1.2 | 0.25 | 0.4 | 10 | 4 | 150 | Dyn5 | hv | 0 | -2 | 2 | 0 | 2.5 | FALSE
0.4 MVA 10/0.4 kV | 0.2375 | 0.95 | 1.325 | 0.4 | 0.4 | 10 | 4 | 150 | Dyn5 | hv | 0 | -2 | 2 | 0 | 2.5 | FALSE
0.63 MVA 10/0.4 kV | 0.1873 | 1.18 | 1.0794 | 0.63 | 0.4 | 10 | 4 | 150 | Dyn5 | hv | 0 | -2 | 2 | 0 | 2.5 | FALSE

## trafo3w_std_types
| sn_hv_mva | sn_mv_mva | sn_lv_mva | vn_hv_kv | vn_mv_kv | vn_lv_kv | vk_hv_percent | vk_mv_percent | vk_lv_percent | vkr_hv_percent | vkr_mv_percent | vkr_lv_percent | pfe_kw | i0_percent | shift_mv_degree | shift_lv_degree | vector_group | tap_side | tap_neutral | tap_min | tap_max | tap_step_percent
63/25/38 MVA 110/20/10 kV | 63 | 25 | 38 | 110 | 20 | 10 | 10.4 | 10.4 | 10.4 | 0.28 | 0.32 | 0.35 | 35 | 0.89 | 0 | 0 | YN0yn0yn0 | hv | 0 | -10 | 10 | 1.2
63/25/38 MVA 110/10/10 kV | 63 | 25 | 38 | 110 | 10 | 10 | 10.4 | 10.4 | 10.4 | 0.28 | 0.32 | 0.35 | 35 | 0.89 | 0 | 0 | YN0yn0yn0 | hv | 0 | -10 | 10 | 1.2

## fuse_std_types
| fuse_type | i_rated_a | t_avg | t_min | t_total | x_avg | x_min | x_total
HV 100A | HV 100A | 100 | 0 | [10.0, 3.64, 0.854, 0.281, 0.1, 0.0531, 0.022, 0.01] | [10.0, 4.267, 1.21, 0.403, 0.1, 0.058, 0.022, 0.01] | 0 | [300.0, 350.0, 450.0, 550.0, 700.0, 850.0, 1200.0, 1752.0] | [600.0, 700.0, 900.0, 1150.0, 1665.0, 2000.0, 3000.0, 4313.0]
HV 10A | HV 10A | 10 | 0 | [10.0, 1675.0, 0.344, 0.156, 0.1, 0.0417, 0.0171, 0.01] | [10.0, 1.3, 0.3, 0.155, 0.1, 0.0555, 0.023, 0.01] | 0 | [30.0, 32.0, 35.0, 37.0, 39.0, 50.0, 70.0, 88.0] | [60.0, 70.0, 80.0, 87.0, 94.0, 110.0, 150.0, 216.0]
HV 125A | HV 125A | 125 | 0 | [10.0, 1.82, 0.344, 0.1, 0.0467, 0.0269, 0.01] | [10.0, 2.478, 0.426, 0.1, 0.0427, 0.0211, 0.01] | 0 | [375.0, 500.0, 700.0, 925.0, 1200.0, 1500.0, 2341.0] | [750.0, 1000.0, 1500.0, 2200.0, 3000.0, 4000.0, 5765.0]
HV 160A | HV 160A | 160 | 0 | [10.0, 4.15, 1.03, 0.198, 0.1, 0.051, 0.0172, 0.01] | [10.0, 2.3, 0.734, 0.274, 0.1, 0.046, 0.0177, 0.01] | 0 | [480.0, 550.0, 700.0, 1000.0, 1260.0, 1600.0, 2500.0, 3227.0] | [960.0, 1300.0, 1700.0, 2200.0, 2996.0, 4000.0, 6000.0, 7946.0]
HV 16A | HV 16A | 16 | 0 | [10.0, 0.352, 0.164, 0.1, 0.0649, 0.0342, 0.01] | [10.0, 2.34, 0.722, 0.181, 0.1, 0.055, 0.0296, 0.01] | 0 | [48.0, 60.0, 65.0, 71.0, 80.0, 100.0, 162.0] | [96.0, 110.0, 125.0, 150.0, 168.0, 200.0, 250.0, 398.0]
HV 200A | HV 200A | 200 | 0 | [10.0, 4.267, 1.21, 0.403, 0.1, 0.058, 0.022, 0.01] | [10.0, 3.73, 1.654, 0.328, 0.1, 0.0531, 0.019, 0.01] | 0 | [600.0, 700.0, 900.0, 1150.0, 1665.0, 2000.0, 3000.0, 4313.0] | [1200.0, 1500.0, 1800.0, 2700.0, 3960.0, 5000.0, 7500.0, 10620.0]
HV 20A | HV 20A | 20 | 0 | [10.0, 1.3, 0.3, 0.155, 0.1, 0.0555, 0.023, 0.01] | [10.0, 1.3, 0.161, 0.1, 0.0611, 0.0399, 0.0141, 0.01] | 0 | [60.0, 70.0, 80.0, 87.0, 94.0, 110.0, 150.0, 216.0] | [120.0, 150.0, 200.0, 223.0, 260.0, 300.0, 450.0, 532.0]
HV 25A | HV 25A | 25 | 0 | [10.0, 2.512, 0.833, 0.299, 0.1, 0.0372, 0.0223, 0.01] | [10.0, 3.125, 0.597, 0.198, 0.1, 0.0378, 0.022, 0.01] | 0 | [75.0, 82.0, 90.0, 100.0, 124.0, 170.0, 200.0, 289.0] | [150.0, 170.0, 210.0, 250.0, 294.0, 400.0, 500.0, 711.0]
HV 31.5A | HV 31.5A | 31.5 | 0 | [10.0, 2.34, 0.722, 0.181, 0.1, 0.055, 0.0296, 0.01] | [10.0, 2.84, 0.368, 0.164, 0.1, 0.0621, 0.0378, 0.0195, 0.01] | 0 | [95.0, 110.0, 125.0, 150.0, 165.0, 200.0, 250.0, 390.0] | [189.0, 220.0, 300.0, 350.0, 393.0, 450.0, 530.0, 700.0, 960.0]
HV 40A | HV 40A | 40 | 0 | [10.0, 1.3, 0.161, 0.1, 0.0611, 0.0399, 0.0141, 0.01] | [10.0, 2.05, 0.369, 0.198, 0.1, 0.051, 0.0298, 0.01] | 0 | [120.0, 150.0, 200.0, 223.0, 260.0, 300.0, 450.0, 532.0] | [240.0, 300.0, 400.0, 450.0, 530.0, 650.0, 800.0, 1311.0]
HV 50A | HV 50A | 50 | 0 | [10.0, 3.215, 0.597, 0.198, 0.1, 0.0378, 0.022, 0.01] | [10.0, 3.64, 0.854, 0.281, 0.1, 0.0531, 0.022, 0.01] | 0 | [150.0, 170.0, 210.0, 250.0, 294.0, 400.0, 500.0, 711.0] | [300.0, 350.0, 450.0, 550.0, 700.0, 850.0, 1200.0, 1752.0]
HV 6.3A | HV 6.3A | 6.3 | 0 | [10.0, 1.39, 0.344, 0.168, 0.1, 0.056, 0.0263, 0.01] | [10.0, 1.711, 0.516, 0.198, 0.1, 0.0634, 0.0303, 0.01] | 0 | [19.0, 19.5, 20.4, 20.8, 22.0, 25.0, 32.0, 48.0] | [38.0, 40.0, 43.0, 48.0, 53.0, 60.0, 75.0, 118.0]
HV 63A | HV 63A | 63 | 0 | [10.0, 2.84, 0.368, 0.164, 0.1, 0.0621, 0.0378, 0.0195, 0.01] | [10.0, 1.82, 0.344, 0.1, 0.0467, 0.0269, 0.01] | 0 | [189.0, 220.0, 300.0, 350.0, 393.0, 450.0, 530.0, 700.0, 961.0] | [378.0, 500.0, 700.0, 934.0, 1200.0, 1500.0, 2366.0]
HV 80A | HV 80A | 80 | 0 | [10.0, 2.05, 0.369, 0.198, 0.1, 0.051, 0.0298, 0.01] | [10.0, 4.15, 1.03, 0.198, 0.1, 0.051, 0.0172, 0.01] | 0 | [240.0, 300.0, 400.0, 450.0, 530.0, 650.0, 800.0, 1311.0] | [480.0, 550.0, 700.0, 1000.0, 1260.0, 1600.0, 2500.0, 3227.0]
Siemens NH-1-100 | Siemens NH-1-100 | 100 | [5400.0, 2000.0, 400.0, 20.0, 1.0, 0.2, 0.012, 0.004] | 0 | 0 | [150.0, 190.0, 250.0, 430.0, 900.0, 1250.0, 2700.0, 3600.0] | 0 | 0
Siemens NH-1-125 | Siemens NH-1-125 | 125 | [4800.0, 120.0, 7.0, 0.1, 0.004] | 0 | 0 | [180.0, 400.0, 740.0, 2000.0, 4250.0] | 0 | 0
Siemens NH-1-16 | Siemens NH-1-16 | 16 | [4000.0, 400.0, 2.0, 0.1, 0.04, 0.01] | 0 | 0 | [26.0, 35.0, 75.0, 150.0, 200.0, 300.0] | 0 | 0
Siemens NH-1-160 | Siemens NH-1-160 | 160 | [4800.0, 120.0, 7.0, 0.1, 0.004] | 0 | 0 | [210.0, 500.0, 900.0, 2300.0, 5000.0] | 0 | 0
Siemens NH-1-25 | Siemens NH-1-25 | 25 | [4000.0, 1000.0, 10.0, 0.2, 0.02, 0.01] | 0 | 0 | [40.0, 50.0, 100.0, 210.0, 400.0, 500.0] | 0 | 0
Siemens NH-1-50 | Siemens NH-1-50 | 50 | [4000.0, 40.0, 4.0, 1.0, 0.02, 0.01] | 0 | 0 | [86.0, 200.0, 300.0, 400.0, 1000.0, 1280.0] | 0 | 0
Siemens NH-1-63 | Siemens NH-1-63 | 63 | [4000.0, 100.0, 10.0, 2.0, 0.04, 0.01] | 0 | 0 | [100.0, 200.0, 300.0, 400.0, 1000.0, 1500.0] | 0 | 0
Siemens NH-1-80 | Siemens NH-1-80 | 80 | [4800.0, 120.0, 7.0, 0.1, 0.01] | 0 | 0 | [150.58, 250.0, 450.0, 1150.0, 2470.0] | 0 | 0
Siemens NH-2-1000 | Siemens NH-2-1000 | 1000 | [4800.0, 120.0, 7.0, 0.1, 0.004] | 0 | 0 | [1900.0, 3500.0, 8400.0, 24000.0, 52000.0] | 0 | 0
Siemens NH-2-200 | Siemens NH-2-200 | 200 | [4800.0, 120.0, 7.0, 0.1, 0.004] | 0 | 0 | [280.0, 650.0, 1200.0, 3000.0, 7000.0] | 0 | 0
Siemens NH-2-224 | Siemens NH-2-224 | 224 | [4800.0, 120.0, 7.0, 0.2, 0.04, 0.004] | 0 | 0 | [400.0, 750.0, 1453.0, 3025.0, 4315.0, 7600.0] | 0 | 0
Siemens NH-2-250 | Siemens NH-2-250 | 250 | [4800.0, 120.0, 7.0, 0.1, 0.004] | 0 | 0 | [450.0, 800.0, 1650.0, 4000.0, 8500.0] | 0 | 0
Siemens NH-2-315 | Siemens NH-2-315 | 315 | [4800.0, 120.0, 7.0, 0.1, 0.004] | 0 | 0 | [550.0, 920.0, 1900.0, 5000.0, 11000.0] | 0 | 0
Siemens NH-2-355 | Siemens NH-2-355 | 355 | [4800.0, 120.0, 6.0, 0.1, 0.004] | 0 | 0 | [650.0, 1116.27, 2350.0, 5840.0, 12790.0] | 0 | 0
Siemens NH-2-400 | Siemens NH-2-400 | 400 | [4800.0, 120.0, 7.0, 0.1, 0.004] | 0 | 0 | [720.0, 1350.0, 2800.0, 6500.0, 15000.0] | 0 | 0
Siemens NH-2-425 | Siemens NH-2-425 | 425 | [4800.0, 120.0, 7.0, 0.1, 0.004] | 0 | 0 | [850.0, 1500.0, 3050.0, 7500.0, 16500.0] | 0 | 0
Siemens NH-2-630 | Siemens NH-2-630 | 630 | [4800.0, 120.0, 7.0, 0.1, 0.004] | 0 | 0 | [1200.0, 2000.0, 4800.0, 12000.0, 26000.0] | 0 | 0

## dtypes
| element | column | dtype
0 | bus | name | object
1 | bus | vn_kv | float64
2 | bus | type | object
3 | bus | zone | object
4 | bus | in_service | bool
5 | load | name | object
6 | load | bus | uint32
7 | load | p_mw | float64
8 | load | q_mvar | float64
9 | load | const_z_percent | float64
10 | load | const_i_percent | float64
11 | load | sn_mva | float64
12 | load | scaling | float64
13 | load | in_service | bool
14 | load | type | object
15 | ext_grid | name | object
16 | ext_grid | bus | uint32
17 | ext_grid | vm_pu | float64
18 | ext_grid | va_degree | float64
19 | ext_grid | slack_weight | float64
20 | ext_grid | in_service | bool
21 | line | name | object
22 | line | std_type | object
23 | line | from_bus | uint32
24 | line | to_bus | uint32
25 | line | length_km | float64
26 | line | r_ohm_per_km | float64
27 | line | x_ohm_per_km | float64
28 | line | c_nf_per_km | float64
29 | line | g_us_per_km | float64
30 | line | max_i_ka | float64
31 | line | df | float64
32 | line | parallel | uint32
33 | line | type | object
34 | line | in_service | bool
35 | trafo | name | object
36 | trafo | std_type | object
37 | trafo | hv_bus | uint32
38 | trafo | lv_bus | uint32
39 | trafo | sn_mva | float64
40 | trafo | vn_hv_kv | float64
41 | trafo | vn_lv_kv | float64
42 | trafo | vk_percent | float64
43 | trafo | vkr_percent | float64
44 | trafo | pfe_kw | float64
45 | trafo | i0_percent | float64
46 | trafo | shift_degree | float64
47 | trafo | tap_side | object
48 | trafo | tap_neutral | int32
49 | trafo | tap_min | int32
50 | trafo | tap_max | int32
51 | trafo | tap_step_percent | float64
52 | trafo | tap_step_degree | float64
53 | trafo | tap_pos | int32
54 | trafo | tap_phase_shifter | bool
55 | trafo | parallel | uint32
56 | trafo | df | float64
57 | trafo | in_service | bool
58 | line_geodata | coords | object
59 | bus_geodata | x | float64
60 | bus_geodata | y | float64
61 | bus_geodata | coords | object

## parameters
| version | format_version | converged | OPF_converged | name | f_hz | sn_mva
0 | 2.14.6 | 2.14.0 | FALSE | FALSE |  | 50 | 1