## bus
| name | vn_kv | type | zone | in_service
0 | bus_LV_362-12_0_5_node_0 | 0.4 | n |  | TRUE
1 | bus_LV_362-12_0_5_node_1 | 0.4 | n |  | TRUE
2 | bus_LV_362-12_0_5_node_3 | 0.4 | n |  | TRUE
3 | bus_LV_362-12_0_5_node_21 | 0.4 | n |  | TRUE
4 | bus_LV_362-12_0_5_node_22 | 0.4 | n |  | TRUE
5 | bus_LV_362-12_0_5_node_4 | 0.4 | n |  | TRUE
6 | bus_LV_362-12_0_5_node_5 | 0.4 | n |  | TRUE
7 | bus_LV_362-12_0_5_node_6 | 0.4 | n |  | TRUE
8 | bus_LV_362-12_0_5_node_7 | 0.4 | n |  | TRUE
9 | bus_LV_362-12_0_5_node_8 | 0.4 | n |  | TRUE
10 | bus_LV_362-12_0_5_node_10 | 0.4 | n |  | TRUE
11 | bus_LV_362-12_0_5_node_11 | 0.4 | n |  | TRUE
12 | bus_LV_362-12_0_5_node_9 | 0.4 | n |  | TRUE
13 | bus_LV_362-12_0_5_node_42 | 0.4 | n |  | TRUE
14 | bus_LV_362-12_0_5_node_39 | 0.4 | n |  | TRUE
15 | bus_LV_362-12_0_5_node_149 | 0.4 | n |  | TRUE
16 | bus_LV_362-12_0_5_node_25 | 0.4 | n |  | TRUE
17 | bus_LV_362-12_0_5_node_48 | 0.4 | n |  | TRUE
18 | bus_LV_362-12_0_5_node_38 | 0.4 | n |  | TRUE
19 | bus_LV_362-12_0_5_node_150 | 0.4 | n |  | TRUE
20 | bus_LV_362-12_0_5_node_26 | 0.4 | n |  | TRUE
21 | bus_LV_362-12_0_5_node_31 | 0.4 | n |  | TRUE
22 | bus_LV_362-12_0_5_node_24 | 0.4 | n |  | TRUE
23 | bus_LV_362-12_0_5_node_12 | 0.4 | n |  | TRUE
24 | bus_LV_362-12_0_5_node_13 | 0.4 | n |  | TRUE
25 | bus_LV_362-12_0_5_node_14 | 0.4 | n |  | TRUE
26 | bus_LV_362-12_0_5_node_15 | 0.4 | n |  | TRUE
27 | bus_LV_362-12_0_5_node_16 | 0.4 | n |  | TRUE
28 | bus_LV_362-12_0_5_node_17 | 0.4 | n |  | TRUE
29 | bus_LV_362-12_0_5_node_18 | 0.4 | n |  | TRUE
30 | bus_LV_362-12_0_5_node_19 | 0.4 | n |  | TRUE
31 | bus_LV_362-12_0_5_node_20 | 0.4 | n |  | TRUE
32 | bus_LV_362-12_0_5_node_114 | 0.4 | n |  | TRUE
33 | bus_LV_362-12_0_5_node_115 | 0.4 | n |  | TRUE
34 | bus_LV_362-12_0_5_node_180 | 0.4 | n |  | TRUE
35 | bus_LV_362-12_0_5_node_29 | 0.4 | n |  | TRUE
36 | bus_LV_362-12_0_5_node_27 | 0.4 | n |  | TRUE
37 | bus_LV_362-12_0_5_node_132 | 0.4 | n |  | TRUE
38 | bus_LV_362-12_0_5_node_125 | 0.4 | n |  | TRUE
39 | bus_LV_362-12_0_5_node_30 | 0.4 | n |  | TRUE
40 | bus_LV_362-12_0_5_node_28 | 0.4 | n |  | TRUE
41 | bus_LV_362-12_0_5_node_160 | 0.4 | n |  | TRUE
42 | bus_LV_362-12_0_5_node_185 | 0.4 | n |  | TRUE
43 | bus_LV_362-12_0_5_node_159 | 0.4 | n |  | TRUE
44 | bus_LV_362-12_0_5_node_166 | 0.4 | n |  | TRUE
45 | bus_LV_362-12_0_5_node_163 | 0.4 | n |  | TRUE
46 | bus_LV_362-12_0_5_node_32 | 0.4 | n |  | TRUE
47 | bus_LV_362-12_0_5_node_34 | 0.4 | n |  | TRUE
48 | bus_LV_362-12_0_5_node_195 | 0.4 | n |  | TRUE
49 | bus_LV_362-12_0_5_node_33 | 0.4 | n |  | TRUE
50 | bus_LV_362-12_0_5_node_35 | 0.4 | n |  | TRUE
51 | bus_LV_362-12_0_5_node_36 | 0.4 | n |  | TRUE
52 | bus_LV_362-12_0_5_node_37 | 0.4 | n |  | TRUE
53 | bus_LV_362-12_0_5_node_110 | 0.4 | n |  | TRUE
54 | bus_LV_362-12_0_5_node_62 | 0.4 | n |  | TRUE
55 | bus_LV_362-12_0_5_node_111 | 0.4 | n |  | TRUE
56 | bus_LV_362-12_0_5_node_63 | 0.4 | n |  | TRUE
57 | bus_LV_362-12_0_5_node_40 | 0.4 | n |  | TRUE
58 | bus_LV_362-12_0_5_node_41 | 0.4 | n |  | TRUE
59 | bus_LV_362-12_0_5_node_43 | 0.4 | n |  | TRUE
60 | bus_LV_362-12_0_5_node_64 | 0.4 | n |  | TRUE
61 | bus_LV_362-12_0_5_node_46 | 0.4 | n |  | TRUE
62 | bus_LV_362-12_0_5_node_44 | 0.4 | n |  | TRUE
63 | bus_LV_362-12_0_5_node_45 | 0.4 | n |  | TRUE
64 | bus_LV_362-12_0_5_node_49 | 0.4 | n |  | TRUE
65 | bus_LV_362-12_0_5_node_47 | 0.4 | n |  | TRUE
66 | bus_LV_362-12_0_5_node_50 | 0.4 | n |  | TRUE
67 | bus_LV_362-12_0_5_node_51 | 0.4 | n |  | TRUE
68 | bus_LV_362-12_0_5_node_52 | 0.4 | n |  | TRUE
69 | bus_LV_362-12_0_5_node_73 | 0.4 | n |  | TRUE
70 | bus_LV_362-12_0_5_node_70 | 0.4 | n |  | TRUE
71 | bus_LV_362-12_0_5_node_118 | 0.4 | n |  | TRUE
72 | bus_LV_362-12_0_5_node_113 | 0.4 | n |  | TRUE
73 | bus_LV_362-12_0_5_node_71 | 0.4 | n |  | TRUE
74 | bus_LV_362-12_0_5_node_158 | 0.4 | n |  | TRUE
75 | bus_LV_362-12_0_5_node_155 | 0.4 | n |  | TRUE
76 | bus_LV_362-12_0_5_node_117 | 0.4 | n |  | TRUE
77 | bus_LV_362-12_0_5_node_53 | 0.4 | n |  | TRUE
78 | bus_LV_362-12_0_5_node_54 | 0.4 | n |  | TRUE
79 | bus_LV_362-12_0_5_node_55 | 0.4 | n |  | TRUE
80 | bus_LV_362-12_0_5_node_56 | 0.4 | n |  | TRUE
81 | bus_LV_362-12_0_5_node_57 | 0.4 | n |  | TRUE
82 | bus_LV_362-12_0_5_node_58 | 0.4 | n |  | TRUE
83 | bus_LV_362-12_0_5_node_59 | 0.4 | n |  | TRUE
84 | bus_LV_362-12_0_5_node_61 | 0.4 | n |  | TRUE
85 | bus_LV_362-12_0_5_node_60 | 0.4 | n |  | TRUE
86 | bus_LV_362-12_0_5_node_65 | 0.4 | n |  | TRUE
87 | bus_LV_362-12_0_5_node_77 | 0.4 | n |  | TRUE
88 | bus_LV_362-12_0_5_node_69 | 0.4 | n |  | TRUE
89 | bus_LV_362-12_0_5_node_119 | 0.4 | n |  | TRUE
90 | bus_LV_362-12_0_5_node_120 | 0.4 | n |  | TRUE
91 | bus_LV_362-12_0_5_node_66 | 0.4 | n |  | TRUE
92 | bus_LV_362-12_0_5_node_78 | 0.4 | n |  | TRUE
93 | bus_LV_362-12_0_5_node_68 | 0.4 | n |  | TRUE
94 | bus_LV_362-12_0_5_node_67 | 0.4 | n |  | TRUE
95 | bus_LV_362-12_0_5_node_74 | 0.4 | n |  | TRUE
96 | bus_LV_362-12_0_5_node_139 | 0.4 | n |  | TRUE
97 | bus_LV_362-12_0_5_node_72 | 0.4 | n |  | TRUE
98 | bus_LV_362-12_0_5_node_140 | 0.4 | n |  | TRUE
99 | bus_LV_362-12_0_5_node_123 | 0.4 | n |  | TRUE
100 | bus_LV_362-12_0_5_node_124 | 0.4 | n |  | TRUE
101 | bus_LV_362-12_0_5_node_75 | 0.4 | n |  | TRUE
102 | bus_LV_362-12_0_5_node_76 | 0.4 | n |  | TRUE
103 | bus_LV_362-12_0_5_node_116 | 0.4 | n |  | TRUE
104 | bus_LV_362-12_0_5_node_80 | 0.4 | n |  | TRUE
105 | bus_LV_362-12_0_5_node_81 | 0.4 | n |  | TRUE
106 | bus_LV_362-12_0_5_node_79 | 0.4 | n |  | TRUE
107 | bus_LV_362-12_0_5_node_82 | 0.4 | n |  | TRUE
108 | bus_LV_362-12_0_5_node_83 | 0.4 | n |  | TRUE
109 | bus_LV_362-12_0_5_node_135 | 0.4 | n |  | TRUE
110 | bus_LV_362-12_0_5_node_95 | 0.4 | n |  | TRUE
111 | bus_LV_362-12_0_5_node_168 | 0.4 | n |  | TRUE
112 | bus_LV_362-12_0_5_node_84 | 0.4 | n |  | TRUE
113 | bus_LV_362-12_0_5_node_85 | 0.4 | n |  | TRUE
114 | bus_LV_362-12_0_5_node_86 | 0.4 | n |  | TRUE
115 | bus_LV_362-12_0_5_node_87 | 0.4 | n |  | TRUE
116 | bus_LV_362-12_0_5_node_88 | 0.4 | n |  | TRUE
117 | bus_LV_362-12_0_5_node_107 | 0.4 | n |  | TRUE
118 | bus_LV_362-12_0_5_node_102 | 0.4 | n |  | TRUE
119 | bus_LV_362-12_0_5_node_193 | 0.4 | n |  | TRUE
120 | bus_LV_362-12_0_5_node_104 | 0.4 | n |  | TRUE
121 | bus_LV_362-12_0_5_node_100 | 0.4 | n |  | TRUE
122 | bus_LV_362-12_0_5_node_89 | 0.4 | n |  | TRUE
123 | bus_LV_362-12_0_5_node_90 | 0.4 | n |  | TRUE
124 | bus_LV_362-12_0_5_node_92 | 0.4 | n |  | TRUE
125 | bus_LV_362-12_0_5_node_94 | 0.4 | n |  | TRUE
126 | bus_LV_362-12_0_5_node_96 | 0.4 | n |  | TRUE
127 | bus_LV_362-12_0_5_node_97 | 0.4 | n |  | TRUE
128 | bus_LV_362-12_0_5_node_106 | 0.4 | n |  | TRUE
129 | bus_LV_362-12_0_5_node_101 | 0.4 | n |  | TRUE
130 | bus_LV_362-12_0_5_node_169 | 0.4 | n |  | TRUE
131 | bus_LV_362-12_0_5_node_148 | 0.4 | n |  | TRUE
132 | bus_LV_362-12_0_5_node_98 | 0.4 | n |  | TRUE
133 | bus_LV_362-12_0_5_node_178 | 0.4 | n |  | TRUE
134 | bus_LV_362-12_0_5_node_103 | 0.4 | n |  | TRUE
135 | bus_LV_362-12_0_5_node_99 | 0.4 | n |  | TRUE
136 | bus_LV_362-12_0_5_node_190 | 0.4 | n |  | TRUE
137 | bus_LV_362-12_0_5_node_144 | 0.4 | n |  | TRUE
138 | bus_LV_362-12_0_5_node_176 | 0.4 | n |  | TRUE
139 | bus_LV_362-12_0_5_node_105 | 0.4 | n |  | TRUE
140 | bus_LV_362-12_0_5_node_108 | 0.4 | n |  | TRUE
141 | bus_LV_362-12_0_5_node_109 | 0.4 | n |  | TRUE
142 | bus_LV_362-12_0_5_node_182 | 0.4 | n |  | TRUE
143 | bus_LV_362-12_0_5_node_112 | 0.4 | n |  | TRUE
144 | bus_LV_362-12_0_5_node_164 | 0.4 | n |  | TRUE
145 | bus_LV_362-12_0_5_node_126 | 0.4 | n |  | TRUE
146 | bus_LV_362-12_0_5_node_184 | 0.4 | n |  | TRUE
147 | bus_LV_362-12_0_5_node_154 | 0.4 | n |  | TRUE
148 | bus_LV_362-12_0_5_node_121 | 0.4 | n |  | TRUE
149 | bus_LV_362-12_0_5_node_133 | 0.4 | n |  | TRUE
150 | bus_LV_362-12_0_5_node_122 | 0.4 | n |  | TRUE
151 | bus_LV_362-12_0_5_node_156 | 0.4 | n |  | TRUE
152 | bus_LV_362-12_0_5_node_142 | 0.4 | n |  | TRUE
153 | bus_LV_362-12_0_5_node_134 | 0.4 | n |  | TRUE
154 | bus_LV_362-12_0_5_node_151 | 0.4 | n |  | TRUE
155 | bus_LV_362-12_0_5_node_141 | 0.4 | n |  | TRUE
156 | bus_LV_362-12_0_5_node_128 | 0.4 | n |  | TRUE
157 | bus_LV_362-12_0_5_node_131 | 0.4 | n |  | TRUE
158 | bus_LV_362-12_0_5_node_129 | 0.4 | n |  | TRUE
159 | bus_LV_362-12_0_5_node_147 | 0.4 | n |  | TRUE
160 | bus_LV_362-12_0_5_node_130 | 0.4 | n |  | TRUE
161 | bus_LV_362-12_0_5_node_143 | 0.4 | n |  | TRUE
162 | bus_LV_362-12_0_5_node_137 | 0.4 | n |  | TRUE
163 | bus_LV_362-12_0_5_node_170 | 0.4 | n |  | TRUE
164 | bus_LV_362-12_0_5_node_138 | 0.4 | n |  | TRUE
165 | bus_LV_362-12_0_5_node_145 | 0.4 | n |  | TRUE
166 | bus_LV_362-12_0_5_node_189 | 0.4 | n |  | TRUE
167 | bus_LV_362-12_0_5_node_146 | 0.4 | n |  | TRUE
168 | bus_LV_362-12_0_5_node_188 | 0.4 | n |  | TRUE
169 | bus_LV_362-12_0_5_node_167 | 0.4 | n |  | TRUE
170 | bus_LV_362-12_0_5_node_162 | 0.4 | n |  | TRUE
171 | bus_LV_362-12_0_5_node_136 | 0.4 | n |  | TRUE
172 | bus_LV_362-12_0_5_node_191 | 0.4 | n |  | TRUE
173 | bus_LV_362-12_0_5_node_171 | 0.4 | n |  | TRUE
174 | bus_LV_362-12_0_5_node_179 | 0.4 | n |  | TRUE
175 | bus_LV_362-12_0_5_node_165 | 0.4 | n |  | TRUE
176 | bus_LV_362-12_0_5_node_172 | 0.4 | n |  | TRUE
177 | bus_LV_362-12_0_5_node_157 | 0.4 | n |  | TRUE
178 | bus_LV_362-12_0_5_node_152 | 0.4 | n |  | TRUE
179 | bus_LV_362-12_0_5_node_153 | 0.4 | n |  | TRUE
180 | bus_LV_362-12_0_5_node_186 | 0.4 | n |  | TRUE
181 | bus_LV_362-12_0_5_node_187 | 0.4 | n |  | TRUE
182 | bus_LV_362-12_0_5_node_161 | 0.4 | n |  | TRUE
183 | bus_LV_362-12_0_5_node_173 | 0.4 | n |  | TRUE
184 | bus_LV_362-12_0_5_node_192 | 0.4 | n |  | TRUE
185 | bus_LV_362-12_0_5_node_174 | 0.4 | n |  | TRUE
186 | bus_LV_362-12_0_5_node_175 | 0.4 | n |  | TRUE
187 | bus_LV_362-12_0_5_node_177 | 0.4 | n |  | TRUE
188 | bus_LV_362-12_0_5_node_181 | 0.4 | n |  | TRUE
189 | bus_MV_405_1_node_195 | 20 | n |  | TRUE

## load
| name | bus | p_mw | q_mvar | const_z_percent | const_i_percent | sn_mva | scaling | in_service | type
0 | LV_362-12_0_5_load_0 | 0 | 0.02129 | 0.0053358 | 0 | 0 |  | 1 | TRUE | wye
1 | LV_362-12_0_5_load_1 | 1 | 0.03693 | 0.0092556 | 0 | 0 |  | 1 | TRUE | wye
2 | LV_362-12_0_5_load_3 | 2 | 0.0058257 | 0.00146 | 0 | 0 |  | 1 | TRUE | wye
3 | LV_362-12_0_5_load_21 | 3 | 0.0014721 | 0.00036893 | 0 | 0 |  | 1 | TRUE | wye
4 | LV_362-12_0_5_load_22 | 4 | 0.024227 | 0.0060719 | 0 | 0 |  | 1 | TRUE | wye
5 | LV_362-12_0_5_load_4 | 5 | 0.0031071 | 0.00077872 | 0 | 0 |  | 1 | TRUE | wye
6 | LV_362-12_0_5_load_5 | 6 | 0.0030019 | 0.00075235 | 0 | 0 |  | 1 | TRUE | wye
7 | LV_362-12_0_5_load_6 | 7 | 0.003094 | 0.00077542 | 0 | 0 |  | 1 | TRUE | wye
8 | LV_362-12_0_5_load_8 | 9 | 0.003127 | 0.00078369 | 0 | 0 |  | 1 | TRUE | wye
9 | LV_362-12_0_5_load_10 | 10 | 0.0043249 | 0.0010839 | 0 | 0 |  | 1 | TRUE | wye
10 | LV_362-12_0_5_load_42 | 13 | 0.0021053 | 0.00052763 | 0 | 0 |  | 1 | TRUE | wye
11 | LV_362-12_0_5_load_39 | 14 | 0.0014811 | 0.0003712 | 0 | 0 |  | 1 | TRUE | wye
12 | LV_362-12_0_5_load_149 | 15 | 0.0033824 | 0.00084772 | 0 | 0 |  | 1 | TRUE | wye
13 | LV_362-12_0_5_load_25 | 16 | 0.0030998 | 0.00077689 | 0 | 0 |  | 1 | TRUE | wye
14 | LV_362-12_0_5_load_48 | 17 | 0.0019842 | 0.00049728 | 0 | 0 |  | 1 | TRUE | wye
15 | LV_362-12_0_5_load_38 | 18 | 0.0025951 | 0.00065041 | 0 | 0 |  | 1 | TRUE | wye
16 | LV_362-12_0_5_load_26 | 20 | 0.0022225 | 0.00055702 | 0 | 0 |  | 1 | TRUE | wye
17 | LV_362-12_0_5_load_24 | 22 | 0.0031012 | 0.00077724 | 0 | 0 |  | 1 | TRUE | wye
18 | LV_362-12_0_5_load_12 | 23 | 0.0032328 | 0.00081021 | 0 | 0 |  | 1 | TRUE | wye
19 | LV_362-12_0_5_load_13 | 24 | 0.0065425 | 0.0016397 | 0 | 0 |  | 1 | TRUE | wye
20 | LV_362-12_0_5_load_14 | 25 | 0.0060367 | 0.0015129 | 0 | 0 |  | 1 | TRUE | wye
21 | LV_362-12_0_5_load_18 | 29 | 0.0030664 | 0.00076852 | 0 | 0 |  | 1 | TRUE | wye
22 | LV_362-12_0_5_load_19 | 30 | 0.0014613 | 0.00036622 | 0 | 0 |  | 1 | TRUE | wye
23 | LV_362-12_0_5_load_114 | 32 | 0.0033259 | 0.00083355 | 0 | 0 |  | 1 | TRUE | wye
24 | LV_362-12_0_5_load_115 | 33 | 0.0066365 | 0.0016633 | 0 | 0 |  | 1 | TRUE | wye
25 | LV_362-12_0_5_load_180 | 34 | 0.010976 | 0.0027508 | 0 | 0 |  | 1 | TRUE | wye
26 | LV_362-12_0_5_load_29 | 35 | 0.0051982 | 0.0013028 | 0 | 0 |  | 1 | TRUE | wye
27 | LV_362-12_0_5_load_27 | 36 | 0.0036516 | 0.00091516 | 0 | 0 |  | 1 | TRUE | wye
28 | LV_362-12_0_5_load_125 | 38 | 0.0055882 | 0.0014005 | 0 | 0 |  | 1 | TRUE | wye
29 | LV_362-12_0_5_load_30 | 39 | 0.00098792 | 0.0002476 | 0 | 0 |  | 1 | TRUE | wye
30 | LV_362-12_0_5_load_28 | 40 | 0.003036 | 0.0007609 | 0 | 0 |  | 1 | TRUE | wye
31 | LV_362-12_0_5_load_185 | 42 | 0.0021401 | 0.00053637 | 0 | 0 |  | 1 | TRUE | wye
32 | LV_362-12_0_5_load_159 | 43 | 0.0029957 | 0.00075078 | 0 | 0 |  | 1 | TRUE | wye
33 | LV_362-12_0_5_load_166 | 44 | 0.0021809 | 0.00054658 | 0 | 0 |  | 1 | TRUE | wye
34 | LV_362-12_0_5_load_32 | 46 | 0.0015877 | 0.00039791 | 0 | 0 |  | 1 | TRUE | wye
35 | LV_362-12_0_5_load_34 | 47 | 0.0007933 | 0.00019882 | 0 | 0 |  | 1 | TRUE | wye
36 | LV_362-12_0_5_load_195 | 48 | 0.0012714 | 0.00031863 | 0 | 0 |  | 1 | TRUE | wye
37 | LV_362-12_0_5_load_33 | 49 | 0.0026667 | 0.00066835 | 0 | 0 |  | 1 | TRUE | wye
38 | LV_362-12_0_5_load_35 | 50 | 0.0033433 | 0.00083792 | 0 | 0 |  | 1 | TRUE | wye
39 | LV_362-12_0_5_load_36 | 51 | 0.00077431 | 0.00019406 | 0 | 0 |  | 1 | TRUE | wye
40 | LV_362-12_0_5_load_37 | 52 | 0.0030601 | 0.00076693 | 0 | 0 |  | 1 | TRUE | wye
41 | LV_362-12_0_5_load_110 | 53 | 0.0088752 | 0.0022243 | 0 | 0 |  | 1 | TRUE | wye
42 | LV_362-12_0_5_load_62 | 54 | 0.0025183 | 0.00063116 | 0 | 0 |  | 1 | TRUE | wye
43 | LV_362-12_0_5_load_111 | 55 | 0.00077103 | 0.00019324 | 0 | 0 |  | 1 | TRUE | wye
44 | LV_362-12_0_5_load_63 | 56 | 0.002091 | 0.00052404 | 0 | 0 |  | 1 | TRUE | wye
45 | LV_362-12_0_5_load_40 | 57 | 0.002244 | 0.0005624 | 0 | 0 |  | 1 | TRUE | wye
46 | LV_362-12_0_5_load_41 | 58 | 0.0033314 | 0.00083492 | 0 | 0 |  | 1 | TRUE | wye
47 | LV_362-12_0_5_load_43 | 59 | 0.0022594 | 0.00056627 | 0 | 0 |  | 1 | TRUE | wye
48 | LV_362-12_0_5_load_46 | 61 | 0.0025464 | 0.00063818 | 0 | 0 |  | 1 | TRUE | wye
49 | LV_362-12_0_5_load_44 | 62 | 0.0019532 | 0.00048952 | 0 | 0 |  | 1 | TRUE | wye
50 | LV_362-12_0_5_load_45 | 63 | 0.0018651 | 0.00046744 | 0 | 0 |  | 1 | TRUE | wye
51 | LV_362-12_0_5_load_49 | 64 | 0.0024553 | 0.00061536 | 0 | 0 |  | 1 | TRUE | wye
52 | LV_362-12_0_5_load_50 | 66 | 0.001922 | 0.00048171 | 0 | 0 |  | 1 | TRUE | wye
53 | LV_362-12_0_5_load_51 | 67 | 0.0017258 | 0.00043252 | 0 | 0 |  | 1 | TRUE | wye
54 | LV_362-12_0_5_load_52 | 68 | 0.0021011 | 0.00052658 | 0 | 0 |  | 1 | TRUE | wye
55 | LV_362-12_0_5_load_73 | 69 | 0.0015874 | 0.00039784 | 0 | 0 |  | 1 | TRUE | wye
56 | LV_362-12_0_5_load_70 | 70 | 0.0056213 | 0.0014088 | 0 | 0 |  | 1 | TRUE | wye
57 | LV_362-12_0_5_load_113 | 72 | 0.0015992 | 0.0004008 | 0 | 0 |  | 1 | TRUE | wye
58 | LV_362-12_0_5_load_71 | 73 | 0.0084907 | 0.002128 | 0 | 0 |  | 1 | TRUE | wye
59 | LV_362-12_0_5_load_155 | 75 | 0.0019677 | 0.00049314 | 0 | 0 |  | 1 | TRUE | wye
60 | LV_362-12_0_5_load_117 | 76 | 0.0016796 | 0.00042095 | 0 | 0 |  | 1 | TRUE | wye
61 | LV_362-12_0_5_load_53 | 77 | 0.010649 | 0.0026689 | 0 | 0 |  | 1 | TRUE | wye
62 | LV_362-12_0_5_load_57 | 81 | 0.0037682 | 0.0009444 | 0 | 0 |  | 1 | TRUE | wye
63 | LV_362-12_0_5_load_58 | 82 | 0.025472 | 0.0063839 | 0 | 0 |  | 1 | TRUE | wye
64 | LV_362-12_0_5_load_59 | 83 | 0.0030617 | 0.00076732 | 0 | 0 |  | 1 | TRUE | wye
65 | LV_362-12_0_5_load_61 | 84 | 0.010514 | 0.0026351 | 0 | 0 |  | 1 | TRUE | wye
66 | LV_362-12_0_5_load_60 | 85 | 0.001675 | 0.00041979 | 0 | 0 |  | 1 | TRUE | wye
67 | LV_362-12_0_5_load_65 | 86 | 0.0016814 | 0.0004214 | 0 | 0 |  | 1 | TRUE | wye
68 | LV_362-12_0_5_load_120 | 90 | 0.0029598 | 0.0007418 | 0 | 0 |  | 1 | TRUE | wye
69 | LV_362-12_0_5_load_78 | 92 | 0.0033289 | 0.0008343 | 0 | 0 |  | 1 | TRUE | wye
70 | LV_362-12_0_5_load_68 | 93 | 0.0017526 | 0.00043924 | 0 | 0 |  | 1 | TRUE | wye
71 | LV_362-12_0_5_load_67 | 94 | 0.0021731 | 0.00054463 | 0 | 0 |  | 1 | TRUE | wye
72 | LV_362-12_0_5_load_139 | 96 | 0.0016874 | 0.00042291 | 0 | 0 |  | 1 | TRUE | wye
73 | LV_362-12_0_5_load_140 | 98 | 0.0016744 | 0.00041964 | 0 | 0 |  | 1 | TRUE | wye
74 | LV_362-12_0_5_load_75 | 101 | 0.0017077 | 0.000428 | 0 | 0 |  | 1 | TRUE | wye
75 | LV_362-12_0_5_load_76 | 102 | 0.0016901 | 0.00042357 | 0 | 0 |  | 1 | TRUE | wye
76 | LV_362-12_0_5_load_116 | 103 | 0.0017363 | 0.00043516 | 0 | 0 |  | 1 | TRUE | wye
77 | LV_362-12_0_5_load_80 | 104 | 0.0032023 | 0.00080256 | 0 | 0 |  | 1 | TRUE | wye
78 | LV_362-12_0_5_load_81 | 105 | 0.007439 | 0.0018644 | 0 | 0 |  | 1 | TRUE | wye
79 | LV_362-12_0_5_load_79 | 106 | 0.0043262 | 0.0010843 | 0 | 0 |  | 1 | TRUE | wye
80 | LV_362-12_0_5_load_82 | 107 | 0.003244 | 0.00081303 | 0 | 0 |  | 1 | TRUE | wye
81 | LV_362-12_0_5_load_83 | 108 | 0.0027508 | 0.00068942 | 0 | 0 |  | 1 | TRUE | wye
82 | LV_362-12_0_5_load_168 | 111 | 0.0027997 | 0.00070168 | 0 | 0 |  | 1 | TRUE | wye
83 | LV_362-12_0_5_load_84 | 112 | 0.0025682 | 0.00064365 | 0 | 0 |  | 1 | TRUE | wye
84 | LV_362-12_0_5_load_85 | 113 | 0.0024577 | 0.00061597 | 0 | 0 |  | 1 | TRUE | wye
85 | LV_362-12_0_5_load_86 | 114 | 0.0051189 | 0.0012829 | 0 | 0 |  | 1 | TRUE | wye
86 | LV_362-12_0_5_load_87 | 115 | 0.0032022 | 0.00080256 | 0 | 0 |  | 1 | TRUE | wye
87 | LV_362-12_0_5_load_193 | 119 | 0.013643 | 0.0034192 | 0 | 0 |  | 1 | TRUE | wye
88 | LV_362-12_0_5_load_104 | 120 | 0.0054476 | 0.0013653 | 0 | 0 |  | 1 | TRUE | wye
89 | LV_362-12_0_5_load_100 | 121 | 0.0076907 | 0.0019275 | 0 | 0 |  | 1 | TRUE | wye
90 | LV_362-12_0_5_load_89 | 122 | 0.013516 | 0.0033873 | 0 | 0 |  | 1 | TRUE | wye
91 | LV_362-12_0_5_load_90 | 123 | 0.002793 | 0.00069998 | 0 | 0 |  | 1 | TRUE | wye
92 | LV_362-12_0_5_load_96 | 126 | 0.0028214 | 0.00070712 | 0 | 0 |  | 1 | TRUE | wye
93 | LV_362-12_0_5_load_97 | 127 | 0.0029367 | 0.00073601 | 0 | 0 |  | 1 | TRUE | wye
94 | LV_362-12_0_5_load_106 | 128 | 0.012907 | 0.0032348 | 0 | 0 |  | 1 | TRUE | wye
95 | LV_362-12_0_5_load_169 | 130 | 0.0027747 | 0.0006954 | 0 | 0 |  | 1 | TRUE | wye
96 | LV_362-12_0_5_load_148 | 131 | 0.002884 | 0.00072279 | 0 | 0 |  | 1 | TRUE | wye
97 | LV_362-12_0_5_load_98 | 132 | 0.0021078 | 0.00052826 | 0 | 0 |  | 1 | TRUE | wye
98 | LV_362-12_0_5_load_178 | 133 | 0.0017084 | 0.00042816 | 0 | 0 |  | 1 | TRUE | wye
99 | LV_362-12_0_5_load_99 | 135 | 0.0084203 | 0.0021103 | 0 | 0 |  | 1 | TRUE | wye
100 | LV_362-12_0_5_load_190 | 136 | 0.0034577 | 0.00086657 | 0 | 0 |  | 1 | TRUE | wye
101 | LV_362-12_0_5_load_144 | 137 | 0.0037173 | 0.00093164 | 0 | 0 |  | 1 | TRUE | wye
102 | LV_362-12_0_5_load_176 | 138 | 0.001704 | 0.00042706 | 0 | 0 |  | 1 | TRUE | wye
103 | LV_362-12_0_5_load_105 | 139 | 0.0076559 | 0.0019188 | 0 | 0 |  | 1 | TRUE | wye
104 | LV_362-12_0_5_load_108 | 140 | 0.0024491 | 0.0006138 | 0 | 0 |  | 1 | TRUE | wye
105 | LV_362-12_0_5_load_109 | 141 | 0.003912 | 0.00098045 | 0 | 0 |  | 1 | TRUE | wye
106 | LV_362-12_0_5_load_112 | 143 | 0.0037829 | 0.00094809 | 0 | 0 |  | 1 | TRUE | wye
107 | LV_362-12_0_5_load_164 | 144 | 0.0027334 | 0.00068506 | 0 | 0 |  | 1 | TRUE | wye
108 | LV_362-12_0_5_load_184 | 146 | 0.0017546 | 0.00043974 | 0 | 0 |  | 1 | TRUE | wye
109 | LV_362-12_0_5_load_154 | 147 | 0.002248 | 0.0005634 | 0 | 0 |  | 1 | TRUE | wye
110 | LV_362-12_0_5_load_121 | 148 | 0.0045705 | 0.0011455 | 0 | 0 |  | 1 | TRUE | wye
111 | LV_362-12_0_5_load_156 | 151 | 0.0068708 | 0.001722 | 0 | 0 |  | 1 | TRUE | wye
112 | LV_362-12_0_5_load_142 | 152 | 0.0016856 | 0.00042244 | 0 | 0 |  | 1 | TRUE | wye
113 | LV_362-12_0_5_load_134 | 153 | 0.0030348 | 0.00076059 | 0 | 0 |  | 1 | TRUE | wye
114 | LV_362-12_0_5_load_151 | 154 | 0.0021436 | 0.00053724 | 0 | 0 |  | 1 | TRUE | wye
115 | LV_362-12_0_5_load_141 | 155 | 0.0017393 | 0.00043592 | 0 | 0 |  | 1 | TRUE | wye
116 | LV_362-12_0_5_load_128 | 156 | 0.0049437 | 0.001239 | 0 | 0 |  | 1 | TRUE | wye
117 | LV_362-12_0_5_load_147 | 159 | 0.0032616 | 0.00081742 | 0 | 0 |  | 1 | TRUE | wye
118 | LV_362-12_0_5_load_130 | 160 | 0.0043977 | 0.0011022 | 0 | 0 |  | 1 | TRUE | wye
119 | LV_362-12_0_5_load_137 | 162 | 0.0033723 | 0.00084517 | 0 | 0 |  | 1 | TRUE | wye
120 | LV_362-12_0_5_load_138 | 164 | 0.003155 | 0.00079071 | 0 | 0 |  | 1 | TRUE | wye
121 | LV_362-12_0_5_load_188 | 168 | 0.0030959 | 0.0007759 | 0 | 0 |  | 1 | TRUE | wye
122 | LV_362-12_0_5_load_167 | 169 | 0.0029377 | 0.00073627 | 0 | 0 |  | 1 | TRUE | wye
123 | LV_362-12_0_5_load_162 | 170 | 0.0017594 | 0.00044095 | 0 | 0 |  | 1 | TRUE | wye
124 | LV_362-12_0_5_load_136 | 171 | 0.0029991 | 0.00075165 | 0 | 0 |  | 1 | TRUE | wye
125 | LV_362-12_0_5_load_191 | 172 | 0.0020887 | 0.00052348 | 0 | 0 |  | 1 | TRUE | wye
126 | LV_362-12_0_5_load_171 | 173 | 0.0032746 | 0.00082069 | 0 | 0 |  | 1 | TRUE | wye
127 | LV_362-12_0_5_load_179 | 174 | 0.0021292 | 0.00053364 | 0 | 0 |  | 1 | TRUE | wye
128 | LV_362-12_0_5_load_165 | 175 | 0.0030774 | 0.00077126 | 0 | 0 |  | 1 | TRUE | wye
129 | LV_362-12_0_5_load_172 | 176 | 0.005681 | 0.0014238 | 0 | 0 |  | 1 | TRUE | wye
130 | LV_362-12_0_5_load_157 | 177 | 0.0021675 | 0.00054323 | 0 | 0 |  | 1 | TRUE | wye
131 | LV_362-12_0_5_load_152 | 178 | 0.0023605 | 0.00059159 | 0 | 0 |  | 1 | TRUE | wye
132 | LV_362-12_0_5_load_153 | 179 | 0.0031029 | 0.00077766 | 0 | 0 |  | 1 | TRUE | wye
133 | LV_362-12_0_5_load_186 | 180 | 0.003181 | 0.00079724 | 0 | 0 |  | 1 | TRUE | wye
134 | LV_362-12_0_5_load_187 | 181 | 0.0026621 | 0.00066718 | 0 | 0 |  | 1 | TRUE | wye
135 | LV_362-12_0_5_load_161 | 182 | 0.0017349 | 0.00043482 | 0 | 0 |  | 1 | TRUE | wye
136 | LV_362-12_0_5_load_173 | 183 | 0.0059603 | 0.0014938 | 0 | 0 |  | 1 | TRUE | wye
137 | LV_362-12_0_5_load_192 | 184 | 0.0027631 | 0.00069249 | 0 | 0 |  | 1 | TRUE | wye
138 | LV_362-12_0_5_load_174 | 185 | 0.0020699 | 0.00051876 | 0 | 0 |  | 1 | TRUE | wye
139 | LV_362-12_0_5_load_175 | 186 | 0.0020105 | 0.00050387 | 0 | 0 |  | 1 | TRUE | wye
140 | LV_362-12_0_5_load_177 | 187 | 0.0021203 | 0.0005314 | 0 | 0 |  | 1 | TRUE | wye
141 | LV_362-12_0_5_load_181 | 188 | 0.0056211 | 0.0014088 | 0 | 0 |  | 1 | TRUE | wye

## ext_grid
| name | bus | vm_pu | va_degree | slack_weight | in_service
0 |  | 167 | 1 | 0 | 1 | TRUE

## line
| name | std_type | from_bus | to_bus | length_km | r_ohm_per_km | x_ohm_per_km | c_nf_per_km | g_us_per_km | max_i_ka | df | parallel | type | in_service
0 | LV_362-12_0_5_line_0 |  | 0 | 1 | 0.037459 | 0.125 | 0.08 | 261 | 0 | 0.364 | 1 | 1 | cs | TRUE
1 | LV_362-12_0_5_line_1 |  | 1 | 2 | 0.046283 | 0.125 | 0.08 | 261 | 0 | 0.364 | 1 | 1 | cs | TRUE
2 | LV_362-12_0_5_line_2 |  | 1 | 3 | 0.099942 | 0.125 | 0.08 | 261 | 0 | 0.364 | 1 | 1 | cs | TRUE
3 | LV_362-12_0_5_line_3 |  | 3 | 4 | 0.028231 | 0.125 | 0.08 | 261 | 0 | 0.364 | 1 | 1 | cs | TRUE
4 | LV_362-12_0_5_line_4 |  | 4 | 34 | 0.095807 | 0.125 | 0.08 | 261 | 0 | 0.364 | 1 | 2 | cs | TRUE
5 | LV_362-12_0_5_line_5 |  | 5 | 6 | 0.0058289 | 0.125 | 0.08 | 261 | 0 | 0.364 | 1 | 4 | cs | TRUE
6 | LV_362-12_0_5_line_6 |  | 5 | 7 | 0.017702 | 0.125 | 0.08 | 261 | 0 | 0.364 | 1 | 4 | cs | TRUE
7 | LV_362-12_0_5_line_7 |  | 6 | 8 | 0.0023048 | 0.125 | 0.08 | 261 | 0 | 0.364 | 1 | 4 | cs | TRUE
8 | LV_362-12_0_5_line_8 |  | 7 | 9 | 0.0059405 | 0.125 | 0.08 | 261 | 0 | 0.364 | 1 | 4 | cs | TRUE
9 | LV_362-12_0_5_line_9 |  | 8 | 10 | 0.019332 | 0.125 | 0.08 | 261 | 0 | 0.364 | 1 | 4 | cs | TRUE
10 | LV_362-12_0_5_line_10 |  | 9 | 11 | 0.014634 | 0.125 | 0.08 | 261 | 0 | 0.364 | 1 | 4 | cs | TRUE
11 | LV_362-12_0_5_line_11 |  | 10 | 15 | 0.0007528 | 0.125 | 0.08 | 261 | 0 | 0.364 | 1 | 4 | cs | TRUE
12 | LV_362-12_0_5_line_12 |  | 11 | 16 | 0.0031098 | 0.125 | 0.08 | 261 | 0 | 0.364 | 1 | 4 | cs | TRUE
13 | LV_362-12_0_5_line_13 |  | 12 | 13 | 0.01886 | 0.125 | 0.08 | 261 | 0 | 0.364 | 1 | 1 | cs | TRUE
14 | LV_362-12_0_5_line_14 |  | 12 | 14 | 0.016156 | 0.125 | 0.08 | 261 | 0 | 0.364 | 1 | 1 | cs | TRUE
15 | LV_362-12_0_5_line_15 |  | 13 | 17 | 0.0166 | 0.125 | 0.08 | 261 | 0 | 0.364 | 1 | 1 | cs | TRUE
16 | LV_362-12_0_5_line_16 |  | 14 | 18 | 0.010836 | 0.125 | 0.08 | 261 | 0 | 0.364 | 1 | 1 | cs | TRUE
17 | LV_362-12_0_5_line_17 |  | 15 | 19 | 0.011928 | 0.125 | 0.08 | 261 | 0 | 0.364 | 1 | 4 | cs | TRUE
18 | LV_362-12_0_5_line_18 |  | 16 | 22 | 0.0059262 | 0.125 | 0.08 | 261 | 0 | 0.364 | 1 | 4 | cs | TRUE
19 | LV_362-12_0_5_line_19 |  | 17 | 61 | 0.0070138 | 0.125 | 0.08 | 261 | 0 | 0.364 | 1 | 1 | cs | TRUE
20 | LV_362-12_0_5_line_20 |  | 18 | 57 | 0.00053968 | 0.125 | 0.08 | 261 | 0 | 0.364 | 1 | 1 | cs | TRUE
21 | LV_362-12_0_5_line_21 |  | 19 | 154 | 0.013275 | 0.125 | 0.08 | 261 | 0 | 0.364 | 1 | 4 | cs | TRUE
22 | LV_362-12_0_5_line_22 |  | 19 | 150 | 0.017061 | 0.125 | 0.08 | 261 | 0 | 0.364 | 1 | 1 | cs | TRUE
23 | LV_362-12_0_5_line_23 |  | 20 | 21 | 0.010948 | 0.125 | 0.08 | 261 | 0 | 0.364 | 1 | 1 | cs | TRUE
24 | LV_362-12_0_5_line_24 |  | 21 | 41 | 0.013096 | 0.125 | 0.08 | 261 | 0 | 0.364 | 1 | 1 | cs | TRUE
25 | LV_362-12_0_5_line_25 |  | 22 | 29 | 0.017596 | 0.125 | 0.08 | 261 | 0 | 0.364 | 1 | 4 | cs | TRUE
26 | LV_362-12_0_5_line_26 |  | 23 | 24 | 0.0046468 | 0.125 | 0.08 | 261 | 0 | 0.364 | 1 | 4 | cs | TRUE
27 | LV_362-12_0_5_line_27 |  | 23 | 25 | 0.014388 | 0.125 | 0.08 | 261 | 0 | 0.364 | 1 | 4 | cs | TRUE
28 | LV_362-12_0_5_line_28 |  | 24 | 26 | 0.011505 | 0.125 | 0.08 | 261 | 0 | 0.364 | 1 | 4 | cs | TRUE
29 | LV_362-12_0_5_line_29 |  | 25 | 27 | 0.047235 | 0.125 | 0.08 | 261 | 0 | 0.364 | 1 | 4 | cs | TRUE
30 | LV_362-12_0_5_line_30 |  | 26 | 28 | 0.00777 | 0.125 | 0.08 | 261 | 0 | 0.364 | 1 | 4 | cs | TRUE
31 | LV_362-12_0_5_line_31 |  | 26 | 29 | 0.019378 | 0.125 | 0.08 | 261 | 0 | 0.364 | 1 | 4 | cs | TRUE
32 | LV_362-12_0_5_line_32 |  | 27 | 30 | 0.0040882 | 0.125 | 0.08 | 261 | 0 | 0.364 | 1 | 4 | cs | TRUE
33 | LV_362-12_0_5_line_33 |  | 27 | 31 | 0.004143 | 0.125 | 0.08 | 261 | 0 | 0.364 | 1 | 1 | cs | TRUE
34 | LV_362-12_0_5_line_34 |  | 28 | 32 | 0.019456 | 0.125 | 0.08 | 261 | 0 | 0.364 | 1 | 4 | cs | TRUE
35 | LV_362-12_0_5_line_35 |  | 28 | 33 | 0.007676 | 0.125 | 0.08 | 261 | 0 | 0.364 | 1 | 4 | cs | TRUE
36 | LV_362-12_0_5_line_36 |  | 30 | 34 | 0.041052 | 0.125 | 0.08 | 261 | 0 | 0.364 | 1 | 4 | cs | TRUE
37 | LV_362-12_0_5_line_37 |  | 31 | 35 | 0.039141 | 0.125 | 0.08 | 261 | 0 | 0.364 | 1 | 1 | cs | TRUE
38 | LV_362-12_0_5_line_38 |  | 31 | 36 | 0.031696 | 0.125 | 0.08 | 261 | 0 | 0.364 | 1 | 1 | cs | TRUE
39 | LV_362-12_0_5_line_39 |  | 32 | 37 | 0.011154 | 0.125 | 0.08 | 261 | 0 | 0.364 | 1 | 4 | cs | TRUE
40 | LV_362-12_0_5_line_40 |  | 33 | 38 | 0.020399 | 0.125 | 0.08 | 261 | 0 | 0.364 | 1 | 4 | cs | TRUE
41 | LV_362-12_0_5_line_41 |  | 35 | 39 | 0.025973 | 0.125 | 0.08 | 261 | 0 | 0.364 | 1 | 1 | cs | TRUE
42 | LV_362-12_0_5_line_42 |  | 36 | 40 | 0.017788 | 0.125 | 0.08 | 261 | 0 | 0.364 | 1 | 1 | cs | TRUE
43 | LV_362-12_0_5_line_43 |  | 37 | 144 | 0.014375 | 0.125 | 0.08 | 261 | 0 | 0.364 | 1 | 4 | cs | TRUE
44 | LV_362-12_0_5_line_44 |  | 38 | 145 | 0.010405 | 0.125 | 0.08 | 261 | 0 | 0.364 | 1 | 4 | cs | TRUE
45 | LV_362-12_0_5_line_45 |  | 41 | 42 | 0.0025056 | 0.125 | 0.08 | 261 | 0 | 0.364 | 1 | 4 | cs | TRUE
46 | LV_362-12_0_5_line_46 |  | 41 | 43 | 0.013627 | 0.125 | 0.08 | 261 | 0 | 0.364 | 1 | 4 | cs | TRUE
47 | LV_362-12_0_5_line_47 |  | 42 | 181 | 0.0059201 | 0.125 | 0.08 | 261 | 0 | 0.364 | 1 | 4 | cs | TRUE
48 | LV_362-12_0_5_line_48 |  | 43 | 171 | 0.0084836 | 0.125 | 0.08 | 261 | 0 | 0.364 | 1 | 4 | cs | TRUE
49 | LV_362-12_0_5_line_49 |  | 44 | 45 | 0.0026796 | 0.125 | 0.08 | 261 | 0 | 0.364 | 1 | 1 | cs | TRUE
50 | LV_362-12_0_5_line_50 |  | 45 | 175 | 0.013926 | 0.125 | 0.08 | 261 | 0 | 0.364 | 1 | 4 | cs | TRUE
51 | LV_362-12_0_5_line_51 |  | 45 | 182 | 0.002887 | 0.125 | 0.08 | 261 | 0 | 0.364 | 1 | 4 | cs | TRUE
52 | LV_362-12_0_5_line_52 |  | 46 | 47 | 0.0111 | 0.125 | 0.08 | 261 | 0 | 0.364 | 1 | 1 | cs | TRUE
53 | LV_362-12_0_5_line_53 |  | 46 | 48 | 0.067839 | 0.125 | 0.08 | 261 | 0 | 0.364 | 1 | 1 | cs | TRUE
54 | LV_362-12_0_5_line_54 |  | 47 | 51 | 0.0044647 | 0.125 | 0.08 | 261 | 0 | 0.364 | 1 | 1 | cs | TRUE
55 | LV_362-12_0_5_line_55 |  | 49 | 50 | 0.018364 | 0.125 | 0.08 | 261 | 0 | 0.364 | 1 | 1 | cs | TRUE
56 | LV_362-12_0_5_line_56 |  | 50 | 52 | 0.0094708 | 0.125 | 0.08 | 261 | 0 | 0.364 | 1 | 1 | cs | TRUE
57 | LV_362-12_0_5_line_57 |  | 51 | 53 | 0.00094645 | 0.125 | 0.08 | 261 | 0 | 0.364 | 1 | 1 | cs | TRUE
58 | LV_362-12_0_5_line_58 |  | 52 | 54 | 0.01988 | 0.125 | 0.08 | 261 | 0 | 0.364 | 1 | 1 | cs | TRUE
59 | LV_362-12_0_5_line_59 |  | 53 | 55 | 0.0032594 | 0.125 | 0.08 | 261 | 0 | 0.364 | 1 | 1 | cs | TRUE
60 | LV_362-12_0_5_line_60 |  | 54 | 56 | 0.015639 | 0.125 | 0.08 | 261 | 0 | 0.364 | 1 | 1 | cs | TRUE
61 | LV_362-12_0_5_line_61 |  | 55 | 143 | 0.010959 | 0.125 | 0.08 | 261 | 0 | 0.364 | 1 | 1 | cs | TRUE
62 | LV_362-12_0_5_line_62 |  | 55 | 72 | 0.0022436 | 0.125 | 0.08 | 261 | 0 | 0.364 | 1 | 1 | cs | TRUE
63 | LV_362-12_0_5_line_63 |  | 56 | 60 | 0.021226 | 0.125 | 0.08 | 261 | 0 | 0.364 | 1 | 1 | cs | TRUE
64 | LV_362-12_0_5_line_64 |  | 57 | 58 | 0.020844 | 0.125 | 0.08 | 261 | 0 | 0.364 | 1 | 1 | cs | TRUE
65 | LV_362-12_0_5_line_65 |  | 58 | 59 | 0.002593 | 0.125 | 0.08 | 261 | 0 | 0.364 | 1 | 1 | cs | TRUE
66 | LV_362-12_0_5_line_66 |  | 59 | 60 | 0.0045906 | 0.125 | 0.08 | 261 | 0 | 0.364 | 1 | 1 | cs | TRUE
67 | LV_362-12_0_5_line_67 |  | 61 | 64 | 0.019506 | 0.125 | 0.08 | 261 | 0 | 0.364 | 1 | 1 | cs | TRUE
68 | LV_362-12_0_5_line_68 |  | 61 | 62 | 0.017319 | 0.125 | 0.08 | 261 | 0 | 0.364 | 1 | 1 | cs | TRUE
69 | LV_362-12_0_5_line_69 |  | 62 | 63 | 0.0044001 | 0.125 | 0.08 | 261 | 0 | 0.364 | 1 | 1 | cs | TRUE
70 | LV_362-12_0_5_line_70 |  | 64 | 68 | 0.00039548 | 0.125 | 0.08 | 261 | 0 | 0.364 | 1 | 1 | cs | TRUE
71 | LV_362-12_0_5_line_71 |  | 65 | 66 | 0.019122 | 0.125 | 0.08 | 261 | 0 | 0.364 | 1 | 1 | cs | TRUE
72 | LV_362-12_0_5_line_72 |  | 65 | 67 | 0.014351 | 0.125 | 0.08 | 261 | 0 | 0.364 | 1 | 1 | cs | TRUE
73 | LV_362-12_0_5_line_73 |  | 66 | 69 | 0.0065575 | 0.125 | 0.08 | 261 | 0 | 0.364 | 1 | 1 | cs | TRUE
74 | LV_362-12_0_5_line_74 |  | 67 | 70 | 0.00087655 | 0.125 | 0.08 | 261 | 0 | 0.364 | 1 | 1 | cs | TRUE
75 | LV_362-12_0_5_line_75 |  | 68 | 71 | 0.013161 | 0.125 | 0.08 | 261 | 0 | 0.364 | 1 | 1 | cs | TRUE
76 | LV_362-12_0_5_line_76 |  | 69 | 72 | 0.0088966 | 0.125 | 0.08 | 261 | 0 | 0.364 | 1 | 1 | cs | TRUE
77 | LV_362-12_0_5_line_77 |  | 70 | 73 | 0.0011639 | 0.125 | 0.08 | 261 | 0 | 0.364 | 1 | 1 | cs | TRUE
78 | LV_362-12_0_5_line_78 |  | 71 | 74 | 0.014459 | 0.125 | 0.08 | 261 | 0 | 0.364 | 1 | 1 | cs | TRUE
79 | LV_362-12_0_5_line_79 |  | 71 | 75 | 0.013318 | 0.125 | 0.08 | 261 | 0 | 0.364 | 1 | 1 | cs | TRUE
80 | LV_362-12_0_5_line_80 |  | 71 | 76 | 0.01744 | 0.125 | 0.08 | 261 | 0 | 0.364 | 1 | 1 | cs | TRUE
81 | LV_362-12_0_5_line_81 |  | 73 | 97 | 0.011738 | 0.125 | 0.08 | 261 | 0 | 0.364 | 1 | 1 | cs | TRUE
82 | LV_362-12_0_5_line_82 |  | 74 | 146 | 0.0061413 | 0.125 | 0.08 | 261 | 0 | 0.364 | 1 | 1 | cs | TRUE
83 | LV_362-12_0_5_line_83 |  | 75 | 147 | 0.0060001 | 0.125 | 0.08 | 261 | 0 | 0.364 | 1 | 1 | cs | TRUE
84 | LV_362-12_0_5_line_84 |  | 76 | 103 | 0.0049571 | 0.125 | 0.08 | 261 | 0 | 0.364 | 1 | 1 | cs | TRUE
85 | LV_362-12_0_5_line_85 |  | 77 | 78 | 0.037952 | 0.125 | 0.08 | 261 | 0 | 0.364 | 1 | 1 | cs | TRUE
86 | LV_362-12_0_5_line_86 |  | 77 | 79 | 0.01229 | 0.125 | 0.08 | 261 | 0 | 0.364 | 1 | 1 | cs | TRUE
87 | LV_362-12_0_5_line_87 |  | 78 | 80 | 0.018165 | 0.125 | 0.08 | 261 | 0 | 0.364 | 1 | 1 | cs | TRUE
88 | LV_362-12_0_5_line_88 |  | 78 | 81 | 0.025094 | 0.125 | 0.08 | 261 | 0 | 0.364 | 1 | 1 | cs | TRUE
89 | LV_362-12_0_5_line_89 |  | 79 | 82 | 0.039578 | 0.125 | 0.08 | 261 | 0 | 0.364 | 1 | 1 | cs | TRUE
90 | LV_362-12_0_5_line_90 |  | 80 | 83 | 0.011038 | 0.125 | 0.08 | 261 | 0 | 0.364 | 1 | 1 | cs | TRUE
91 | LV_362-12_0_5_line_91 |  | 81 | 84 | 0.0084139 | 0.125 | 0.08 | 261 | 0 | 0.364 | 1 | 1 | cs | TRUE
92 | LV_362-12_0_5_line_92 |  | 84 | 87 | 0.0029438 | 0.125 | 0.08 | 261 | 0 | 0.364 | 1 | 1 | cs | TRUE
93 | LV_362-12_0_5_line_93 |  | 85 | 86 | 0.00055508 | 0.125 | 0.08 | 261 | 0 | 0.364 | 1 | 1 | cs | TRUE
94 | LV_362-12_0_5_line_94 |  | 86 | 91 | 0.0019074 | 0.125 | 0.08 | 261 | 0 | 0.364 | 1 | 1 | cs | TRUE
95 | LV_362-12_0_5_line_95 |  | 87 | 92 | 0.022397 | 0.125 | 0.08 | 261 | 0 | 0.364 | 1 | 1 | cs | TRUE
96 | LV_362-12_0_5_line_96 |  | 88 | 89 | 0.01613 | 0.125 | 0.08 | 261 | 0 | 0.364 | 1 | 1 | cs | TRUE
97 | LV_362-12_0_5_line_97 |  | 88 | 90 | 0.011546 | 0.125 | 0.08 | 261 | 0 | 0.364 | 1 | 2 | cs | TRUE
98 | LV_362-12_0_5_line_98 |  | 89 | 99 | 0.017744 | 0.125 | 0.08 | 261 | 0 | 0.364 | 1 | 1 | cs | TRUE
99 | LV_362-12_0_5_line_99 |  | 90 | 100 | 0.0068077 | 0.125 | 0.08 | 261 | 0 | 0.364 | 1 | 4 | cs | TRUE
100 | LV_362-12_0_5_line_100 |  | 91 | 93 | 0.011406 | 0.125 | 0.08 | 261 | 0 | 0.364 | 1 | 1 | cs | TRUE
101 | LV_362-12_0_5_line_101 |  | 92 | 104 | 0.0051907 | 0.125 | 0.08 | 261 | 0 | 0.364 | 1 | 1 | cs | TRUE
102 | LV_362-12_0_5_line_102 |  | 92 | 105 | 0.015889 | 0.125 | 0.08 | 261 | 0 | 0.364 | 1 | 1 | cs | TRUE
103 | LV_362-12_0_5_line_103 |  | 93 | 96 | 0.0049602 | 0.125 | 0.08 | 261 | 0 | 0.364 | 1 | 1 | cs | TRUE
104 | LV_362-12_0_5_line_104 |  | 94 | 95 | 2.9301e-05 | 0.125 | 0.08 | 261 | 0 | 0.364 | 1 | 1 | cs | TRUE
105 | LV_362-12_0_5_line_105 |  | 95 | 97 | 0.005465 | 0.125 | 0.08 | 261 | 0 | 0.364 | 1 | 1 | cs | TRUE
106 | LV_362-12_0_5_line_106 |  | 96 | 98 | 0.0048751 | 0.125 | 0.08 | 261 | 0 | 0.364 | 1 | 1 | cs | TRUE
107 | LV_362-12_0_5_line_107 |  | 97 | 101 | 0.016742 | 0.125 | 0.08 | 261 | 0 | 0.364 | 1 | 1 | cs | TRUE
108 | LV_362-12_0_5_line_108 |  | 98 | 155 | 0.004953 | 0.125 | 0.08 | 261 | 0 | 0.364 | 1 | 1 | cs | TRUE
109 | LV_362-12_0_5_line_109 |  | 99 | 152 | 0.014835 | 0.125 | 0.08 | 261 | 0 | 0.364 | 1 | 1 | cs | TRUE
110 | LV_362-12_0_5_line_110 |  | 99 | 146 | 0.011481 | 0.125 | 0.08 | 261 | 0 | 0.364 | 1 | 1 | cs | TRUE
111 | LV_362-12_0_5_line_111 |  | 100 | 149 | 0.010852 | 0.125 | 0.08 | 261 | 0 | 0.364 | 1 | 4 | cs | TRUE
112 | LV_362-12_0_5_line_112 |  | 100 | 109 | 0.005879 | 0.125 | 0.08 | 261 | 0 | 0.364 | 1 | 1 | cs | TRUE
113 | LV_362-12_0_5_line_113 |  | 101 | 102 | 0.0048995 | 0.125 | 0.08 | 261 | 0 | 0.364 | 1 | 1 | cs | TRUE
114 | LV_362-12_0_5_line_114 |  | 102 | 103 | 0.004932 | 0.125 | 0.08 | 261 | 0 | 0.364 | 1 | 1 | cs | TRUE
115 | LV_362-12_0_5_line_115 |  | 104 | 108 | 0.0047228 | 0.125 | 0.08 | 261 | 0 | 0.364 | 1 | 1 | cs | TRUE
116 | LV_362-12_0_5_line_116 |  | 106 | 107 | 0.0022721 | 0.125 | 0.08 | 261 | 0 | 0.364 | 1 | 1 | cs | TRUE
117 | LV_362-12_0_5_line_117 |  | 107 | 109 | 0.020344 | 0.125 | 0.08 | 261 | 0 | 0.364 | 1 | 1 | cs | TRUE
118 | LV_362-12_0_5_line_118 |  | 108 | 110 | 0.017348 | 0.125 | 0.08 | 261 | 0 | 0.364 | 1 | 1 | cs | TRUE
119 | LV_362-12_0_5_line_119 |  | 110 | 111 | 0.013813 | 0.125 | 0.08 | 261 | 0 | 0.364 | 1 | 1 | cs | TRUE
120 | LV_362-12_0_5_line_120 |  | 111 | 136 | 0.00042202 | 0.125 | 0.08 | 261 | 0 | 0.364 | 1 | 1 | cs | TRUE
121 | LV_362-12_0_5_line_121 |  | 112 | 113 | 0.0061433 | 0.125 | 0.08 | 261 | 0 | 0.364 | 1 | 1 | cs | TRUE
122 | LV_362-12_0_5_line_122 |  | 112 | 114 | 0.010517 | 0.125 | 0.08 | 261 | 0 | 0.364 | 1 | 1 | cs | TRUE
123 | LV_362-12_0_5_line_123 |  | 113 | 115 | 0.0069153 | 0.125 | 0.08 | 261 | 0 | 0.364 | 1 | 1 | cs | TRUE
124 | LV_362-12_0_5_line_124 |  | 115 | 116 | 0.014895 | 0.125 | 0.08 | 261 | 0 | 0.364 | 1 | 1 | cs | TRUE
125 | LV_362-12_0_5_line_125 |  | 116 | 117 | 0.013984 | 0.125 | 0.08 | 261 | 0 | 0.364 | 1 | 1 | cs | TRUE
126 | LV_362-12_0_5_line_126 |  | 116 | 118 | 0.032075 | 0.125 | 0.08 | 261 | 0 | 0.364 | 1 | 1 | cs | TRUE
127 | LV_362-12_0_5_line_127 |  | 117 | 119 | 0.11257 | 0.125 | 0.08 | 261 | 0 | 0.364 | 1 | 1 | cs | TRUE
128 | LV_362-12_0_5_line_128 |  | 118 | 120 | 0.014682 | 0.125 | 0.08 | 261 | 0 | 0.364 | 1 | 1 | cs | TRUE
129 | LV_362-12_0_5_line_129 |  | 118 | 121 | 0.0097274 | 0.125 | 0.08 | 261 | 0 | 0.364 | 1 | 1 | cs | TRUE
130 | LV_362-12_0_5_line_130 |  | 119 | 142 | 0.26775 | 0.125 | 0.08 | 261 | 0 | 0.364 | 1 | 1 | cs | TRUE
131 | LV_362-12_0_5_line_131 |  | 120 | 140 | 0.019293 | 0.125 | 0.08 | 261 | 0 | 0.364 | 1 | 1 | cs | TRUE
132 | LV_362-12_0_5_line_132 |  | 121 | 135 | 0.018384 | 0.125 | 0.08 | 261 | 0 | 0.364 | 1 | 1 | cs | TRUE
133 | LV_362-12_0_5_line_133 |  | 122 | 123 | 0.009705 | 0.125 | 0.08 | 261 | 0 | 0.364 | 1 | 1 | cs | TRUE
134 | LV_362-12_0_5_line_134 |  | 123 | 124 | 0.030153 | 0.125 | 0.08 | 261 | 0 | 0.364 | 1 | 1 | cs | TRUE
135 | LV_362-12_0_5_line_135 |  | 124 | 125 | 0.024999 | 0.125 | 0.08 | 261 | 0 | 0.364 | 1 | 1 | cs | TRUE
136 | LV_362-12_0_5_line_136 |  | 124 | 126 | 0.023621 | 0.125 | 0.08 | 261 | 0 | 0.364 | 1 | 1 | cs | TRUE
137 | LV_362-12_0_5_line_137 |  | 124 | 127 | 0.015523 | 0.125 | 0.08 | 261 | 0 | 0.364 | 1 | 1 | cs | TRUE
138 | LV_362-12_0_5_line_138 |  | 125 | 128 | 0.010017 | 0.125 | 0.08 | 261 | 0 | 0.364 | 1 | 1 | cs | TRUE
139 | LV_362-12_0_5_line_139 |  | 125 | 129 | 0.019432 | 0.125 | 0.08 | 261 | 0 | 0.364 | 1 | 1 | cs | TRUE
140 | LV_362-12_0_5_line_140 |  | 126 | 130 | 0.00034998 | 0.125 | 0.08 | 261 | 0 | 0.364 | 1 | 1 | cs | TRUE
141 | LV_362-12_0_5_line_141 |  | 127 | 131 | 0.0079598 | 0.125 | 0.08 | 261 | 0 | 0.364 | 1 | 1 | cs | TRUE
142 | LV_362-12_0_5_line_142 |  | 129 | 134 | 0.010695 | 0.125 | 0.08 | 261 | 0 | 0.364 | 1 | 1 | cs | TRUE
143 | LV_362-12_0_5_line_143 |  | 129 | 135 | 0.001914 | 0.125 | 0.08 | 261 | 0 | 0.364 | 1 | 1 | cs | TRUE
144 | LV_362-12_0_5_line_144 |  | 131 | 137 | 0.02207 | 0.125 | 0.08 | 261 | 0 | 0.364 | 1 | 2 | cs | TRUE
145 | LV_362-12_0_5_line_145 |  | 132 | 133 | 0.0053401 | 0.125 | 0.08 | 261 | 0 | 0.364 | 1 | 1 | cs | TRUE
146 | LV_362-12_0_5_line_146 |  | 133 | 138 | 0.0044672 | 0.125 | 0.08 | 261 | 0 | 0.364 | 1 | 1 | cs | TRUE
147 | LV_362-12_0_5_line_147 |  | 134 | 139 | 0.016502 | 0.125 | 0.08 | 261 | 0 | 0.364 | 1 | 1 | cs | TRUE
148 | LV_362-12_0_5_line_148 |  | 136 | 165 | 0.023091 | 0.125 | 0.08 | 261 | 0 | 0.364 | 1 | 1 | cs | TRUE
149 | LV_362-12_0_5_line_149 |  | 137 | 161 | 0.015007 | 0.125 | 0.08 | 261 | 0 | 0.364 | 1 | 1 | cs | TRUE
150 | LV_362-12_0_5_line_150 |  | 137 | 158 | 0.015822 | 0.125 | 0.08 | 261 | 0 | 0.364 | 1 | 4 | cs | TRUE
151 | LV_362-12_0_5_line_151 |  | 138 | 185 | 0.0044032 | 0.125 | 0.08 | 261 | 0 | 0.364 | 1 | 1 | cs | TRUE
152 | LV_362-12_0_5_line_152 |  | 140 | 141 | 0.015295 | 0.125 | 0.08 | 261 | 0 | 0.364 | 1 | 1 | cs | TRUE
153 | LV_362-12_0_5_line_153 |  | 142 | 188 | 0.035499 | 0.125 | 0.08 | 261 | 0 | 0.364 | 1 | 1 | cs | TRUE
154 | LV_362-12_0_5_line_154 |  | 144 | 170 | 0.0088572 | 0.125 | 0.08 | 261 | 0 | 0.364 | 1 | 4 | cs | TRUE
155 | LV_362-12_0_5_line_155 |  | 145 | 156 | 0.0013688 | 0.125 | 0.08 | 261 | 0 | 0.364 | 1 | 4 | cs | TRUE
156 | LV_362-12_0_5_line_156 |  | 147 | 179 | 0.00057178 | 0.125 | 0.08 | 261 | 0 | 0.364 | 1 | 1 | cs | TRUE
157 | LV_362-12_0_5_line_157 |  | 148 | 149 | 0.013086 | 0.125 | 0.08 | 261 | 0 | 0.364 | 1 | 1 | cs | TRUE
158 | LV_362-12_0_5_line_158 |  | 149 | 153 | 0.013893 | 0.125 | 0.08 | 261 | 0 | 0.364 | 1 | 4 | cs | TRUE
159 | LV_362-12_0_5_line_159 |  | 150 | 151 | 0.0090751 | 0.125 | 0.08 | 261 | 0 | 0.364 | 1 | 1 | cs | TRUE
160 | LV_362-12_0_5_line_160 |  | 152 | 155 | 0.0049672 | 0.125 | 0.08 | 261 | 0 | 0.364 | 1 | 1 | cs | TRUE
161 | LV_362-12_0_5_line_161 |  | 153 | 171 | 0.0048871 | 0.125 | 0.08 | 261 | 0 | 0.364 | 1 | 4 | cs | TRUE
162 | LV_362-12_0_5_line_162 |  | 154 | 177 | 0.0059731 | 0.125 | 0.08 | 261 | 0 | 0.364 | 1 | 4 | cs | TRUE
163 | LV_362-12_0_5_line_163 |  | 156 | 157 | 0.03178 | 0.125 | 0.08 | 261 | 0 | 0.364 | 1 | 4 | cs | TRUE
164 | LV_362-12_0_5_line_164 |  | 157 | 162 | 0.03036 | 0.125 | 0.08 | 261 | 0 | 0.364 | 1 | 4 | cs | TRUE
165 | LV_362-12_0_5_line_165 |  | 158 | 159 | 0.019191 | 0.125 | 0.08 | 261 | 0 | 0.364 | 1 | 4 | cs | TRUE
166 | LV_362-12_0_5_line_166 |  | 159 | 163 | 0.015613 | 0.125 | 0.08 | 261 | 0 | 0.364 | 1 | 4 | cs | TRUE
167 | LV_362-12_0_5_line_167 |  | 160 | 161 | 0.00014632 | 0.125 | 0.08 | 261 | 0 | 0.364 | 1 | 1 | cs | TRUE
168 | LV_362-12_0_5_line_168 |  | 162 | 164 | 0.0077232 | 0.125 | 0.08 | 261 | 0 | 0.364 | 1 | 4 | cs | TRUE
169 | LV_362-12_0_5_line_169 |  | 163 | 176 | 0.0033272 | 0.125 | 0.08 | 261 | 0 | 0.364 | 1 | 1 | cs | TRUE
170 | LV_362-12_0_5_line_170 |  | 163 | 173 | 0.01657 | 0.125 | 0.08 | 261 | 0 | 0.364 | 1 | 4 | cs | TRUE
171 | LV_362-12_0_5_line_171 |  | 164 | 172 | 0.014326 | 0.125 | 0.08 | 261 | 0 | 0.364 | 1 | 1 | cs | TRUE
172 | LV_362-12_0_5_line_172 |  | 164 | 173 | 0.004205 | 0.125 | 0.08 | 261 | 0 | 0.364 | 1 | 4 | cs | TRUE
173 | LV_362-12_0_5_line_173 |  | 165 | 166 | 0.017658 | 0.125 | 0.08 | 261 | 0 | 0.364 | 1 | 1 | cs | TRUE
174 | LV_362-12_0_5_line_174 |  | 166 | 168 | 0.022439 | 0.125 | 0.08 | 261 | 0 | 0.364 | 1 | 1 | cs | TRUE
175 | LV_362-12_0_5_line_175 |  | 167 | 168 | 0.0020474 | 0.125 | 0.08 | 261 | 0 | 0.364 | 1 | 1 | cs | TRUE
176 | LV_362-12_0_5_line_176 |  | 167 | 169 | 0.0054407 | 0.125 | 0.08 | 261 | 0 | 0.364 | 1 | 4 | cs | TRUE
177 | LV_362-12_0_5_line_177 |  | 169 | 175 | 0.0080482 | 0.125 | 0.08 | 261 | 0 | 0.364 | 1 | 4 | cs | TRUE
178 | LV_362-12_0_5_line_178 |  | 170 | 182 | 0.0044269 | 0.125 | 0.08 | 261 | 0 | 0.364 | 1 | 4 | cs | TRUE
179 | LV_362-12_0_5_line_179 |  | 172 | 174 | 0.0060311 | 0.125 | 0.08 | 261 | 0 | 0.364 | 1 | 1 | cs | TRUE
180 | LV_362-12_0_5_line_180 |  | 174 | 187 | 0.0052107 | 0.125 | 0.08 | 261 | 0 | 0.364 | 1 | 1 | cs | TRUE
181 | LV_362-12_0_5_line_181 |  | 176 | 183 | 0.0038816 | 0.125 | 0.08 | 261 | 0 | 0.364 | 1 | 1 | cs | TRUE
182 | LV_362-12_0_5_line_182 |  | 177 | 180 | 0.0052526 | 0.125 | 0.08 | 261 | 0 | 0.364 | 1 | 4 | cs | TRUE
183 | LV_362-12_0_5_line_183 |  | 178 | 179 | 0.0031002 | 0.125 | 0.08 | 261 | 0 | 0.364 | 1 | 1 | cs | TRUE
184 | LV_362-12_0_5_line_184 |  | 180 | 181 | 0.00065124 | 0.125 | 0.08 | 261 | 0 | 0.364 | 1 | 4 | cs | TRUE
185 | LV_362-12_0_5_line_185 |  | 183 | 184 | 0.011419 | 0.125 | 0.08 | 261 | 0 | 0.364 | 1 | 1 | cs | TRUE
186 | LV_362-12_0_5_line_186 |  | 185 | 186 | 0.0042993 | 0.125 | 0.08 | 261 | 0 | 0.364 | 1 | 1 | cs | TRUE
187 | LV_362-12_0_5_line_187 |  | 186 | 187 | 0.0045613 | 0.125 | 0.08 | 261 | 0 | 0.364 | 1 | 1 | cs | TRUE

## trafo
| name | std_type | hv_bus | lv_bus | sn_mva | vn_hv_kv | vn_lv_kv | vk_percent | vkr_percent | pfe_kw | i0_percent | shift_degree | tap_side | tap_neutral | tap_min | tap_max | tap_step_percent | tap_step_degree | tap_pos | tap_phase_shifter | parallel | df | in_service
0 | LV_362-12_0_5_trafo_146 | 0.63 MVA 20/0.4 kV | 189 | 167 | 0.63 | 20 | 0.4 | 6 | 1.206 | 1.65 | 0.2619 | 150 | hv | 0 | -2 | 2 | 2.5 | 0 | 0 | FALSE | 1 | 1 | TRUE

## line_geodata
| x0 | y0 | x1 | y1 | x2 | y2 | x3 | y3 | x4 | y4 | x5 | y5 | x6 | y6 | x7 | y7 | x8 | y8
0 | 2602044.8195 | 1203204.5678 | 2602007.425 | 1203206.7589
1 | 2601961.2212 | 1203209.4661 | 2602007.425 | 1203206.7589
2 | 2602007.425 | 1203206.7589 | 2601996.9533 | 1203107.3667
3 | 2601996.9533 | 1203107.3667 | 2601979.1952 | 1203105.7379 | 2601968.8652 | 1203104.5435
4 | 2601886.2033 | 1203152.9789 | 2601968.8652 | 1203104.5435
5 | 2601822.7234 | 1203280.4677 | 2601816.9342 | 1203281.1473
6 | 2601822.7234 | 1203280.4677 | 2601840.3041 | 1203278.4036
7 | 2601814.6452 | 1203281.4161 | 2601816.9342 | 1203281.1473
8 | 2601846.2041 | 1203277.711 | 2601840.3041 | 1203278.4036
9 | 2601814.6452 | 1203281.4161 | 2601817.1574 | 1203300.5837
10 | 2601860.7386 | 1203276.0046 | 2601846.2041 | 1203277.711
11 | 2601817.2552 | 1203301.3301 | 2601817.1574 | 1203300.5837
12 | 2601860.7386 | 1203276.0046 | 2601863.8262 | 1203275.6343
13 | 2601789.1713 | 1203284.5993 | 2601777.6352 | 1203290.8661 | 2601773.2641 | 1203294.5741
14 | 2601789.1713 | 1203284.5993 | 2601780.7283 | 1203270.8252
15 | 2601762.132 | 1203306.7847 | 2601768.7007 | 1203298.4454 | 2601773.2641 | 1203294.5741
16 | 2601775.0656 | 1203261.587 | 2601780.7283 | 1203270.8252
17 | 2601818.8053 | 1203313.1567 | 2601817.2552 | 1203301.3301
18 | 2601863.8262 | 1203275.6343 | 2601869.7103 | 1203274.9287
19 | 2601757.9385 | 1203312.4055 | 2601760.7776 | 1203308.5042 | 2601762.132 | 1203306.7847
20 | 2601774.7836 | 1203261.1268 | 2601775.0656 | 1203261.587
21 | 2601818.8053 | 1203313.1567 | 2601832.0198 | 1203311.8904
22 | 2601818.8053 | 1203313.1567 | 2601820.4666 | 1203330.1331
23 | 2601865.2559 | 1203308.279 | 2601863.7383 | 1203297.4363
24 | 2601865.2559 | 1203308.279 | 2601852.2298 | 1203309.9537
25 | 2601887.1812 | 1203272.8337 | 2601869.7103 | 1203274.9287
26 | 2601903.3401 | 1203254.6714 | 2601904.2266 | 1203259.2328
27 | 2601903.3401 | 1203254.6714 | 2601900.5956 | 1203240.5479
28 | 2601906.4212 | 1203270.5266 | 2601904.2266 | 1203259.2328
29 | 2601891.5852 | 1203194.1807 | 2601900.5956 | 1203240.5479
30 | 2601914.2045 | 1203270.9181 | 2601906.4212 | 1203270.5266
31 | 2601906.4212 | 1203270.5266 | 2601887.1812 | 1203272.8337
32 | 2601891.5852 | 1203194.1807 | 2601895.489 | 1203192.9667
33 | 2601887.431 | 1203194.2572 | 2601891.5852 | 1203194.1807
34 | 2601914.2045 | 1203270.9181 | 2601916.5053 | 1203290.2373
35 | 2601914.2045 | 1203270.9181 | 2601918.2065 | 1203271.1194 | 2601921.8323 | 1203271.6801
36 | 2601895.489 | 1203192.9667 | 2601886.2033 | 1203152.9789
37 | 2601887.431 | 1203194.2572 | 2601877.8237 | 1203186.4723 | 2601867.0517 | 1203180.8994 | 2601863.8032 | 1203179.9757 | 2601852.7628 | 1203177.71
38 | 2601887.431 | 1203194.2572 | 2601875.4931 | 1203194.6205 | 2601866.4619 | 1203194.1286 | 2601855.7714 | 1203194.7437
39 | 2601917.8243 | 1203301.3134 | 2601916.5053 | 1203290.2373
40 | 2601942.0622 | 1203274.2109 | 2601933.2628 | 1203273.4476 | 2601921.8323 | 1203271.6801
41 | 2601841.06 | 1203158.4906 | 2601841.6425 | 1203169.7635 | 2601843.148 | 1203173.2548 | 2601845.4755 | 1203175.5345 | 2601849.6978 | 1203177.081 | 2601852.7628 | 1203177.71
42 | 2601838.0131 | 1203195.7654 | 2601855.7714 | 1203194.7437
43 | 2601917.8243 | 1203301.3134 | 2601903.5912 | 1203303.3285
44 | 2601952.4279 | 1203275.11 | 2601942.0622 | 1203274.2109
45 | 2601852.2298 | 1203309.9537 | 2601849.7357 | 1203310.1927
46 | 2601852.2298 | 1203309.9537 | 2601853.7218 | 1203323.4992
47 | 2601843.8426 | 1203310.7575 | 2601849.7357 | 1203310.1927
48 | 2601853.7218 | 1203323.4992 | 2601854.6506 | 1203331.9319
49 | 2601887.5797 | 1203305.5954 | 2601884.9193 | 1203305.9152
50 | 2601887.5797 | 1203305.5954 | 2601888.8277 | 1203319.4652
51 | 2601887.5797 | 1203305.5954 | 2601890.4382 | 1203305.1907
52 | 2601692.8841 | 1203322.9598 | 2601699.2356 | 1203328.4534 | 2601701.5855 | 1203329.7882
53 | 2601692.8841 | 1203322.9598 | 2601627.1587 | 1203339.7626
54 | 2601701.5855 | 1203329.7882 | 2601705.4677 | 1203331.9931
55 | 2601698.7155 | 1203290.9143 | 2601700.7607 | 1203287.9986 | 2601709.784 | 1203276.2643
56 | 2601715.5573 | 1203268.7566 | 2601709.784 | 1203276.2643
57 | 2601705.4677 | 1203331.9931 | 2601706.2907 | 1203332.4606
58 | 2601715.5573 | 1203268.7566 | 2601720.641 | 1203262.1456 | 2601727.3794 | 1203252.7767
59 | 2601709.1249 | 1203334.0703 | 2601706.2907 | 1203332.4606
60 | 2601737.849 | 1203241.4984 | 2601733.5118 | 1203244.2506 | 2601727.3794 | 1203252.7767
61 | 2601709.1249 | 1203334.0703 | 2601715.4042 | 1203325.0783
62 | 2601709.1249 | 1203334.0703 | 2601711.1743 | 1203334.9834
63 | 2601758.0353 | 1203239.1102 | 2601749.986 | 1203237.4737 | 2601741.8826 | 1203238.9389 | 2601737.849 | 1203241.4984
64 | 2601763.7785 | 1203243.4253 | 2601763.7785 | 1203243.4253 | 2601769.931 | 1203253.2101 | 2601774.7836 | 1203261.1268
65 | 2601763.7785 | 1203243.4253 | 2601761.7054 | 1203241.8677
66 | 2601758.0353 | 1203239.1102 | 2601761.7054 | 1203241.8677
67 | 2601757.9385 | 1203312.4055 | 2601773.6681 | 1203323.9402
68 | 2601757.9385 | 1203312.4055 | 2601747.736 | 1203326.4002
69 | 2601747.736 | 1203326.4002 | 2601745.1439 | 1203329.9558
70 | 2601773.6681 | 1203323.9402 | 2601773.987 | 1203324.1741
71 | 2601742.7572 | 1203349.0544 | 2601725.2907 | 1203341.2726
72 | 2601742.7572 | 1203349.0544 | 2601743.2726 | 1203355.9472 | 2601746.3268 | 1203362.7307
73 | 2601725.2907 | 1203341.2726 | 2601719.3008 | 1203338.604
74 | 2601746.3268 | 1203362.7307 | 2601746.6866 | 1203363.53 | 2601746.6866 | 1203363.53
75 | 2601784.6003 | 1203331.957 | 2601773.987 | 1203324.1741
76 | 2601711.1743 | 1203334.9834 | 2601719.3008 | 1203338.604
77 | 2601747.5642 | 1203364.2944 | 2601746.6866 | 1203363.53
78 | 2601784.6003 | 1203331.957 | 2601796.7181 | 1203339.8981
79 | 2601784.6003 | 1203331.957 | 2601792.6067 | 1203321.3146
80 | 2601784.6003 | 1203331.957 | 2601774.5627 | 1203346.219
81 | 2601756.4153 | 1203372.004 | 2601747.5642 | 1203364.2944
82 | 2601796.7181 | 1203339.8981 | 2601801.8558 | 1203343.2625
83 | 2601792.6067 | 1203321.3146 | 2601796.2138 | 1203316.5198
84 | 2601774.5627 | 1203346.219 | 2601771.7096 | 1203350.2728
85 | 2601832.8215 | 1203411.0806 | 2601831.0829 | 1203424.3094 | 2601831.9626 | 1203433.8816 | 2601834.3648 | 1203440.597 | 2601838.8219 | 1203444.9451 | 2601840.1412 | 1203445.9155
86 | 2601850.0416 | 1203453.1974 | 2601840.1412 | 1203445.9155
87 | 2601816.192 | 1203403.705 | 2601822.4831 | 1203406.9086 | 2601832.8215 | 1203411.0806
88 | 2601832.8215 | 1203411.0806 | 2601841.6239 | 1203412.2505 | 2601851.3092 | 1203412.1533 | 2601857.6304 | 1203410.5199
89 | 2601850.0416 | 1203453.1974 | 2601870.6245 | 1203469.4568 | 2601880.0587 | 1203478.899
90 | 2601816.192 | 1203403.705 | 2601822.3837 | 1203394.5666
91 | 2601865.7767 | 1203408.4148 | 2601857.6304 | 1203410.5199
92 | 2601868.6269 | 1203407.6783 | 2601865.7767 | 1203408.4148
93 | 2601788.6977 | 1203388.8264 | 2601788.2095 | 1203388.5622
94 | 2601786.532 | 1203387.6544 | 2601788.2095 | 1203388.5622
95 | 2601868.6269 | 1203407.6783 | 2601890.0538 | 1203400.9589
96 | 2601827.3528 | 1203353.7479 | 2601840.1851 | 1203363.5681
97 | 2601840.1851 | 1203363.5681 | 2601851.6438 | 1203362.1518
98 | 2601811.4602 | 1203349.5521 | 2601822.3174 | 1203349.0661 | 2601827.3528 | 1203353.7479
99 | 2601858.4001 | 1203361.3168 | 2601851.6438 | 1203362.1518
100 | 2601786.532 | 1203387.6544 | 2601793.1716 | 1203378.38
101 | 2601890.0538 | 1203400.9589 | 2601894.9522 | 1203399.2416
102 | 2601890.0538 | 1203400.9589 | 2601890.844 | 1203416.828
103 | 2601793.1716 | 1203378.38 | 2601796.0589 | 1203374.3468
104 | 2601761.3022 | 1203374.5425 | 2601761.2762 | 1203374.529
105 | 2601756.4153 | 1203372.004 | 2601761.2762 | 1203374.529
106 | 2601798.8968 | 1203370.3828 | 2601796.0589 | 1203374.3468
107 | 2601756.4153 | 1203372.004 | 2601766.0512 | 1203358.3127
108 | 2601798.8968 | 1203370.3828 | 2601801.78 | 1203366.3554
109 | 2601811.4602 | 1203349.5521 | 2601811.0559 | 1203353.3985 | 2601804.6714 | 1203362.3166
110 | 2601811.4602 | 1203349.5521 | 2601801.8558 | 1203343.2625
111 | 2601856.7066 | 1203350.5993 | 2601858.4001 | 1203361.3168
112 | 2601864.2587 | 1203360.6515 | 2601858.4001 | 1203361.3168
113 | 2601768.871 | 1203354.3061 | 2601766.0512 | 1203358.3127
114 | 2601768.871 | 1203354.3061 | 2601771.7096 | 1203350.2728
115 | 2601899.409 | 1203397.6791 | 2601894.9522 | 1203399.2416
116 | 2601866.7647 | 1203380.841 | 2601867.0446 | 1203383.0957
117 | 2601864.2587 | 1203360.6515 | 2601865.9892 | 1203374.5929 | 2601866.7647 | 1203380.841
118 | 2601915.7801 | 1203391.9397 | 2601899.409 | 1203397.6791
119 | 2601915.7801 | 1203391.9397 | 2601913.926 | 1203378.2515
120 | 2601913.926 | 1203378.2515 | 2601913.8694 | 1203377.8333
121 | 2601950.3244 | 1203491.3279 | 2601956.1579 | 1203489.4017
122 | 2601940.3379 | 1203494.6252 | 2601950.3244 | 1203491.3279
123 | 2601962.7245 | 1203487.2336 | 2601956.1579 | 1203489.4017
124 | 2601976.8684 | 1203482.5635 | 2601962.7245 | 1203487.2336
125 | 2601976.8684 | 1203482.5635 | 2601977.3761 | 1203489.0561 | 2601977.0085 | 1203496.5156
126 | 2601974.2076 | 1203452.3352 | 2601980.2726 | 1203472.1368 | 2601980.3553 | 1203475.1495 | 2601979.6241 | 1203477.8841 | 2601978.6341 | 1203480.563 | 2601976.8684 | 1203482.5635
127 | 2601977.0085 | 1203496.5156 | 2601977.2541 | 1203609.0878
128 | 2601974.2076 | 1203452.3352 | 2601959.9956 | 1203456.0212
129 | 2601974.2076 | 1203452.3352 | 2601970.9643 | 1203443.1645
130 | 2601977.2541 | 1203609.0878 | 2602107.9405 | 1203842.78
131 | 2601959.9956 | 1203456.0212 | 2601941.3208 | 1203460.8648
132 | 2601964.8347 | 1203425.8322 | 2601970.9643 | 1203443.1645
133 | 2601978.9939 | 1203372.2172 | 2601988.1969 | 1203369.1363
134 | 2601950.4009 | 1203381.7894 | 2601978.9939 | 1203372.2172
135 | 2601950.4009 | 1203381.7894 | 2601958.1463 | 1203405.5603
136 | 2601950.4009 | 1203381.7894 | 2601949.4031 | 1203358.1891
137 | 2601950.4009 | 1203381.7894 | 2601945.5802 | 1203372.5496 | 2601944.9941 | 1203367.4824
138 | 2601958.1463 | 1203405.5603 | 2601968.0831 | 1203404.0849
139 | 2601964.1966 | 1203424.0278 | 2601958.1463 | 1203405.5603
140 | 2601949.4031 | 1203358.1891 | 2601949.3883 | 1203357.8394
141 | 2601944.9941 | 1203367.4824 | 2601944.0794 | 1203359.5754
142 | 2601964.1966 | 1203424.0278 | 2601953.5826 | 1203425.5697
143 | 2601964.1966 | 1203424.0278 | 2601964.8347 | 1203425.8322
144 | 2601941.5435 | 1203337.6516 | 2601944.0794 | 1203359.5754
145 | 2602032.4923 | 1203304.8022 | 2602037.7974 | 1203304.1918
146 | 2602028.0544 | 1203305.3129 | 2602032.4923 | 1203304.8022
147 | 2601953.5826 | 1203425.5697 | 2601949.327 | 1203409.6264
148 | 2601910.77 | 1203354.9514 | 2601913.8694 | 1203377.8333
149 | 2601939.2656 | 1203322.8206 | 2601941.5435 | 1203337.6516
150 | 2601957.2782 | 1203335.5999 | 2601941.5435 | 1203337.6516
151 | 2602028.0544 | 1203305.3129 | 2602023.68 | 1203305.8162
152 | 2601926.5156 | 1203464.7047 | 2601941.3208 | 1203460.8648
153 | 2602107.9405 | 1203842.78 | 2602109.7967 | 1203843.0141 | 2602111.5232 | 1203844.3932 | 2602114.2762 | 1203847.229 | 2602114.998 | 1203850.0864 | 2602114.6929 | 1203852.4431 | 2602115.0114 | 1203855.3893 | 2602123.4371 | 1203865.8756 | 2602124.7525 | 1203871.4499
154 | 2601894.8214 | 1203304.5701 | 2601903.5912 | 1203303.3285
155 | 2601952.4279 | 1203275.11 | 2601953.7902 | 1203274.9769
156 | 2601796.5576 | 1203316.0629 | 2601796.2138 | 1203316.5198
157 | 2601856.7066 | 1203350.5993 | 2601843.6949 | 1203351.995
158 | 2601856.7066 | 1203350.5993 | 2601855.1856 | 1203336.7895
159 | 2601820.4666 | 1203330.1331 | 2601811.4291 | 1203330.9587
160 | 2601804.6714 | 1203362.3166 | 2601801.78 | 1203366.3554
161 | 2601854.6506 | 1203331.9319 | 2601855.1856 | 1203336.7895
162 | 2601832.0198 | 1203311.8904 | 2601837.9657 | 1203311.3206
163 | 2601985.4191 | 1203271.8854 | 2601953.7902 | 1203274.9769
164 | 2601985.4191 | 1203271.8854 | 2601988.6544 | 1203302.0725
165 | 2601957.2782 | 1203335.5999 | 2601959.6902 | 1203335.2338 | 2601976.2544 | 1203332.736
166 | 2601991.6924 | 1203330.408 | 2601976.2544 | 1203332.736
167 | 2601939.2656 | 1203322.8206 | 2601939.4109 | 1203322.8032
168 | 2601989.4774 | 1203309.7517 | 2601988.6544 | 1203302.0725
169 | 2601991.6924 | 1203330.408 | 2601992.0474 | 1203333.7163
170 | 2601991.6924 | 1203330.408 | 2601989.9258 | 1203313.9327
171 | 2601989.4774 | 1203309.7517 | 2602003.7094 | 1203308.1141
172 | 2601989.4774 | 1203309.7517 | 2601989.9258 | 1203313.9327
173 | 2601910.77 | 1203354.9514 | 2601893.2018 | 1203357.1806
174 | 2601893.2018 | 1203357.1806 | 2601890.3011 | 1203334.93
175 | 2601890.0365 | 1203332.8998 | 2601890.3011 | 1203334.93
176 | 2601890.0365 | 1203332.8998 | 2601889.5489 | 1203327.481
177 | 2601888.8277 | 1203319.4652 | 2601889.5489 | 1203327.481
178 | 2601894.8214 | 1203304.5701 | 2601890.4382 | 1203305.1907
179 | 2602003.7094 | 1203308.1141 | 2602009.701 | 1203307.4247
180 | 2602009.701 | 1203307.4247 | 2602014.8775 | 1203306.8291
181 | 2601992.0474 | 1203333.7163 | 2601992.4615 | 1203337.5757
182 | 2601837.9657 | 1203311.3206 | 2601843.1943 | 1203310.8196
183 | 2601799.6316 | 1203315.6614 | 2601796.5576 | 1203316.0629 | 2601796.5576 | 1203316.0629
184 | 2601843.8426 | 1203310.7575 | 2601843.1943 | 1203310.8196
185 | 2601993.6798 | 1203348.9298 | 2601992.4615 | 1203337.5757
186 | 2602019.4089 | 1203306.3077 | 2602023.68 | 1203305.8162
187 | 2602014.8775 | 1203306.8291 | 2602019.4089 | 1203306.3077

## bus_geodata
| x | y | coords
0 | 2602044.8195 | 1203204.5678
1 | 2602007.425 | 1203206.7589
2 | 2601961.2212 | 1203209.4661
3 | 2601996.9533 | 1203107.3667
4 | 2601968.8652 | 1203104.5435
5 | 2601822.7234 | 1203280.4677
6 | 2601816.9342 | 1203281.1473
7 | 2601840.3041 | 1203278.4036
8 | 2601814.6452 | 1203281.4161
9 | 2601846.2041 | 1203277.711
10 | 2601817.1574 | 1203300.5837
11 | 2601860.7386 | 1203276.0046
12 | 2601789.1713 | 1203284.5993
13 | 2601773.2641 | 1203294.5741
14 | 2601780.7283 | 1203270.8252
15 | 2601817.2552 | 1203301.3301
16 | 2601863.8262 | 1203275.6343
17 | 2601762.132 | 1203306.7847
18 | 2601775.0656 | 1203261.587
19 | 2601818.8053 | 1203313.1567
20 | 2601863.7383 | 1203297.4363
21 | 2601865.2559 | 1203308.279
22 | 2601869.7103 | 1203274.9287
23 | 2601903.3401 | 1203254.6714
24 | 2601904.2266 | 1203259.2328
25 | 2601900.5956 | 1203240.5479
26 | 2601906.4212 | 1203270.5266
27 | 2601891.5852 | 1203194.1807
28 | 2601914.2045 | 1203270.9181
29 | 2601887.1812 | 1203272.8337
30 | 2601895.489 | 1203192.9667
31 | 2601887.431 | 1203194.2572
32 | 2601916.5053 | 1203290.2373
33 | 2601921.8323 | 1203271.6801
34 | 2601886.2033 | 1203152.9789
35 | 2601852.7628 | 1203177.71
36 | 2601855.7714 | 1203194.7437
37 | 2601917.8243 | 1203301.3134
38 | 2601942.0622 | 1203274.2109
39 | 2601841.06 | 1203158.4906
40 | 2601838.0131 | 1203195.7654
41 | 2601852.2298 | 1203309.9537
42 | 2601849.7357 | 1203310.1928
43 | 2601853.7218 | 1203323.4992
44 | 2601884.9193 | 1203305.9152
45 | 2601887.5797 | 1203305.5954
46 | 2601692.8841 | 1203322.9598
47 | 2601701.5855 | 1203329.7882
48 | 2601627.1587 | 1203339.7626
49 | 2601698.7155 | 1203290.9143
50 | 2601709.784 | 1203276.2643
51 | 2601705.4677 | 1203331.9931
52 | 2601715.5573 | 1203268.7566
53 | 2601706.2907 | 1203332.4606
54 | 2601727.3794 | 1203252.7767
55 | 2601709.1249 | 1203334.0703
56 | 2601737.849 | 1203241.4984
57 | 2601774.7836 | 1203261.1268
58 | 2601763.7785 | 1203243.4253
59 | 2601761.7054 | 1203241.8677
60 | 2601758.0353 | 1203239.1102
61 | 2601757.9385 | 1203312.4055
62 | 2601747.736 | 1203326.4002
63 | 2601745.1439 | 1203329.9558
64 | 2601773.6681 | 1203323.9402
65 | 2601742.7572 | 1203349.0544
66 | 2601725.2907 | 1203341.2726
67 | 2601746.3268 | 1203362.7307
68 | 2601773.987 | 1203324.1741
69 | 2601719.3008 | 1203338.604
70 | 2601746.6866 | 1203363.53
71 | 2601784.6003 | 1203331.957
72 | 2601711.1743 | 1203334.9834
73 | 2601747.5642 | 1203364.2944
74 | 2601796.7181 | 1203339.8981
75 | 2601792.6067 | 1203321.3146
76 | 2601774.5627 | 1203346.219
77 | 2601840.1412 | 1203445.9155
78 | 2601832.8215 | 1203411.0806
79 | 2601850.0416 | 1203453.1974
80 | 2601816.192 | 1203403.705
81 | 2601857.6304 | 1203410.5199
82 | 2601880.0587 | 1203478.899
83 | 2601822.3837 | 1203394.5666
84 | 2601865.7767 | 1203408.4148
85 | 2601788.6977 | 1203388.8264
86 | 2601788.2095 | 1203388.5622
87 | 2601868.6269 | 1203407.6783
88 | 2601840.1851 | 1203363.5681
89 | 2601827.3528 | 1203353.7479
90 | 2601851.6438 | 1203362.1518
91 | 2601786.532 | 1203387.6544
92 | 2601890.0538 | 1203400.9589
93 | 2601793.1716 | 1203378.38
94 | 2601761.3022 | 1203374.5425
95 | 2601761.2762 | 1203374.529
96 | 2601796.0589 | 1203374.3468
97 | 2601756.4153 | 1203372.004
98 | 2601798.8968 | 1203370.3828
99 | 2601811.4602 | 1203349.5521
100 | 2601858.4001 | 1203361.3168
101 | 2601766.0512 | 1203358.3127
102 | 2601768.871 | 1203354.3061
103 | 2601771.7096 | 1203350.2728
104 | 2601894.9522 | 1203399.2416
105 | 2601890.844 | 1203416.828
106 | 2601867.0446 | 1203383.0957
107 | 2601866.7647 | 1203380.841
108 | 2601899.409 | 1203397.6791
109 | 2601864.2587 | 1203360.6515
110 | 2601915.7801 | 1203391.9397
111 | 2601913.926 | 1203378.2515
112 | 2601950.3244 | 1203491.3279
113 | 2601956.1579 | 1203489.4017
114 | 2601940.3379 | 1203494.6252
115 | 2601962.7245 | 1203487.2336
116 | 2601976.8684 | 1203482.5635
117 | 2601977.0085 | 1203496.5156
118 | 2601974.2076 | 1203452.3352
119 | 2601977.2541 | 1203609.0878
120 | 2601959.9956 | 1203456.0212
121 | 2601970.9643 | 1203443.1645
122 | 2601988.1969 | 1203369.1363
123 | 2601978.9939 | 1203372.2172
124 | 2601950.4009 | 1203381.7894
125 | 2601958.1463 | 1203405.5603
126 | 2601949.4031 | 1203358.1891
127 | 2601944.9941 | 1203367.4824
128 | 2601968.0831 | 1203404.0849
129 | 2601964.1966 | 1203424.0278
130 | 2601949.3883 | 1203357.8394
131 | 2601944.0794 | 1203359.5754
132 | 2602037.7974 | 1203304.1918
133 | 2602032.4923 | 1203304.8022
134 | 2601953.5826 | 1203425.5697
135 | 2601964.8347 | 1203425.8322
136 | 2601913.8694 | 1203377.8333
137 | 2601941.5435 | 1203337.6516
138 | 2602028.0544 | 1203305.3129
139 | 2601949.327 | 1203409.6264
140 | 2601941.3208 | 1203460.8648
141 | 2601926.5156 | 1203464.7047
142 | 2602107.9405 | 1203842.78
143 | 2601715.4042 | 1203325.0783
144 | 2601903.5912 | 1203303.3285
145 | 2601952.4279 | 1203275.11
146 | 2601801.8558 | 1203343.2625
147 | 2601796.2138 | 1203316.5198
148 | 2601843.6949 | 1203351.995
149 | 2601856.7066 | 1203350.5993
150 | 2601820.4666 | 1203330.1331
151 | 2601811.4291 | 1203330.9587
152 | 2601804.6714 | 1203362.3166
153 | 2601855.1856 | 1203336.7895
154 | 2601832.0198 | 1203311.8904
155 | 2601801.78 | 1203366.3554
156 | 2601953.7902 | 1203274.9769
157 | 2601985.4191 | 1203271.8854
158 | 2601957.2782 | 1203335.5999
159 | 2601976.2544 | 1203332.736
160 | 2601939.4109 | 1203322.8032
161 | 2601939.2656 | 1203322.8206
162 | 2601988.6544 | 1203302.0725
163 | 2601991.6924 | 1203330.408
164 | 2601989.4774 | 1203309.7517
165 | 2601910.77 | 1203354.9514
166 | 2601893.2018 | 1203357.1806
167 | 2601890.0365 | 1203332.8998
168 | 2601890.3011 | 1203334.93
169 | 2601889.5489 | 1203327.481
170 | 2601894.8214 | 1203304.5701
171 | 2601854.6506 | 1203331.9319
172 | 2602003.7094 | 1203308.1141
173 | 2601989.9258 | 1203313.9327
174 | 2602009.701 | 1203307.4247
175 | 2601888.8277 | 1203319.4652
176 | 2601992.0474 | 1203333.7163
177 | 2601837.9657 | 1203311.3206
178 | 2601799.6316 | 1203315.6614
179 | 2601796.5576 | 1203316.0629
180 | 2601843.1943 | 1203310.8196
181 | 2601843.8426 | 1203310.7575
182 | 2601890.4382 | 1203305.1907
183 | 2601992.4615 | 1203337.5757
184 | 2601993.6798 | 1203348.9298
185 | 2602023.68 | 1203305.8162
186 | 2602019.4089 | 1203306.3076
187 | 2602014.8775 | 1203306.8291
188 | 2602124.7525 | 1203871.4499
189 | 2601908.5481 | 1203331.1045

## line_std_types
| c_nf_per_km | r_ohm_per_km | x_ohm_per_km | max_i_ka | type | q_mm2 | alpha | voltage_rating
NAYY 4x50 SE | 210 | 0.642 | 0.083 | 0.142 | cs | 50 | 0.00403 | LV
NAYY 4x120 SE | 264 | 0.225 | 0.08 | 0.242 | cs | 120 | 0.00403 | LV
NAYY 4x150 SE | 261 | 0.208 | 0.08 | 0.27 | cs | 150 | 0.00403 | LV
NA2XS2Y 1x95 RM/25 12/20 kV | 216 | 0.313 | 0.132 | 0.252 | cs | 95 | 0.00403 | MV
NA2XS2Y 1x185 RM/25 12/20 kV | 273 | 0.161 | 0.117 | 0.362 | cs | 185 | 0.00403 | MV
NA2XS2Y 1x240 RM/25 12/20 kV | 304 | 0.122 | 0.112 | 0.421 | cs | 240 | 0.00403 | MV
NA2XS2Y 1x95 RM/25 6/10 kV | 315 | 0.313 | 0.123 | 0.249 | cs | 95 | 0.00403 | MV
NA2XS2Y 1x185 RM/25 6/10 kV | 406 | 0.161 | 0.11 | 0.358 | cs | 185 | 0.00403 | MV
NA2XS2Y 1x240 RM/25 6/10 kV | 456 | 0.122 | 0.105 | 0.416 | cs | 240 | 0.00403 | MV
NA2XS2Y 1x150 RM/25 12/20 kV | 250 | 0.206 | 0.116 | 0.319 | cs | 150 | 0.00403 | MV
NA2XS2Y 1x120 RM/25 12/20 kV | 230 | 0.253 | 0.119 | 0.283 | cs | 120 | 0.00403 | MV
NA2XS2Y 1x70 RM/25 12/20 kV | 190 | 0.443 | 0.132 | 0.22 | cs | 70 | 0.00403 | MV
NA2XS2Y 1x150 RM/25 6/10 kV | 360 | 0.206 | 0.11 | 0.315 | cs | 150 | 0.00403 | MV
NA2XS2Y 1x120 RM/25 6/10 kV | 340 | 0.253 | 0.113 | 0.28 | cs | 120 | 0.00403 | MV
NA2XS2Y 1x70 RM/25 6/10 kV | 280 | 0.443 | 0.123 | 0.217 | cs | 70 | 0.00403 | MV
N2XS(FL)2Y 1x120 RM/35 64/110 kV | 112 | 0.153 | 0.166 | 0.366 | cs | 120 | 0.00393 | HV
N2XS(FL)2Y 1x185 RM/35 64/110 kV | 125 | 0.099 | 0.156 | 0.457 | cs | 185 | 0.00393 | HV
N2XS(FL)2Y 1x240 RM/35 64/110 kV | 135 | 0.075 | 0.149 | 0.526 | cs | 240 | 0.00393 | HV
N2XS(FL)2Y 1x300 RM/35 64/110 kV | 144 | 0.06 | 0.144 | 0.588 | cs | 300 | 0.00393 | HV
15-AL1/3-ST1A 0.4 | 11 | 1.8769 | 0.35 | 0.105 | ol | 16 | 0.00403 | LV
24-AL1/4-ST1A 0.4 | 11.25 | 1.2012 | 0.335 | 0.14 | ol | 24 | 0.00403 | LV
48-AL1/8-ST1A 0.4 | 12.2 | 0.5939 | 0.3 | 0.21 | ol | 48 | 0.00403 | LV
94-AL1/15-ST1A 0.4 | 13.2 | 0.306 | 0.29 | 0.35 | ol | 94 | 0.00403 | LV
34-AL1/6-ST1A 10.0 | 9.7 | 0.8342 | 0.36 | 0.17 | ol | 34 | 0.00403 | MV
48-AL1/8-ST1A 10.0 | 10.1 | 0.5939 | 0.35 | 0.21 | ol | 48 | 0.00403 | MV
70-AL1/11-ST1A 10.0 | 10.4 | 0.4132 | 0.339 | 0.29 | ol | 70 | 0.00403 | MV
94-AL1/15-ST1A 10.0 | 10.75 | 0.306 | 0.33 | 0.35 | ol | 94 | 0.00403 | MV
122-AL1/20-ST1A 10.0 | 11.1 | 0.2376 | 0.323 | 0.41 | ol | 122 | 0.00403 | MV
149-AL1/24-ST1A 10.0 | 11.25 | 0.194 | 0.315 | 0.47 | ol | 149 | 0.00403 | MV
34-AL1/6-ST1A 20.0 | 9.15 | 0.8342 | 0.382 | 0.17 | ol | 34 | 0.00403 | MV
48-AL1/8-ST1A 20.0 | 9.5 | 0.5939 | 0.372 | 0.21 | ol | 48 | 0.00403 | MV
70-AL1/11-ST1A 20.0 | 9.7 | 0.4132 | 0.36 | 0.29 | ol | 70 | 0.00403 | MV
94-AL1/15-ST1A 20.0 | 10 | 0.306 | 0.35 | 0.35 | ol | 94 | 0.00403 | MV
122-AL1/20-ST1A 20.0 | 10.3 | 0.2376 | 0.344 | 0.41 | ol | 122 | 0.00403 | MV
149-AL1/24-ST1A 20.0 | 10.5 | 0.194 | 0.337 | 0.47 | ol | 149 | 0.00403 | MV
184-AL1/30-ST1A 20.0 | 10.75 | 0.1571 | 0.33 | 0.535 | ol | 184 | 0.00403 | MV
243-AL1/39-ST1A 20.0 | 11 | 0.1188 | 0.32 | 0.645 | ol | 243 | 0.00403 | MV
48-AL1/8-ST1A 110.0 | 8 | 0.5939 | 0.46 | 0.21 | ol | 48 | 0.00403 | HV
70-AL1/11-ST1A 110.0 | 8.4 | 0.4132 | 0.45 | 0.29 | ol | 70 | 0.00403 | HV
94-AL1/15-ST1A 110.0 | 8.65 | 0.306 | 0.44 | 0.35 | ol | 94 | 0.00403 | HV
122-AL1/20-ST1A 110.0 | 8.5 | 0.2376 | 0.43 | 0.41 | ol | 122 | 0.00403 | HV
149-AL1/24-ST1A 110.0 | 8.75 | 0.194 | 0.41 | 0.47 | ol | 149 | 0.00403 | HV
184-AL1/30-ST1A 110.0 | 8.8 | 0.1571 | 0.4 | 0.535 | ol | 184 | 0.00403 | HV
243-AL1/39-ST1A 110.0 | 9 | 0.1188 | 0.39 | 0.645 | ol | 243 | 0.00403 | HV
305-AL1/39-ST1A 110.0 | 9.2 | 0.0949 | 0.38 | 0.74 | ol | 305 | 0.00403 | HV
490-AL1/64-ST1A 110.0 | 9.75 | 0.059 | 0.37 | 0.96 | ol | 490 | 0.00403 | HV
679-AL1/86-ST1A 110.0 | 9.95 | 0.042 | 0.36 | 1.15 | ol | 679 | 0.00403 | HV
490-AL1/64-ST1A 220.0 | 10 | 0.059 | 0.285 | 0.96 | ol | 490 | 0.00403 | HV
679-AL1/86-ST1A 220.0 | 11.7 | 0.042 | 0.275 | 1.15 | ol | 679 | 0.00403 | HV
490-AL1/64-ST1A 380.0 | 11 | 0.059 | 0.253 | 0.96 | ol | 490 | 0.00403 | HV
679-AL1/86-ST1A 380.0 | 14.6 | 0.042 | 0.25 | 1.15 | ol | 679 | 0.00403 | HV

## trafo_std_types
| i0_percent | pfe_kw | vkr_percent | sn_mva | vn_lv_kv | vn_hv_kv | vk_percent | shift_degree | vector_group | tap_side | tap_neutral | tap_min | tap_max | tap_step_degree | tap_step_percent | tap_phase_shifter
160 MVA 380/110 kV | 0.06 | 60 | 0.25 | 160 | 110 | 380 | 12.2 | 0 | Yy0 | hv | 0 | -9 | 9 | 0 | 1.5 | FALSE
100 MVA 220/110 kV | 0.06 | 55 | 0.26 | 100 | 110 | 220 | 12 | 0 | Yy0 | hv | 0 | -9 | 9 | 0 | 1.5 | FALSE
63 MVA 110/20 kV | 0.04 | 22 | 0.32 | 63 | 20 | 110 | 18 | 150 | YNd5 | hv | 0 | -9 | 9 | 0 | 1.5 | FALSE
40 MVA 110/20 kV | 0.05 | 18 | 0.34 | 40 | 20 | 110 | 16.2 | 150 | YNd5 | hv | 0 | -9 | 9 | 0 | 1.5 | FALSE
25 MVA 110/20 kV | 0.07 | 14 | 0.41 | 25 | 20 | 110 | 12 | 150 | YNd5 | hv | 0 | -9 | 9 | 0 | 1.5 | FALSE
63 MVA 110/10 kV | 0.04 | 22 | 0.32 | 63 | 10 | 110 | 18 | 150 | YNd5 | hv | 0 | -9 | 9 | 0 | 1.5 | FALSE
40 MVA 110/10 kV | 0.05 | 18 | 0.34 | 40 | 10 | 110 | 16.2 | 150 | YNd5 | hv | 0 | -9 | 9 | 0 | 1.5 | FALSE
25 MVA 110/10 kV | 0.07 | 14 | 0.41 | 25 | 10 | 110 | 12 | 150 | YNd5 | hv | 0 | -9 | 9 | 0 | 1.5 | FALSE
0.25 MVA 20/0.4 kV | 0.32 | 0.8 | 1.44 | 0.25 | 0.4 | 20 | 6 | 150 | Yzn5 | hv | 0 | -2 | 2 | 0 | 2.5 | FALSE
0.4 MVA 20/0.4 kV | 0.3375 | 1.35 | 1.425 | 0.4 | 0.4 | 20 | 6 | 150 | Dyn5 | hv | 0 | -2 | 2 | 0 | 2.5 | FALSE
0.63 MVA 20/0.4 kV | 0.2619 | 1.65 | 1.206 | 0.63 | 0.4 | 20 | 6 | 150 | Dyn5 | hv | 0 | -2 | 2 | 0 | 2.5 | FALSE
0.25 MVA 10/0.4 kV | 0.24 | 0.6 | 1.2 | 0.25 | 0.4 | 10 | 4 | 150 | Dyn5 | hv | 0 | -2 | 2 | 0 | 2.5 | FALSE
0.4 MVA 10/0.4 kV | 0.2375 | 0.95 | 1.325 | 0.4 | 0.4 | 10 | 4 | 150 | Dyn5 | hv | 0 | -2 | 2 | 0 | 2.5 | FALSE
0.63 MVA 10/0.4 kV | 0.1873 | 1.18 | 1.0794 | 0.63 | 0.4 | 10 | 4 | 150 | Dyn5 | hv | 0 | -2 | 2 | 0 | 2.5 | FALSE

## trafo3w_std_types
| sn_hv_mva | sn_mv_mva | sn_lv_mva | vn_hv_kv | vn_mv_kv | vn_lv_kv | vk_hv_percent | vk_mv_percent | vk_lv_percent | vkr_hv_percent | vkr_mv_percent | vkr_lv_percent | pfe_kw | i0_percent | shift_mv_degree | shift_lv_degree | vector_group | tap_side | tap_neutral | tap_min | tap_max | tap_step_percent
63/25/38 MVA 110/20/10 kV | 63 | 25 | 38 | 110 | 20 | 10 | 10.4 | 10.4 | 10.4 | 0.28 | 0.32 | 0.35 | 35 | 0.89 | 0 | 0 | YN0yn0yn0 | hv | 0 | -10 | 10 | 1.2
63/25/38 MVA 110/10/10 kV | 63 | 25 | 38 | 110 | 10 | 10 | 10.4 | 10.4 | 10.4 | 0.28 | 0.32 | 0.35 | 35 | 0.89 | 0 | 0 | YN0yn0yn0 | hv | 0 | -10 | 10 | 1.2

## fuse_std_types
| fuse_type | i_rated_a | t_avg | t_min | t_total | x_avg | x_min | x_total
HV 100A | HV 100A | 100 | 0 | [10.0, 3.64, 0.854, 0.281, 0.1, 0.0531, 0.022, 0.01] | [10.0, 4.267, 1.21, 0.403, 0.1, 0.058, 0.022, 0.01] | 0 | [300.0, 350.0, 450.0, 550.0, 700.0, 850.0, 1200.0, 1752.0] | [600.0, 700.0, 900.0, 1150.0, 1665.0, 2000.0, 3000.0, 4313.0]
HV 10A | HV 10A | 10 | 0 | [10.0, 1675.0, 0.344, 0.156, 0.1, 0.0417, 0.0171, 0.01] | [10.0, 1.3, 0.3, 0.155, 0.1, 0.0555, 0.023, 0.01] | 0 | [30.0, 32.0, 35.0, 37.0, 39.0, 50.0, 70.0, 88.0] | [60.0, 70.0, 80.0, 87.0, 94.0, 110.0, 150.0, 216.0]
HV 125A | HV 125A | 125 | 0 | [10.0, 1.82, 0.344, 0.1, 0.0467, 0.0269, 0.01] | [10.0, 2.478, 0.426, 0.1, 0.0427, 0.0211, 0.01] | 0 | [375.0, 500.0, 700.0, 925.0, 1200.0, 1500.0, 2341.0] | [750.0, 1000.0, 1500.0, 2200.0, 3000.0, 4000.0, 5765.0]
HV 160A | HV 160A | 160 | 0 | [10.0, 4.15, 1.03, 0.198, 0.1, 0.051, 0.0172, 0.01] | [10.0, 2.3, 0.734, 0.274, 0.1, 0.046, 0.0177, 0.01] | 0 | [480.0, 550.0, 700.0, 1000.0, 1260.0, 1600.0, 2500.0, 3227.0] | [960.0, 1300.0, 1700.0, 2200.0, 2996.0, 4000.0, 6000.0, 7946.0]
HV 16A | HV 16A | 16 | 0 | [10.0, 0.352, 0.164, 0.1, 0.0649, 0.0342, 0.01] | [10.0, 2.34, 0.722, 0.181, 0.1, 0.055, 0.0296, 0.01] | 0 | [48.0, 60.0, 65.0, 71.0, 80.0, 100.0, 162.0] | [96.0, 110.0, 125.0, 150.0, 168.0, 200.0, 250.0, 398.0]
HV 200A | HV 200A | 200 | 0 | [10.0, 4.267, 1.21, 0.403, 0.1, 0.058, 0.022, 0.01] | [10.0, 3.73, 1.654, 0.328, 0.1, 0.0531, 0.019, 0.01] | 0 | [600.0, 700.0, 900.0, 1150.0, 1665.0, 2000.0, 3000.0, 4313.0] | [1200.0, 1500.0, 1800.0, 2700.0, 3960.0, 5000.0, 7500.0, 10620.0]
HV 20A | HV 20A | 20 | 0 | [10.0, 1.3, 0.3, 0.155, 0.1, 0.0555, 0.023, 0.01] | [10.0, 1.3, 0.161, 0.1, 0.0611, 0.0399, 0.0141, 0.01] | 0 | [60.0, 70.0, 80.0, 87.0, 94.0, 110.0, 150.0, 216.0] | [120.0, 150.0, 200.0, 223.0, 260.0, 300.0, 450.0, 532.0]
HV 25A | HV 25A | 25 | 0 | [10.0, 2.512, 0.833, 0.299, 0.1, 0.0372, 0.0223, 0.01] | [10.0, 3.125, 0.597, 0.198, 0.1, 0.0378, 0.022, 0.01] | 0 | [75.0, 82.0, 90.0, 100.0, 124.0, 170.0, 200.0, 289.0] | [150.0, 170.0, 210.0, 250.0, 294.0, 400.0, 500.0, 711.0]
HV 31.5A | HV 31.5A | 31.5 | 0 | [10.0, 2.34, 0.722, 0.181, 0.1, 0.055, 0.0296, 0.01] | [10.0, 2.84, 0.368, 0.164, 0.1, 0.0621, 0.0378, 0.0195, 0.01] | 0 | [95.0, 110.0, 125.0, 150.0, 165.0, 200.0, 250.0, 390.0] | [189.0, 220.0, 300.0, 350.0, 393.0, 450.0, 530.0, 700.0, 960.0]
HV 40A | HV 40A | 40 | 0 | [10.0, 1.3, 0.161, 0.1, 0.0611, 0.0399, 0.0141, 0.01] | [10.0, 2.05, 0.369, 0.198, 0.1, 0.051, 0.0298, 0.01] | 0 | [120.0, 150.0, 200.0, 223.0, 260.0, 300.0, 450.0, 532.0] | [240.0, 300.0, 400.0, 450.0, 530.0, 650.0, 800.0, 1311.0]
HV 50A | HV 50A | 50 | 0 | [10.0, 3.215, 0.597, 0.198, 0.1, 0.0378, 0.022, 0.01] | [10.0, 3.64, 0.854, 0.281, 0.1, 0.0531, 0.022, 0.01] | 0 | [150.0, 170.0, 210.0, 250.0, 294.0, 400.0, 500.0, 711.0] | [300.0, 350.0, 450.0, 550.0, 700.0, 850.0, 1200.0, 1752.0]
HV 6.3A | HV 6.3A | 6.3 | 0 | [10.0, 1.39, 0.344, 0.168, 0.1, 0.056, 0.0263, 0.01] | [10.0, 1.711, 0.516, 0.198, 0.1, 0.0634, 0.0303, 0.01] | 0 | [19.0, 19.5, 20.4, 20.8, 22.0, 25.0, 32.0, 48.0] | [38.0, 40.0, 43.0, 48.0, 53.0, 60.0, 75.0, 118.0]
HV 63A | HV 63A | 63 | 0 | [10.0, 2.84, 0.368, 0.164, 0.1, 0.0621, 0.0378, 0.0195, 0.01] | [10.0, 1.82, 0.344, 0.1, 0.0467, 0.0269, 0.01] | 0 | [189.0, 220.0, 300.0, 350.0, 393.0, 450.0, 530.0, 700.0, 961.0] | [378.0, 500.0, 700.0, 934.0, 1200.0, 1500.0, 2366.0]
HV 80A | HV 80A | 80 | 0 | [10.0, 2.05, 0.369, 0.198, 0.1, 0.051, 0.0298, 0.01] | [10.0, 4.15, 1.03, 0.198, 0.1, 0.051, 0.0172, 0.01] | 0 | [240.0, 300.0, 400.0, 450.0, 530.0, 650.0, 800.0, 1311.0] | [480.0, 550.0, 700.0, 1000.0, 1260.0, 1600.0, 2500.0, 3227.0]
Siemens NH-1-100 | Siemens NH-1-100 | 100 | [5400.0, 2000.0, 400.0, 20.0, 1.0, 0.2, 0.012, 0.004] | 0 | 0 | [150.0, 190.0, 250.0, 430.0, 900.0, 1250.0, 2700.0, 3600.0] | 0 | 0
Siemens NH-1-125 | Siemens NH-1-125 | 125 | [4800.0, 120.0, 7.0, 0.1, 0.004] | 0 | 0 | [180.0, 400.0, 740.0, 2000.0, 4250.0] | 0 | 0
Siemens NH-1-16 | Siemens NH-1-16 | 16 | [4000.0, 400.0, 2.0, 0.1, 0.04, 0.01] | 0 | 0 | [26.0, 35.0, 75.0, 150.0, 200.0, 300.0] | 0 | 0
Siemens NH-1-160 | Siemens NH-1-160 | 160 | [4800.0, 120.0, 7.0, 0.1, 0.004] | 0 | 0 | [210.0, 500.0, 900.0, 2300.0, 5000.0] | 0 | 0
Siemens NH-1-25 | Siemens NH-1-25 | 25 | [4000.0, 1000.0, 10.0, 0.2, 0.02, 0.01] | 0 | 0 | [40.0, 50.0, 100.0, 210.0, 400.0, 500.0] | 0 | 0
Siemens NH-1-50 | Siemens NH-1-50 | 50 | [4000.0, 40.0, 4.0, 1.0, 0.02, 0.01] | 0 | 0 | [86.0, 200.0, 300.0, 400.0, 1000.0, 1280.0] | 0 | 0
Siemens NH-1-63 | Siemens NH-1-63 | 63 | [4000.0, 100.0, 10.0, 2.0, 0.04, 0.01] | 0 | 0 | [100.0, 200.0, 300.0, 400.0, 1000.0, 1500.0] | 0 | 0
Siemens NH-1-80 | Siemens NH-1-80 | 80 | [4800.0, 120.0, 7.0, 0.1, 0.01] | 0 | 0 | [150.58, 250.0, 450.0, 1150.0, 2470.0] | 0 | 0
Siemens NH-2-1000 | Siemens NH-2-1000 | 1000 | [4800.0, 120.0, 7.0, 0.1, 0.004] | 0 | 0 | [1900.0, 3500.0, 8400.0, 24000.0, 52000.0] | 0 | 0
Siemens NH-2-200 | Siemens NH-2-200 | 200 | [4800.0, 120.0, 7.0, 0.1, 0.004] | 0 | 0 | [280.0, 650.0, 1200.0, 3000.0, 7000.0] | 0 | 0
Siemens NH-2-224 | Siemens NH-2-224 | 224 | [4800.0, 120.0, 7.0, 0.2, 0.04, 0.004] | 0 | 0 | [400.0, 750.0, 1453.0, 3025.0, 4315.0, 7600.0] | 0 | 0
Siemens NH-2-250 | Siemens NH-2-250 | 250 | [4800.0, 120.0, 7.0, 0.1, 0.004] | 0 | 0 | [450.0, 800.0, 1650.0, 4000.0, 8500.0] | 0 | 0
Siemens NH-2-315 | Siemens NH-2-315 | 315 | [4800.0, 120.0, 7.0, 0.1, 0.004] | 0 | 0 | [550.0, 920.0, 1900.0, 5000.0, 11000.0] | 0 | 0
Siemens NH-2-355 | Siemens NH-2-355 | 355 | [4800.0, 120.0, 6.0, 0.1, 0.004] | 0 | 0 | [650.0, 1116.27, 2350.0, 5840.0, 12790.0] | 0 | 0
Siemens NH-2-400 | Siemens NH-2-400 | 400 | [4800.0, 120.0, 7.0, 0.1, 0.004] | 0 | 0 | [720.0, 1350.0, 2800.0, 6500.0, 15000.0] | 0 | 0
Siemens NH-2-425 | Siemens NH-2-425 | 425 | [4800.0, 120.0, 7.0, 0.1, 0.004] | 0 | 0 | [850.0, 1500.0, 3050.0, 7500.0, 16500.0] | 0 | 0
Siemens NH-2-630 | Siemens NH-2-630 | 630 | [4800.0, 120.0, 7.0, 0.1, 0.004] | 0 | 0 | [1200.0, 2000.0, 4800.0, 12000.0, 26000.0] | 0 | 0

## dtypes
| element | column | dtype
0 | bus | name | object
1 | bus | vn_kv | float64
2 | bus | type | object
3 | bus | zone | object
4 | bus | in_service | bool
5 | load | name | object
6 | load | bus | uint32
7 | load | p_mw | float64
8 | load | q_mvar | float64
9 | load | const_z_percent | float64
10 | load | const_i_percent | float64
11 | load | sn_mva | float64
12 | load | scaling | float64
13 | load | in_service | bool
14 | load | type | object
15 | ext_grid | name | object
16 | ext_grid | bus | uint32
17 | ext_grid | vm_pu | float64
18 | ext_grid | va_degree | float64
19 | ext_grid | slack_weight | float64
20 | ext_grid | in_service | bool
21 | line | name | object
22 | line | std_type | object
23 | line | from_bus | uint32
24 | line | to_bus | uint32
25 | line | length_km | float64
26 | line | r_ohm_per_km | float64
27 | line | x_ohm_per_km | float64
28 | line | c_nf_per_km | float64
29 | line | g_us_per_km | float64
30 | line | max_i_ka | float64
31 | line | df | float64
32 | line | parallel | uint32
33 | line | type | object
34 | line | in_service | bool
35 | trafo | name | object
36 | trafo | std_type | object
37 | trafo | hv_bus | uint32
38 | trafo | lv_bus | uint32
39 | trafo | sn_mva | float64
40 | trafo | vn_hv_kv | float64
41 | trafo | vn_lv_kv | float64
42 | trafo | vk_percent | float64
43 | trafo | vkr_percent | float64
44 | trafo | pfe_kw | float64
45 | trafo | i0_percent | float64
46 | trafo | shift_degree | float64
47 | trafo | tap_side | object
48 | trafo | tap_neutral | int32
49 | trafo | tap_min | int32
50 | trafo | tap_max | int32
51 | trafo | tap_step_percent | float64
52 | trafo | tap_step_degree | float64
53 | trafo | tap_pos | int32
54 | trafo | tap_phase_shifter | bool
55 | trafo | parallel | uint32
56 | trafo | df | float64
57 | trafo | in_service | bool
58 | line_geodata | coords | object
59 | bus_geodata | x | float64
60 | bus_geodata | y | float64
61 | bus_geodata | coords | object

## parameters
| version | format_version | converged | OPF_converged | name | f_hz | sn_mva
0 | 2.14.6 | 2.14.0 | FALSE | FALSE |  | 50 | 1