## bus
| name | vn_kv | type | zone | in_service
0 | bus_LV_4001-1_0_6_node_0 | 0.4 | n |  | TRUE
1 | bus_LV_4001-1_0_6_node_1 | 0.4 | n |  | TRUE
2 | bus_LV_4001-1_0_6_node_2 | 0.4 | n |  | TRUE
3 | bus_LV_4001-1_0_6_node_3 | 0.4 | n |  | TRUE
4 | bus_LV_4001-1_0_6_node_5 | 0.4 | n |  | TRUE
5 | bus_LV_4001-1_0_6_node_6 | 0.4 | n |  | TRUE
6 | bus_LV_4001-1_0_6_node_15 | 0.4 | n |  | TRUE
7 | bus_LV_4001-1_0_6_node_4 | 0.4 | n |  | TRUE
8 | bus_LV_4001-1_0_6_node_121 | 0.4 | n |  | TRUE
9 | bus_LV_4001-1_0_6_node_9 | 0.4 | n |  | TRUE
10 | bus_LV_4001-1_0_6_node_36 | 0.4 | n |  | TRUE
11 | bus_LV_4001-1_0_6_node_7 | 0.4 | n |  | TRUE
12 | bus_LV_4001-1_0_6_node_34 | 0.4 | n |  | TRUE
13 | bus_LV_4001-1_0_6_node_82 | 0.4 | n |  | TRUE
14 | bus_LV_4001-1_0_6_node_81 | 0.4 | n |  | TRUE
15 | bus_LV_4001-1_0_6_node_120 | 0.4 | n |  | TRUE
16 | bus_LV_4001-1_0_6_node_32 | 0.4 | n |  | TRUE
17 | bus_LV_4001-1_0_6_node_190 | 0.4 | n |  | TRUE
18 | bus_LV_4001-1_0_6_node_30 | 0.4 | n |  | TRUE
19 | bus_LV_4001-1_0_6_node_108 | 0.4 | n |  | TRUE
20 | bus_LV_4001-1_0_6_node_113 | 0.4 | n |  | TRUE
21 | bus_LV_4001-1_0_6_node_116 | 0.4 | n |  | TRUE
22 | bus_LV_4001-1_0_6_node_109 | 0.4 | n |  | TRUE
23 | bus_LV_4001-1_0_6_node_111 | 0.4 | n |  | TRUE
24 | bus_LV_4001-1_0_6_node_114 | 0.4 | n |  | TRUE
25 | bus_LV_4001-1_0_6_node_115 | 0.4 | n |  | TRUE
26 | bus_LV_4001-1_0_6_node_191 | 0.4 | n |  | TRUE
27 | bus_LV_4001-1_0_6_node_117 | 0.4 | n |  | TRUE
28 | bus_LV_4001-1_0_6_node_74 | 0.4 | n |  | TRUE
29 | bus_LV_4001-1_0_6_node_84 | 0.4 | n |  | TRUE
30 | bus_LV_4001-1_0_6_node_13 | 0.4 | n |  | TRUE
31 | bus_LV_4001-1_0_6_node_73 | 0.4 | n |  | TRUE
32 | bus_LV_4001-1_0_6_node_61 | 0.4 | n |  | TRUE
33 | bus_LV_4001-1_0_6_node_96 | 0.4 | n |  | TRUE
34 | bus_LV_4001-1_0_6_node_10 | 0.4 | n |  | TRUE
35 | bus_LV_4001-1_0_6_node_11 | 0.4 | n |  | TRUE
36 | bus_LV_4001-1_0_6_node_12 | 0.4 | n |  | TRUE
37 | bus_LV_4001-1_0_6_node_14 | 0.4 | n |  | TRUE
38 | bus_LV_4001-1_0_6_node_97 | 0.4 | n |  | TRUE
39 | bus_LV_4001-1_0_6_node_98 | 0.4 | n |  | TRUE
40 | bus_LV_4001-1_0_6_node_17 | 0.4 | n |  | TRUE
41 | bus_LV_4001-1_0_6_node_19 | 0.4 | n |  | TRUE
42 | bus_LV_4001-1_0_6_node_20 | 0.4 | n |  | TRUE
43 | bus_LV_4001-1_0_6_node_122 | 0.4 | n |  | TRUE
44 | bus_LV_4001-1_0_6_node_105 | 0.4 | n |  | TRUE
45 | bus_LV_4001-1_0_6_node_119 | 0.4 | n |  | TRUE
46 | bus_LV_4001-1_0_6_node_25 | 0.4 | n |  | TRUE
47 | bus_LV_4001-1_0_6_node_26 | 0.4 | n |  | TRUE
48 | bus_LV_4001-1_0_6_node_27 | 0.4 | n |  | TRUE
49 | bus_LV_4001-1_0_6_node_28 | 0.4 | n |  | TRUE
50 | bus_LV_4001-1_0_6_node_21 | 0.4 | n |  | TRUE
51 | bus_LV_4001-1_0_6_node_22 | 0.4 | n |  | TRUE
52 | bus_LV_4001-1_0_6_node_23 | 0.4 | n |  | TRUE
53 | bus_LV_4001-1_0_6_node_24 | 0.4 | n |  | TRUE
54 | bus_LV_4001-1_0_6_node_124 | 0.4 | n |  | TRUE
55 | bus_LV_4001-1_0_6_node_125 | 0.4 | n |  | TRUE
56 | bus_LV_4001-1_0_6_node_196 | 0.4 | n |  | TRUE
57 | bus_LV_4001-1_0_6_node_99 | 0.4 | n |  | TRUE
58 | bus_LV_4001-1_0_6_node_197 | 0.4 | n |  | TRUE
59 | bus_LV_4001-1_0_6_node_100 | 0.4 | n |  | TRUE
60 | bus_LV_4001-1_0_6_node_29 | 0.4 | n |  | TRUE
61 | bus_LV_4001-1_0_6_node_31 | 0.4 | n |  | TRUE
62 | bus_LV_4001-1_0_6_node_33 | 0.4 | n |  | TRUE
63 | bus_LV_4001-1_0_6_node_101 | 0.4 | n |  | TRUE
64 | bus_LV_4001-1_0_6_node_106 | 0.4 | n |  | TRUE
65 | bus_LV_4001-1_0_6_node_102 | 0.4 | n |  | TRUE
66 | bus_LV_4001-1_0_6_node_78 | 0.4 | n |  | TRUE
67 | bus_LV_4001-1_0_6_node_79 | 0.4 | n |  | TRUE
68 | bus_LV_4001-1_0_6_node_38 | 0.4 | n |  | TRUE
69 | bus_LV_4001-1_0_6_node_39 | 0.4 | n |  | TRUE
70 | bus_LV_4001-1_0_6_node_40 | 0.4 | n |  | TRUE
71 | bus_LV_4001-1_0_6_node_41 | 0.4 | n |  | TRUE
72 | bus_LV_4001-1_0_6_node_42 | 0.4 | n |  | TRUE
73 | bus_LV_4001-1_0_6_node_76 | 0.4 | n |  | TRUE
74 | bus_LV_4001-1_0_6_node_77 | 0.4 | n |  | TRUE
75 | bus_LV_4001-1_0_6_node_75 | 0.4 | n |  | TRUE
76 | bus_LV_4001-1_0_6_node_95 | 0.4 | n |  | TRUE
77 | bus_LV_4001-1_0_6_node_158 | 0.4 | n |  | TRUE
78 | bus_LV_4001-1_0_6_node_69 | 0.4 | n |  | TRUE
79 | bus_LV_4001-1_0_6_node_43 | 0.4 | n |  | TRUE
80 | bus_LV_4001-1_0_6_node_44 | 0.4 | n |  | TRUE
81 | bus_LV_4001-1_0_6_node_45 | 0.4 | n |  | TRUE
82 | bus_LV_4001-1_0_6_node_46 | 0.4 | n |  | TRUE
83 | bus_LV_4001-1_0_6_node_47 | 0.4 | n |  | TRUE
84 | bus_LV_4001-1_0_6_node_48 | 0.4 | n |  | TRUE
85 | bus_LV_4001-1_0_6_node_52 | 0.4 | n |  | TRUE
86 | bus_LV_4001-1_0_6_node_49 | 0.4 | n |  | TRUE
87 | bus_LV_4001-1_0_6_node_67 | 0.4 | n |  | TRUE
88 | bus_LV_4001-1_0_6_node_53 | 0.4 | n |  | TRUE
89 | bus_LV_4001-1_0_6_node_50 | 0.4 | n |  | TRUE
90 | bus_LV_4001-1_0_6_node_65 | 0.4 | n |  | TRUE
91 | bus_LV_4001-1_0_6_node_59 | 0.4 | n |  | TRUE
92 | bus_LV_4001-1_0_6_node_51 | 0.4 | n |  | TRUE
93 | bus_LV_4001-1_0_6_node_164 | 0.4 | n |  | TRUE
94 | bus_LV_4001-1_0_6_node_60 | 0.4 | n |  | TRUE
95 | bus_LV_4001-1_0_6_node_143 | 0.4 | n |  | TRUE
96 | bus_LV_4001-1_0_6_node_62 | 0.4 | n |  | TRUE
97 | bus_LV_4001-1_0_6_node_63 | 0.4 | n |  | TRUE
98 | bus_LV_4001-1_0_6_node_57 | 0.4 | n |  | TRUE
99 | bus_LV_4001-1_0_6_node_154 | 0.4 | n |  | TRUE
100 | bus_LV_4001-1_0_6_node_156 | 0.4 | n |  | TRUE
101 | bus_LV_4001-1_0_6_node_55 | 0.4 | n |  | TRUE
102 | bus_LV_4001-1_0_6_node_54 | 0.4 | n |  | TRUE
103 | bus_LV_4001-1_0_6_node_56 | 0.4 | n |  | TRUE
104 | bus_LV_4001-1_0_6_node_58 | 0.4 | n |  | TRUE
105 | bus_LV_4001-1_0_6_node_66 | 0.4 | n |  | TRUE
106 | bus_LV_4001-1_0_6_node_152 | 0.4 | n |  | TRUE
107 | bus_LV_4001-1_0_6_node_157 | 0.4 | n |  | TRUE
108 | bus_LV_4001-1_0_6_node_64 | 0.4 | n |  | TRUE
109 | bus_LV_4001-1_0_6_node_68 | 0.4 | n |  | TRUE
110 | bus_LV_4001-1_0_6_node_70 | 0.4 | n |  | TRUE
111 | bus_LV_4001-1_0_6_node_71 | 0.4 | n |  | TRUE
112 | bus_LV_4001-1_0_6_node_72 | 0.4 | n |  | TRUE
113 | bus_LV_4001-1_0_6_node_128 | 0.4 | n |  | TRUE
114 | bus_LV_4001-1_0_6_node_83 | 0.4 | n |  | TRUE
115 | bus_LV_4001-1_0_6_node_94 | 0.4 | n |  | TRUE
116 | bus_LV_4001-1_0_6_node_80 | 0.4 | n |  | TRUE
117 | bus_LV_4001-1_0_6_node_149 | 0.4 | n |  | TRUE
118 | bus_LV_4001-1_0_6_node_148 | 0.4 | n |  | TRUE
119 | bus_LV_4001-1_0_6_node_183 | 0.4 | n |  | TRUE
120 | bus_LV_4001-1_0_6_node_146 | 0.4 | n |  | TRUE
121 | bus_LV_4001-1_0_6_node_86 | 0.4 | n |  | TRUE
122 | bus_LV_4001-1_0_6_node_85 | 0.4 | n |  | TRUE
123 | bus_LV_4001-1_0_6_node_87 | 0.4 | n |  | TRUE
124 | bus_LV_4001-1_0_6_node_88 | 0.4 | n |  | TRUE
125 | bus_LV_4001-1_0_6_node_89 | 0.4 | n |  | TRUE
126 | bus_LV_4001-1_0_6_node_90 | 0.4 | n |  | TRUE
127 | bus_LV_4001-1_0_6_node_91 | 0.4 | n |  | TRUE
128 | bus_LV_4001-1_0_6_node_92 | 0.4 | n |  | TRUE
129 | bus_LV_4001-1_0_6_node_93 | 0.4 | n |  | TRUE
130 | bus_LV_4001-1_0_6_node_195 | 0.4 | n |  | TRUE
131 | bus_LV_4001-1_0_6_node_181 | 0.4 | n |  | TRUE
132 | bus_LV_4001-1_0_6_node_182 | 0.4 | n |  | TRUE
133 | bus_LV_4001-1_0_6_node_194 | 0.4 | n |  | TRUE
134 | bus_LV_4001-1_0_6_node_103 | 0.4 | n |  | TRUE
135 | bus_LV_4001-1_0_6_node_104 | 0.4 | n |  | TRUE
136 | bus_LV_4001-1_0_6_node_118 | 0.4 | n |  | TRUE
137 | bus_LV_4001-1_0_6_node_126 | 0.4 | n |  | TRUE
138 | bus_LV_4001-1_0_6_node_127 | 0.4 | n |  | TRUE
139 | bus_LV_4001-1_0_6_node_179 | 0.4 | n |  | TRUE
140 | bus_LV_4001-1_0_6_node_189 | 0.4 | n |  | TRUE
141 | bus_LV_4001-1_0_6_node_178 | 0.4 | n |  | TRUE
142 | bus_LV_4001-1_0_6_node_129 | 0.4 | n |  | TRUE
143 | bus_LV_4001-1_0_6_node_130 | 0.4 | n |  | TRUE
144 | bus_LV_4001-1_0_6_node_131 | 0.4 | n |  | TRUE
145 | bus_LV_4001-1_0_6_node_132 | 0.4 | n |  | TRUE
146 | bus_LV_4001-1_0_6_node_133 | 0.4 | n |  | TRUE
147 | bus_LV_4001-1_0_6_node_140 | 0.4 | n |  | TRUE
148 | bus_LV_4001-1_0_6_node_160 | 0.4 | n |  | TRUE
149 | bus_LV_4001-1_0_6_node_165 | 0.4 | n |  | TRUE
150 | bus_LV_4001-1_0_6_node_159 | 0.4 | n |  | TRUE
151 | bus_LV_4001-1_0_6_node_134 | 0.4 | n |  | TRUE
152 | bus_LV_4001-1_0_6_node_135 | 0.4 | n |  | TRUE
153 | bus_LV_4001-1_0_6_node_136 | 0.4 | n |  | TRUE
154 | bus_LV_4001-1_0_6_node_137 | 0.4 | n |  | TRUE
155 | bus_LV_4001-1_0_6_node_139 | 0.4 | n |  | TRUE
156 | bus_LV_4001-1_0_6_node_163 | 0.4 | n |  | TRUE
157 | bus_LV_4001-1_0_6_node_138 | 0.4 | n |  | TRUE
158 | bus_LV_4001-1_0_6_node_172 | 0.4 | n |  | TRUE
159 | bus_LV_4001-1_0_6_node_173 | 0.4 | n |  | TRUE
160 | bus_LV_4001-1_0_6_node_176 | 0.4 | n |  | TRUE
161 | bus_LV_4001-1_0_6_node_162 | 0.4 | n |  | TRUE
162 | bus_LV_4001-1_0_6_node_171 | 0.4 | n |  | TRUE
163 | bus_LV_4001-1_0_6_node_174 | 0.4 | n |  | TRUE
164 | bus_LV_4001-1_0_6_node_177 | 0.4 | n |  | TRUE
165 | bus_LV_4001-1_0_6_node_166 | 0.4 | n |  | TRUE
166 | bus_LV_4001-1_0_6_node_141 | 0.4 | n |  | TRUE
167 | bus_LV_4001-1_0_6_node_142 | 0.4 | n |  | TRUE
168 | bus_LV_4001-1_0_6_node_144 | 0.4 | n |  | TRUE
169 | bus_LV_4001-1_0_6_node_168 | 0.4 | n |  | TRUE
170 | bus_LV_4001-1_0_6_node_169 | 0.4 | n |  | TRUE
171 | bus_LV_4001-1_0_6_node_145 | 0.4 | n |  | TRUE
172 | bus_LV_4001-1_0_6_node_193 | 0.4 | n |  | TRUE
173 | bus_LV_4001-1_0_6_node_150 | 0.4 | n |  | TRUE
174 | bus_LV_4001-1_0_6_node_151 | 0.4 | n |  | TRUE
175 | bus_LV_4001-1_0_6_node_153 | 0.4 | n |  | TRUE
176 | bus_LV_4001-1_0_6_node_155 | 0.4 | n |  | TRUE
177 | bus_LV_4001-1_0_6_node_180 | 0.4 | n |  | TRUE
178 | bus_LV_4001-1_0_6_node_161 | 0.4 | n |  | TRUE
179 | bus_LV_4001-1_0_6_node_167 | 0.4 | n |  | TRUE
180 | bus_LV_4001-1_0_6_node_170 | 0.4 | n |  | TRUE
181 | bus_LV_4001-1_0_6_node_175 | 0.4 | n |  | TRUE
182 | bus_LV_4001-1_0_6_node_185 | 0.4 | n |  | TRUE
183 | bus_LV_4001-1_0_6_node_184 | 0.4 | n |  | TRUE
184 | bus_LV_4001-1_0_6_node_188 | 0.4 | n |  | TRUE
185 | bus_LV_4001-1_0_6_node_186 | 0.4 | n |  | TRUE
186 | bus_LV_4001-1_0_6_node_187 | 0.4 | n |  | TRUE
187 | bus_MV_522_0_node_28 | 20 | n |  | TRUE

## load
| name | bus | p_mw | q_mvar | const_z_percent | const_i_percent | sn_mva | scaling | in_service | type
0 | LV_4001-1_0_6_load_0 | 0 | 0.018798 | 0.0047112 | 0 | 0 |  | 1 | TRUE | wye
1 | LV_4001-1_0_6_load_15 | 6 | 0.00051692 | 0.00012955 | 0 | 0 |  | 1 | TRUE | wye
2 | LV_4001-1_0_6_load_121 | 8 | 0.0009275 | 0.00023245 | 0 | 0 |  | 1 | TRUE | wye
3 | LV_4001-1_0_6_load_36 | 10 | 0.0013234 | 0.00033169 | 0 | 0 |  | 1 | TRUE | wye
4 | LV_4001-1_0_6_load_34 | 12 | 0.0070558 | 0.0017683 | 0 | 0 |  | 1 | TRUE | wye
5 | LV_4001-1_0_6_load_82 | 13 | 0.0013006 | 0.00032596 | 0 | 0 |  | 1 | TRUE | wye
6 | LV_4001-1_0_6_load_81 | 14 | 0.0015247 | 0.00038212 | 0 | 0 |  | 1 | TRUE | wye
7 | LV_4001-1_0_6_load_120 | 15 | 0.0044418 | 0.0011132 | 0 | 0 |  | 1 | TRUE | wye
8 | LV_4001-1_0_6_load_190 | 17 | 0.0035103 | 0.00087977 | 0 | 0 |  | 1 | TRUE | wye
9 | LV_4001-1_0_6_load_116 | 21 | 0.0011885 | 0.00029786 | 0 | 0 |  | 1 | TRUE | wye
10 | LV_4001-1_0_6_load_109 | 22 | 0.005699 | 0.0014283 | 0 | 0 |  | 1 | TRUE | wye
11 | LV_4001-1_0_6_load_114 | 24 | 0.0013692 | 0.00034316 | 0 | 0 |  | 1 | TRUE | wye
12 | LV_4001-1_0_6_load_115 | 25 | 0.0013643 | 0.00034192 | 0 | 0 |  | 1 | TRUE | wye
13 | LV_4001-1_0_6_load_191 | 26 | 0.0014274 | 0.00035773 | 0 | 0 |  | 1 | TRUE | wye
14 | LV_4001-1_0_6_load_117 | 27 | 0.0011534 | 0.00028906 | 0 | 0 |  | 1 | TRUE | wye
15 | LV_4001-1_0_6_load_84 | 29 | 0.0010861 | 0.0002722 | 0 | 0 |  | 1 | TRUE | wye
16 | LV_4001-1_0_6_load_13 | 30 | 0.0010861 | 0.0002722 | 0 | 0 |  | 1 | TRUE | wye
17 | LV_4001-1_0_6_load_73 | 31 | 0.00052938 | 0.00013268 | 0 | 0 |  | 1 | TRUE | wye
18 | LV_4001-1_0_6_load_61 | 32 | 0.0005224 | 0.00013093 | 0 | 0 |  | 1 | TRUE | wye
19 | LV_4001-1_0_6_load_96 | 33 | 0.0013017 | 0.00032624 | 0 | 0 |  | 1 | TRUE | wye
20 | LV_4001-1_0_6_load_10 | 34 | 0.0037141 | 0.00093085 | 0 | 0 |  | 1 | TRUE | wye
21 | LV_4001-1_0_6_load_11 | 35 | 0.0010861 | 0.0002722 | 0 | 0 |  | 1 | TRUE | wye
22 | LV_4001-1_0_6_load_12 | 36 | 0.0034589 | 0.00086689 | 0 | 0 |  | 1 | TRUE | wye
23 | LV_4001-1_0_6_load_14 | 37 | 0.0010698 | 0.00026812 | 0 | 0 |  | 1 | TRUE | wye
24 | LV_4001-1_0_6_load_97 | 38 | 0.00065989 | 0.00016538 | 0 | 0 |  | 1 | TRUE | wye
25 | LV_4001-1_0_6_load_98 | 39 | 0.00099198 | 0.00024861 | 0 | 0 |  | 1 | TRUE | wye
26 | LV_4001-1_0_6_load_17 | 40 | 0.00065767 | 0.00016483 | 0 | 0 |  | 1 | TRUE | wye
27 | LV_4001-1_0_6_load_20 | 42 | 0.00037882 | 9.4941e-05 | 0 | 0 |  | 1 | TRUE | wye
28 | LV_4001-1_0_6_load_122 | 43 | 0.0095792 | 0.0024008 | 0 | 0 |  | 1 | TRUE | wye
29 | LV_4001-1_0_6_load_119 | 45 | 0.0088171 | 0.0022098 | 0 | 0 |  | 1 | TRUE | wye
30 | LV_4001-1_0_6_load_27 | 48 | 0.00013062 | 3.2737e-05 | 0 | 0 |  | 1 | TRUE | wye
31 | LV_4001-1_0_6_load_21 | 50 | 0.0019287 | 0.00048338 | 0 | 0 |  | 1 | TRUE | wye
32 | LV_4001-1_0_6_load_22 | 51 | 0.00099617 | 0.00024966 | 0 | 0 |  | 1 | TRUE | wye
33 | LV_4001-1_0_6_load_23 | 52 | 0.0013463 | 0.00033741 | 0 | 0 |  | 1 | TRUE | wye
34 | LV_4001-1_0_6_load_124 | 54 | 0.00054509 | 0.00013661 | 0 | 0 |  | 1 | TRUE | wye
35 | LV_4001-1_0_6_load_196 | 56 | 0.00013617 | 3.4128e-05 | 0 | 0 |  | 1 | TRUE | wye
36 | LV_4001-1_0_6_load_99 | 57 | 0.0021146 | 0.00052998 | 0 | 0 |  | 1 | TRUE | wye
37 | LV_4001-1_0_6_load_197 | 58 | 0.00041635 | 0.00010435 | 0 | 0 |  | 1 | TRUE | wye
38 | LV_4001-1_0_6_load_29 | 60 | 0.00065112 | 0.00016319 | 0 | 0 |  | 1 | TRUE | wye
39 | LV_4001-1_0_6_load_106 | 64 | 0.00071011 | 0.00017797 | 0 | 0 |  | 1 | TRUE | wye
40 | LV_4001-1_0_6_load_102 | 65 | 0.0023057 | 0.00057786 | 0 | 0 |  | 1 | TRUE | wye
41 | LV_4001-1_0_6_load_78 | 66 | 0.0018777 | 0.00047061 | 0 | 0 |  | 1 | TRUE | wye
42 | LV_4001-1_0_6_load_79 | 67 | 0.0038522 | 0.00096546 | 0 | 0 |  | 1 | TRUE | wye
43 | LV_4001-1_0_6_load_38 | 68 | 0.0045861 | 0.0011494 | 0 | 0 |  | 1 | TRUE | wye
44 | LV_4001-1_0_6_load_39 | 69 | 0.0048516 | 0.0012159 | 0 | 0 |  | 1 | TRUE | wye
45 | LV_4001-1_0_6_load_40 | 70 | 0.004068 | 0.0010195 | 0 | 0 |  | 1 | TRUE | wye
46 | LV_4001-1_0_6_load_42 | 72 | 0.0048631 | 0.0012188 | 0 | 0 |  | 1 | TRUE | wye
47 | LV_4001-1_0_6_load_76 | 73 | 0.0026452 | 0.00066295 | 0 | 0 |  | 1 | TRUE | wye
48 | LV_4001-1_0_6_load_77 | 74 | 0.0011184 | 0.00028031 | 0 | 0 |  | 1 | TRUE | wye
49 | LV_4001-1_0_6_load_75 | 75 | 0.0031544 | 0.00079058 | 0 | 0 |  | 1 | TRUE | wye
50 | LV_4001-1_0_6_load_95 | 76 | 0.0013316 | 0.00033374 | 0 | 0 |  | 1 | TRUE | wye
51 | LV_4001-1_0_6_load_158 | 77 | 0.0033788 | 0.0008468 | 0 | 0 |  | 1 | TRUE | wye
52 | LV_4001-1_0_6_load_69 | 78 | 0.0021337 | 0.00053475 | 0 | 0 |  | 1 | TRUE | wye
53 | LV_4001-1_0_6_load_43 | 79 | 0.0019211 | 0.00048148 | 0 | 0 |  | 1 | TRUE | wye
54 | LV_4001-1_0_6_load_44 | 80 | 0.0011567 | 0.00028989 | 0 | 0 |  | 1 | TRUE | wye
55 | LV_4001-1_0_6_load_46 | 82 | 0.0025578 | 0.00064104 | 0 | 0 |  | 1 | TRUE | wye
56 | LV_4001-1_0_6_load_47 | 83 | 0.0010327 | 0.00025881 | 0 | 0 |  | 1 | TRUE | wye
57 | LV_4001-1_0_6_load_48 | 84 | 0.001039 | 0.00026041 | 0 | 0 |  | 1 | TRUE | wye
58 | LV_4001-1_0_6_load_52 | 85 | 0.001177 | 0.00029498 | 0 | 0 |  | 1 | TRUE | wye
59 | LV_4001-1_0_6_load_67 | 87 | 0.00066211 | 0.00016594 | 0 | 0 |  | 1 | TRUE | wye
60 | LV_4001-1_0_6_load_50 | 89 | 0.0011101 | 0.00027821 | 0 | 0 |  | 1 | TRUE | wye
61 | LV_4001-1_0_6_load_59 | 91 | 0.0031183 | 0.00078152 | 0 | 0 |  | 1 | TRUE | wye
62 | LV_4001-1_0_6_load_51 | 92 | 0.011556 | 0.0028961 | 0 | 0 |  | 1 | TRUE | wye
63 | LV_4001-1_0_6_load_62 | 96 | 0.0014071 | 0.00035266 | 0 | 0 |  | 1 | TRUE | wye
64 | LV_4001-1_0_6_load_63 | 97 | 0.0019747 | 0.00049492 | 0 | 0 |  | 1 | TRUE | wye
65 | LV_4001-1_0_6_load_57 | 98 | 0.0018971 | 0.00047547 | 0 | 0 |  | 1 | TRUE | wye
66 | LV_4001-1_0_6_load_154 | 99 | 0.0019118 | 0.00047915 | 0 | 0 |  | 1 | TRUE | wye
67 | LV_4001-1_0_6_load_156 | 100 | 0.0018921 | 0.0004742 | 0 | 0 |  | 1 | TRUE | wye
68 | LV_4001-1_0_6_load_55 | 101 | 0.00064053 | 0.00016053 | 0 | 0 |  | 1 | TRUE | wye
69 | LV_4001-1_0_6_load_54 | 102 | 0.0021616 | 0.00054174 | 0 | 0 |  | 1 | TRUE | wye
70 | LV_4001-1_0_6_load_56 | 103 | 0.0015947 | 0.00039967 | 0 | 0 |  | 1 | TRUE | wye
71 | LV_4001-1_0_6_load_58 | 104 | 0.0016782 | 0.0004206 | 0 | 0 |  | 1 | TRUE | wye
72 | LV_4001-1_0_6_load_157 | 107 | 0.0015463 | 0.00038755 | 0 | 0 |  | 1 | TRUE | wye
73 | LV_4001-1_0_6_load_64 | 108 | 0.0025445 | 0.00063772 | 0 | 0 |  | 1 | TRUE | wye
74 | LV_4001-1_0_6_load_68 | 109 | 0.0011256 | 0.0002821 | 0 | 0 |  | 1 | TRUE | wye
75 | LV_4001-1_0_6_load_71 | 111 | 0.00064611 | 0.00016193 | 0 | 0 |  | 1 | TRUE | wye
76 | LV_4001-1_0_6_load_72 | 112 | 0.0032047 | 0.00080318 | 0 | 0 |  | 1 | TRUE | wye
77 | LV_4001-1_0_6_load_128 | 113 | 0.0013422 | 0.00033639 | 0 | 0 |  | 1 | TRUE | wye
78 | LV_4001-1_0_6_load_83 | 114 | 0.0010861 | 0.0002722 | 0 | 0 |  | 1 | TRUE | wye
79 | LV_4001-1_0_6_load_94 | 115 | 0.0012924 | 0.00032391 | 0 | 0 |  | 1 | TRUE | wye
80 | LV_4001-1_0_6_load_149 | 117 | 0.00069988 | 0.00017541 | 0 | 0 |  | 1 | TRUE | wye
81 | LV_4001-1_0_6_load_148 | 118 | 0.0014996 | 0.00037583 | 0 | 0 |  | 1 | TRUE | wye
82 | LV_4001-1_0_6_load_183 | 119 | 0.0010472 | 0.00026246 | 0 | 0 |  | 1 | TRUE | wye
83 | LV_4001-1_0_6_load_146 | 120 | 0.0019565 | 0.00049034 | 0 | 0 |  | 1 | TRUE | wye
84 | LV_4001-1_0_6_load_86 | 121 | 0.0055338 | 0.0013869 | 0 | 0 |  | 1 | TRUE | wye
85 | LV_4001-1_0_6_load_85 | 122 | 0.0010865 | 0.0002723 | 0 | 0 |  | 1 | TRUE | wye
86 | LV_4001-1_0_6_load_87 | 123 | 0.0013247 | 0.00033201 | 0 | 0 |  | 1 | TRUE | wye
87 | LV_4001-1_0_6_load_88 | 124 | 0.0013248 | 0.00033202 | 0 | 0 |  | 1 | TRUE | wye
88 | LV_4001-1_0_6_load_90 | 126 | 0.0012569 | 0.00031501 | 0 | 0 |  | 1 | TRUE | wye
89 | LV_4001-1_0_6_load_91 | 127 | 0.002154 | 0.00053983 | 0 | 0 |  | 1 | TRUE | wye
90 | LV_4001-1_0_6_load_92 | 128 | 0.0015014 | 0.00037629 | 0 | 0 |  | 1 | TRUE | wye
91 | LV_4001-1_0_6_load_93 | 129 | 0.0012909 | 0.00032353 | 0 | 0 |  | 1 | TRUE | wye
92 | LV_4001-1_0_6_load_195 | 130 | 0.00094128 | 0.00023591 | 0 | 0 |  | 1 | TRUE | wye
93 | LV_4001-1_0_6_load_194 | 133 | 0.00077124 | 0.00019329 | 0 | 0 |  | 1 | TRUE | wye
94 | LV_4001-1_0_6_load_103 | 134 | 0.00049136 | 0.00012315 | 0 | 0 |  | 1 | TRUE | wye
95 | LV_4001-1_0_6_load_104 | 135 | 0.00040589 | 0.00010172 | 0 | 0 |  | 1 | TRUE | wye
96 | LV_4001-1_0_6_load_118 | 136 | 0.0037382 | 0.00093689 | 0 | 0 |  | 1 | TRUE | wye
97 | LV_4001-1_0_6_load_189 | 140 | 0.00067454 | 0.00016906 | 0 | 0 |  | 1 | TRUE | wye
98 | LV_4001-1_0_6_load_178 | 141 | 0.0026066 | 0.00065328 | 0 | 0 |  | 1 | TRUE | wye
99 | LV_4001-1_0_6_load_129 | 142 | 0.0019348 | 0.0004849 | 0 | 0 |  | 1 | TRUE | wye
100 | LV_4001-1_0_6_load_130 | 143 | 0.0030918 | 0.00077487 | 0 | 0 |  | 1 | TRUE | wye
101 | LV_4001-1_0_6_load_131 | 144 | 0.0017915 | 0.000449 | 0 | 0 |  | 1 | TRUE | wye
102 | LV_4001-1_0_6_load_132 | 145 | 0.0032364 | 0.00081112 | 0 | 0 |  | 1 | TRUE | wye
103 | LV_4001-1_0_6_load_133 | 146 | 0.0028209 | 0.00070698 | 0 | 0 |  | 1 | TRUE | wye
104 | LV_4001-1_0_6_load_140 | 147 | 0.0022134 | 0.00055472 | 0 | 0 |  | 1 | TRUE | wye
105 | LV_4001-1_0_6_load_160 | 148 | 0.0018149 | 0.00045485 | 0 | 0 |  | 1 | TRUE | wye
106 | LV_4001-1_0_6_load_165 | 149 | 0.0014281 | 0.00035792 | 0 | 0 |  | 1 | TRUE | wye
107 | LV_4001-1_0_6_load_159 | 150 | 0.0015515 | 0.00038885 | 0 | 0 |  | 1 | TRUE | wye
108 | LV_4001-1_0_6_load_134 | 151 | 0.00294 | 0.00073684 | 0 | 0 |  | 1 | TRUE | wye
109 | LV_4001-1_0_6_load_139 | 155 | 0.0031092 | 0.00077923 | 0 | 0 |  | 1 | TRUE | wye
110 | LV_4001-1_0_6_load_163 | 156 | 0.0034355 | 0.00086103 | 0 | 0 |  | 1 | TRUE | wye
111 | LV_4001-1_0_6_load_172 | 158 | 0.003249 | 0.00081429 | 0 | 0 |  | 1 | TRUE | wye
112 | LV_4001-1_0_6_load_173 | 159 | 0.0035657 | 0.00089366 | 0 | 0 |  | 1 | TRUE | wye
113 | LV_4001-1_0_6_load_162 | 161 | 0.0027289 | 0.00068392 | 0 | 0 |  | 1 | TRUE | wye
114 | LV_4001-1_0_6_load_171 | 162 | 0.0029497 | 0.00073927 | 0 | 0 |  | 1 | TRUE | wye
115 | LV_4001-1_0_6_load_174 | 163 | 0.0035982 | 0.0009018 | 0 | 0 |  | 1 | TRUE | wye
116 | LV_4001-1_0_6_load_166 | 165 | 0.00087271 | 0.00021872 | 0 | 0 |  | 1 | TRUE | wye
117 | LV_4001-1_0_6_load_141 | 166 | 0.0017604 | 0.00044119 | 0 | 0 |  | 1 | TRUE | wye
118 | LV_4001-1_0_6_load_144 | 168 | 0.0011296 | 0.0002831 | 0 | 0 |  | 1 | TRUE | wye
119 | LV_4001-1_0_6_load_168 | 169 | 0.0018129 | 0.00045435 | 0 | 0 |  | 1 | TRUE | wye
120 | LV_4001-1_0_6_load_169 | 170 | 0.0017668 | 0.00044281 | 0 | 0 |  | 1 | TRUE | wye
121 | LV_4001-1_0_6_load_145 | 171 | 0.0020517 | 0.00051421 | 0 | 0 |  | 1 | TRUE | wye
122 | LV_4001-1_0_6_load_193 | 172 | 0.001284 | 0.0003218 | 0 | 0 |  | 1 | TRUE | wye
123 | LV_4001-1_0_6_load_150 | 173 | 0.0021052 | 0.00052761 | 0 | 0 |  | 1 | TRUE | wye
124 | LV_4001-1_0_6_load_151 | 174 | 0.0045186 | 0.0011325 | 0 | 0 |  | 1 | TRUE | wye
125 | LV_4001-1_0_6_load_153 | 175 | 0.0024943 | 0.00062513 | 0 | 0 |  | 1 | TRUE | wye
126 | LV_4001-1_0_6_load_155 | 176 | 0.0043483 | 0.0010898 | 0 | 0 |  | 1 | TRUE | wye
127 | LV_4001-1_0_6_load_180 | 177 | 0.0072538 | 0.001818 | 0 | 0 |  | 1 | TRUE | wye
128 | LV_4001-1_0_6_load_161 | 178 | 0.0024191 | 0.00060629 | 0 | 0 |  | 1 | TRUE | wye
129 | LV_4001-1_0_6_load_167 | 179 | 0.0030389 | 0.00076161 | 0 | 0 |  | 1 | TRUE | wye
130 | LV_4001-1_0_6_load_170 | 180 | 0.0023172 | 0.00058075 | 0 | 0 |  | 1 | TRUE | wye
131 | LV_4001-1_0_6_load_175 | 181 | 0.0030635 | 0.00076778 | 0 | 0 |  | 1 | TRUE | wye
132 | LV_4001-1_0_6_load_184 | 183 | 0.0017999 | 0.00045109 | 0 | 0 |  | 1 | TRUE | wye
133 | LV_4001-1_0_6_load_188 | 184 | 0.0016713 | 0.00041888 | 0 | 0 |  | 1 | TRUE | wye
134 | LV_4001-1_0_6_load_186 | 185 | 0.00177 | 0.00044359 | 0 | 0 |  | 1 | TRUE | wye
135 | LV_4001-1_0_6_load_187 | 186 | 0.002472 | 0.00061953 | 0 | 0 |  | 1 | TRUE | wye

## ext_grid
| name | bus | vm_pu | va_degree | slack_weight | in_service
0 |  | 87 | 1 | 0 | 1 | TRUE

## line
| name | std_type | from_bus | to_bus | length_km | r_ohm_per_km | x_ohm_per_km | c_nf_per_km | g_us_per_km | max_i_ka | df | parallel | type | in_service
0 | LV_4001-1_0_6_line_0 |  | 0 | 1 | 0.083164 | 0.125 | 0.08 | 261 | 0 | 0.364 | 1 | 3 | cs | TRUE
1 | LV_4001-1_0_6_line_1 |  | 0 | 2 | 0.045824 | 0.125 | 0.08 | 261 | 0 | 0.364 | 1 | 3 | cs | TRUE
2 | LV_4001-1_0_6_line_2 |  | 1 | 3 | 0.015739 | 0.125 | 0.08 | 261 | 0 | 0.364 | 1 | 1 | cs | TRUE
3 | LV_4001-1_0_6_line_3 |  | 1 | 4 | 0.076362 | 0.125 | 0.08 | 261 | 0 | 0.364 | 1 | 3 | cs | TRUE
4 | LV_4001-1_0_6_line_4 |  | 2 | 5 | 0.034408 | 0.125 | 0.08 | 261 | 0 | 0.364 | 1 | 3 | cs | TRUE
5 | LV_4001-1_0_6_line_5 |  | 3 | 6 | 0.010798 | 0.125 | 0.08 | 261 | 0 | 0.364 | 1 | 1 | cs | TRUE
6 | LV_4001-1_0_6_line_6 |  | 4 | 7 | 0.063699 | 0.125 | 0.08 | 261 | 0 | 0.364 | 1 | 3 | cs | TRUE
7 | LV_4001-1_0_6_line_7 |  | 5 | 9 | 0.029078 | 0.125 | 0.08 | 261 | 0 | 0.364 | 1 | 3 | cs | TRUE
8 | LV_4001-1_0_6_line_8 |  | 5 | 10 | 0.011122 | 0.125 | 0.08 | 261 | 0 | 0.364 | 1 | 1 | cs | TRUE
9 | LV_4001-1_0_6_line_9 |  | 7 | 8 | 0.029529 | 0.125 | 0.08 | 261 | 0 | 0.364 | 1 | 3 | cs | TRUE
10 | LV_4001-1_0_6_line_10 |  | 8 | 15 | 0.033983 | 0.125 | 0.08 | 261 | 0 | 0.364 | 1 | 3 | cs | TRUE
11 | LV_4001-1_0_6_line_11 |  | 9 | 13 | 0.0046127 | 0.125 | 0.08 | 261 | 0 | 0.364 | 1 | 3 | cs | TRUE
12 | LV_4001-1_0_6_line_12 |  | 9 | 14 | 0.014462 | 0.125 | 0.08 | 261 | 0 | 0.364 | 1 | 1 | cs | TRUE
13 | LV_4001-1_0_6_line_13 |  | 10 | 11 | 0.013495 | 0.125 | 0.08 | 261 | 0 | 0.364 | 1 | 1 | cs | TRUE
14 | LV_4001-1_0_6_line_14 |  | 11 | 12 | 0.019552 | 0.125 | 0.08 | 261 | 0 | 0.364 | 1 | 1 | cs | TRUE
15 | LV_4001-1_0_6_line_15 |  | 13 | 33 | 0.00090716 | 0.125 | 0.08 | 261 | 0 | 0.364 | 1 | 3 | cs | TRUE
16 | LV_4001-1_0_6_line_16 |  | 15 | 136 | 0.04846 | 0.125 | 0.08 | 261 | 0 | 0.364 | 1 | 3 | cs | TRUE
17 | LV_4001-1_0_6_line_17 |  | 16 | 17 | 0.037784 | 0.125 | 0.08 | 261 | 0 | 0.364 | 1 | 1 | cs | TRUE
18 | LV_4001-1_0_6_line_18 |  | 16 | 18 | 0.084768 | 0.125 | 0.08 | 261 | 0 | 0.364 | 1 | 1 | cs | TRUE
19 | LV_4001-1_0_6_line_19 |  | 17 | 20 | 0.0096789 | 0.125 | 0.08 | 261 | 0 | 0.364 | 1 | 1 | cs | TRUE
20 | LV_4001-1_0_6_line_20 |  | 18 | 61 | 0.010737 | 0.125 | 0.08 | 261 | 0 | 0.364 | 1 | 1 | cs | TRUE
21 | LV_4001-1_0_6_line_21 |  | 18 | 62 | 0.070371 | 0.125 | 0.08 | 261 | 0 | 0.364 | 1 | 1 | cs | TRUE
22 | LV_4001-1_0_6_line_22 |  | 19 | 20 | 0.037509 | 0.125 | 0.08 | 261 | 0 | 0.364 | 1 | 1 | cs | TRUE
23 | LV_4001-1_0_6_line_23 |  | 19 | 21 | 0.005722 | 0.125 | 0.08 | 261 | 0 | 0.364 | 1 | 1 | cs | TRUE
24 | LV_4001-1_0_6_line_24 |  | 20 | 26 | 0.0087975 | 0.125 | 0.08 | 261 | 0 | 0.364 | 1 | 1 | cs | TRUE
25 | LV_4001-1_0_6_line_25 |  | 21 | 24 | 0.011217 | 0.125 | 0.08 | 261 | 0 | 0.364 | 1 | 1 | cs | TRUE
26 | LV_4001-1_0_6_line_26 |  | 22 | 23 | 0.006875 | 0.125 | 0.08 | 261 | 0 | 0.364 | 1 | 1 | cs | TRUE
27 | LV_4001-1_0_6_line_27 |  | 23 | 24 | 0.0084818 | 0.125 | 0.08 | 261 | 0 | 0.364 | 1 | 1 | cs | TRUE
28 | LV_4001-1_0_6_line_28 |  | 23 | 25 | 0.0011513 | 0.125 | 0.08 | 261 | 0 | 0.364 | 1 | 1 | cs | TRUE
29 | LV_4001-1_0_6_line_29 |  | 25 | 27 | 0.0097022 | 0.125 | 0.08 | 261 | 0 | 0.364 | 1 | 1 | cs | TRUE
30 | LV_4001-1_0_6_line_30 |  | 28 | 29 | 0.0061372 | 0.125 | 0.08 | 261 | 0 | 0.364 | 1 | 3 | cs | TRUE
31 | LV_4001-1_0_6_line_31 |  | 28 | 30 | 0.0039217 | 0.125 | 0.08 | 261 | 0 | 0.364 | 1 | 3 | cs | TRUE
32 | LV_4001-1_0_6_line_32 |  | 29 | 114 | 0.010393 | 0.125 | 0.08 | 261 | 0 | 0.364 | 1 | 3 | cs | TRUE
33 | LV_4001-1_0_6_line_33 |  | 30 | 35 | 0.010443 | 0.125 | 0.08 | 261 | 0 | 0.364 | 1 | 3 | cs | TRUE
34 | LV_4001-1_0_6_line_34 |  | 31 | 32 | 0.025344 | 0.125 | 0.08 | 261 | 0 | 0.364 | 1 | 1 | cs | TRUE
35 | LV_4001-1_0_6_line_35 |  | 32 | 94 | 0.070825 | 0.125 | 0.08 | 261 | 0 | 0.364 | 1 | 1 | cs | TRUE
36 | LV_4001-1_0_6_line_36 |  | 33 | 121 | 0.025769 | 0.125 | 0.08 | 261 | 0 | 0.364 | 1 | 3 | cs | TRUE
37 | LV_4001-1_0_6_line_37 |  | 34 | 35 | 0.023403 | 0.125 | 0.08 | 261 | 0 | 0.364 | 1 | 3 | cs | TRUE
38 | LV_4001-1_0_6_line_38 |  | 34 | 36 | 0.034283 | 0.125 | 0.08 | 261 | 0 | 0.364 | 1 | 3 | cs | TRUE
39 | LV_4001-1_0_6_line_39 |  | 36 | 37 | 0.00039915 | 0.125 | 0.08 | 261 | 0 | 0.364 | 1 | 3 | cs | TRUE
40 | LV_4001-1_0_6_line_40 |  | 37 | 38 | 0.036411 | 0.125 | 0.08 | 261 | 0 | 0.364 | 1 | 3 | cs | TRUE
41 | LV_4001-1_0_6_line_41 |  | 38 | 39 | 0.0004666 | 0.125 | 0.08 | 261 | 0 | 0.364 | 1 | 3 | cs | TRUE
42 | LV_4001-1_0_6_line_42 |  | 39 | 111 | 0.0096701 | 0.125 | 0.08 | 261 | 0 | 0.364 | 1 | 3 | cs | TRUE
43 | LV_4001-1_0_6_line_43 |  | 40 | 41 | 0.037881 | 0.125 | 0.08 | 261 | 0 | 0.364 | 1 | 1 | cs | TRUE
44 | LV_4001-1_0_6_line_44 |  | 41 | 42 | 0.078028 | 0.125 | 0.08 | 261 | 0 | 0.364 | 1 | 1 | cs | TRUE
45 | LV_4001-1_0_6_line_45 |  | 42 | 46 | 0.024174 | 0.125 | 0.08 | 261 | 0 | 0.364 | 1 | 1 | cs | TRUE
46 | LV_4001-1_0_6_line_46 |  | 43 | 44 | 0.094985 | 0.125 | 0.08 | 261 | 0 | 0.364 | 1 | 1 | cs | TRUE
47 | LV_4001-1_0_6_line_47 |  | 43 | 45 | 0.058383 | 0.125 | 0.08 | 261 | 0 | 0.364 | 1 | 1 | cs | TRUE
48 | LV_4001-1_0_6_line_48 |  | 44 | 135 | 0.033389 | 0.125 | 0.08 | 261 | 0 | 0.364 | 1 | 1 | cs | TRUE
49 | LV_4001-1_0_6_line_49 |  | 45 | 136 | 0.057607 | 0.125 | 0.08 | 261 | 0 | 0.364 | 1 | 2 | cs | TRUE
50 | LV_4001-1_0_6_line_50 |  | 46 | 47 | 0.085457 | 0.125 | 0.08 | 261 | 0 | 0.364 | 1 | 1 | cs | TRUE
51 | LV_4001-1_0_6_line_51 |  | 46 | 48 | 0.022401 | 0.125 | 0.08 | 261 | 0 | 0.364 | 1 | 1 | cs | TRUE
52 | LV_4001-1_0_6_line_52 |  | 46 | 49 | 0.023296 | 0.125 | 0.08 | 261 | 0 | 0.364 | 1 | 1 | cs | TRUE
53 | LV_4001-1_0_6_line_53 |  | 47 | 57 | 0.029581 | 0.125 | 0.08 | 261 | 0 | 0.364 | 1 | 1 | cs | TRUE
54 | LV_4001-1_0_6_line_54 |  | 48 | 56 | 0.013232 | 0.125 | 0.08 | 261 | 0 | 0.364 | 1 | 1 | cs | TRUE
55 | LV_4001-1_0_6_line_55 |  | 49 | 58 | 0.10079 | 0.125 | 0.08 | 261 | 0 | 0.364 | 1 | 1 | cs | TRUE
56 | LV_4001-1_0_6_line_56 |  | 50 | 51 | 0.096086 | 0.125 | 0.08 | 261 | 0 | 0.364 | 1 | 1 | cs | TRUE
57 | LV_4001-1_0_6_line_57 |  | 50 | 52 | 0.041673 | 0.125 | 0.08 | 261 | 0 | 0.364 | 1 | 1 | cs | TRUE
58 | LV_4001-1_0_6_line_58 |  | 51 | 53 | 0.026561 | 0.125 | 0.08 | 261 | 0 | 0.364 | 1 | 1 | cs | TRUE
59 | LV_4001-1_0_6_line_59 |  | 53 | 56 | 0.016605 | 0.125 | 0.08 | 261 | 0 | 0.364 | 1 | 1 | cs | TRUE
60 | LV_4001-1_0_6_line_60 |  | 54 | 55 | 0.016241 | 0.125 | 0.08 | 261 | 0 | 0.364 | 1 | 1 | cs | TRUE
61 | LV_4001-1_0_6_line_61 |  | 55 | 137 | 0.016095 | 0.125 | 0.08 | 261 | 0 | 0.364 | 1 | 1 | cs | TRUE
62 | LV_4001-1_0_6_line_62 |  | 57 | 59 | 0.0071792 | 0.125 | 0.08 | 261 | 0 | 0.364 | 1 | 1 | cs | TRUE
63 | LV_4001-1_0_6_line_63 |  | 59 | 63 | 0.096923 | 0.125 | 0.08 | 261 | 0 | 0.364 | 1 | 1 | cs | TRUE
64 | LV_4001-1_0_6_line_64 |  | 60 | 61 | 0.012249 | 0.125 | 0.08 | 261 | 0 | 0.364 | 1 | 1 | cs | TRUE
65 | LV_4001-1_0_6_line_65 |  | 62 | 63 | 0.016985 | 0.125 | 0.08 | 261 | 0 | 0.364 | 1 | 1 | cs | TRUE
66 | LV_4001-1_0_6_line_66 |  | 62 | 64 | 0.047874 | 0.125 | 0.08 | 261 | 0 | 0.364 | 1 | 1 | cs | TRUE
67 | LV_4001-1_0_6_line_67 |  | 63 | 65 | 0.01872 | 0.125 | 0.08 | 261 | 0 | 0.364 | 1 | 1 | cs | TRUE
68 | LV_4001-1_0_6_line_68 |  | 65 | 134 | 0.019185 | 0.125 | 0.08 | 261 | 0 | 0.364 | 1 | 1 | cs | TRUE
69 | LV_4001-1_0_6_line_69 |  | 66 | 67 | 0.022026 | 0.125 | 0.08 | 261 | 0 | 0.364 | 1 | 1 | cs | TRUE
70 | LV_4001-1_0_6_line_70 |  | 67 | 116 | 0.016355 | 0.125 | 0.08 | 261 | 0 | 0.364 | 1 | 1 | cs | TRUE
71 | LV_4001-1_0_6_line_71 |  | 68 | 69 | 0.030712 | 0.125 | 0.08 | 261 | 0 | 0.364 | 1 | 1 | cs | TRUE
72 | LV_4001-1_0_6_line_72 |  | 68 | 70 | 0.0063819 | 0.125 | 0.08 | 261 | 0 | 0.364 | 1 | 1 | cs | TRUE
73 | LV_4001-1_0_6_line_73 |  | 69 | 71 | 0.007815 | 0.125 | 0.08 | 261 | 0 | 0.364 | 1 | 1 | cs | TRUE
74 | LV_4001-1_0_6_line_74 |  | 70 | 72 | 0.019236 | 0.125 | 0.08 | 261 | 0 | 0.364 | 1 | 1 | cs | TRUE
75 | LV_4001-1_0_6_line_75 |  | 71 | 73 | 0.020961 | 0.125 | 0.08 | 261 | 0 | 0.364 | 1 | 1 | cs | TRUE
76 | LV_4001-1_0_6_line_76 |  | 71 | 74 | 0.0075449 | 0.125 | 0.08 | 261 | 0 | 0.364 | 1 | 1 | cs | TRUE
77 | LV_4001-1_0_6_line_77 |  | 72 | 75 | 0.02289 | 0.125 | 0.08 | 261 | 0 | 0.364 | 1 | 1 | cs | TRUE
78 | LV_4001-1_0_6_line_78 |  | 73 | 76 | 0.0060679 | 0.125 | 0.08 | 261 | 0 | 0.364 | 1 | 1 | cs | TRUE
79 | LV_4001-1_0_6_line_79 |  | 74 | 77 | 0.034701 | 0.125 | 0.08 | 261 | 0 | 0.364 | 1 | 1 | cs | TRUE
80 | LV_4001-1_0_6_line_80 |  | 75 | 78 | 0.021748 | 0.125 | 0.08 | 261 | 0 | 0.364 | 1 | 1 | cs | TRUE
81 | LV_4001-1_0_6_line_81 |  | 76 | 115 | 0.00083412 | 0.125 | 0.08 | 261 | 0 | 0.364 | 1 | 1 | cs | TRUE
82 | LV_4001-1_0_6_line_82 |  | 78 | 105 | 0.012808 | 0.125 | 0.08 | 261 | 0 | 0.364 | 1 | 1 | cs | TRUE
83 | LV_4001-1_0_6_line_83 |  | 79 | 80 | 0.027521 | 0.125 | 0.08 | 261 | 0 | 0.364 | 1 | 3 | cs | TRUE
84 | LV_4001-1_0_6_line_84 |  | 79 | 81 | 0.0096079 | 0.125 | 0.08 | 261 | 0 | 0.364 | 1 | 3 | cs | TRUE
85 | LV_4001-1_0_6_line_85 |  | 80 | 82 | 0.026369 | 0.125 | 0.08 | 261 | 0 | 0.364 | 1 | 3 | cs | TRUE
86 | LV_4001-1_0_6_line_86 |  | 81 | 83 | 0.0016942 | 0.125 | 0.08 | 261 | 0 | 0.364 | 1 | 1 | cs | TRUE
87 | LV_4001-1_0_6_line_87 |  | 81 | 84 | 0.0077044 | 0.125 | 0.08 | 261 | 0 | 0.364 | 1 | 3 | cs | TRUE
88 | LV_4001-1_0_6_line_88 |  | 82 | 85 | 0.026946 | 0.125 | 0.08 | 261 | 0 | 0.364 | 1 | 3 | cs | TRUE
89 | LV_4001-1_0_6_line_89 |  | 83 | 86 | 0.026928 | 0.125 | 0.08 | 261 | 0 | 0.364 | 1 | 1 | cs | TRUE
90 | LV_4001-1_0_6_line_90 |  | 84 | 87 | 0.020444 | 0.125 | 0.08 | 261 | 0 | 0.364 | 1 | 3 | cs | TRUE
91 | LV_4001-1_0_6_line_91 |  | 85 | 88 | 0.043986 | 0.125 | 0.08 | 261 | 0 | 0.364 | 1 | 3 | cs | TRUE
92 | LV_4001-1_0_6_line_92 |  | 86 | 89 | 0.016321 | 0.125 | 0.08 | 261 | 0 | 0.364 | 1 | 1 | cs | TRUE
93 | LV_4001-1_0_6_line_93 |  | 87 | 90 | 0.019156 | 0.125 | 0.08 | 261 | 0 | 0.364 | 1 | 3 | cs | TRUE
94 | LV_4001-1_0_6_line_94 |  | 88 | 96 | 0.055305 | 0.125 | 0.08 | 261 | 0 | 0.364 | 1 | 1 | cs | TRUE
95 | LV_4001-1_0_6_line_95 |  | 88 | 97 | 0.038272 | 0.125 | 0.08 | 261 | 0 | 0.364 | 1 | 3 | cs | TRUE
96 | LV_4001-1_0_6_line_96 |  | 88 | 98 | 0.0076934 | 0.125 | 0.08 | 261 | 0 | 0.364 | 1 | 1 | cs | TRUE
97 | LV_4001-1_0_6_line_97 |  | 89 | 91 | 0.0014974 | 0.125 | 0.08 | 261 | 0 | 0.364 | 1 | 1 | cs | TRUE
98 | LV_4001-1_0_6_line_98 |  | 90 | 109 | 0.00050604 | 0.125 | 0.08 | 261 | 0 | 0.364 | 1 | 3 | cs | TRUE
99 | LV_4001-1_0_6_line_99 |  | 90 | 108 | 0.025594 | 0.125 | 0.08 | 261 | 0 | 0.364 | 1 | 1 | cs | TRUE
100 | LV_4001-1_0_6_line_100 |  | 91 | 94 | 0.026926 | 0.125 | 0.08 | 261 | 0 | 0.364 | 1 | 1 | cs | TRUE
101 | LV_4001-1_0_6_line_101 |  | 92 | 93 | 0.028003 | 0.125 | 0.08 | 261 | 0 | 0.364 | 1 | 1 | cs | TRUE
102 | LV_4001-1_0_6_line_102 |  | 93 | 95 | 0.006928 | 0.125 | 0.08 | 261 | 0 | 0.364 | 1 | 1 | cs | TRUE
103 | LV_4001-1_0_6_line_103 |  | 95 | 161 | 0.12471 | 0.125 | 0.08 | 261 | 0 | 0.364 | 1 | 1 | cs | TRUE
104 | LV_4001-1_0_6_line_104 |  | 95 | 167 | 0.04304 | 0.125 | 0.08 | 261 | 0 | 0.364 | 1 | 1 | cs | TRUE
105 | LV_4001-1_0_6_line_105 |  | 96 | 99 | 0.046102 | 0.125 | 0.08 | 261 | 0 | 0.364 | 1 | 1 | cs | TRUE
106 | LV_4001-1_0_6_line_106 |  | 97 | 100 | 0.013088 | 0.125 | 0.08 | 261 | 0 | 0.364 | 1 | 3 | cs | TRUE
107 | LV_4001-1_0_6_line_107 |  | 98 | 101 | 0.016984 | 0.125 | 0.08 | 261 | 0 | 0.364 | 1 | 1 | cs | TRUE
108 | LV_4001-1_0_6_line_108 |  | 99 | 106 | 0.0056636 | 0.125 | 0.08 | 261 | 0 | 0.364 | 1 | 1 | cs | TRUE
109 | LV_4001-1_0_6_line_109 |  | 100 | 107 | 0.01399 | 0.125 | 0.08 | 261 | 0 | 0.364 | 1 | 3 | cs | TRUE
110 | LV_4001-1_0_6_line_110 |  | 101 | 102 | 0.02448 | 0.125 | 0.08 | 261 | 0 | 0.364 | 1 | 1 | cs | TRUE
111 | LV_4001-1_0_6_line_111 |  | 102 | 103 | 0.030526 | 0.125 | 0.08 | 261 | 0 | 0.364 | 1 | 1 | cs | TRUE
112 | LV_4001-1_0_6_line_112 |  | 103 | 104 | 0.0042109 | 0.125 | 0.08 | 261 | 0 | 0.364 | 1 | 1 | cs | TRUE
113 | LV_4001-1_0_6_line_113 |  | 104 | 105 | 0.01266 | 0.125 | 0.08 | 261 | 0 | 0.364 | 1 | 1 | cs | TRUE
114 | LV_4001-1_0_6_line_114 |  | 106 | 176 | 0.0064487 | 0.125 | 0.08 | 261 | 0 | 0.364 | 1 | 1 | cs | TRUE
115 | LV_4001-1_0_6_line_115 |  | 106 | 173 | 0.037065 | 0.125 | 0.08 | 261 | 0 | 0.364 | 1 | 1 | cs | TRUE
116 | LV_4001-1_0_6_line_116 |  | 107 | 178 | 0.02865 | 0.125 | 0.08 | 261 | 0 | 0.364 | 1 | 3 | cs | TRUE
117 | LV_4001-1_0_6_line_117 |  | 109 | 110 | 0.017565 | 0.125 | 0.08 | 261 | 0 | 0.364 | 1 | 3 | cs | TRUE
118 | LV_4001-1_0_6_line_118 |  | 110 | 111 | 0.014387 | 0.125 | 0.08 | 261 | 0 | 0.364 | 1 | 3 | cs | TRUE
119 | LV_4001-1_0_6_line_119 |  | 110 | 112 | 0.05156 | 0.125 | 0.08 | 261 | 0 | 0.364 | 1 | 1 | cs | TRUE
120 | LV_4001-1_0_6_line_120 |  | 112 | 113 | 0.017873 | 0.125 | 0.08 | 261 | 0 | 0.364 | 1 | 1 | cs | TRUE
121 | LV_4001-1_0_6_line_121 |  | 114 | 122 | 0.010781 | 0.125 | 0.08 | 261 | 0 | 0.364 | 1 | 3 | cs | TRUE
122 | LV_4001-1_0_6_line_122 |  | 115 | 129 | 0.0010681 | 0.125 | 0.08 | 261 | 0 | 0.364 | 1 | 1 | cs | TRUE
123 | LV_4001-1_0_6_line_123 |  | 116 | 117 | 0.026331 | 0.125 | 0.08 | 261 | 0 | 0.364 | 1 | 1 | cs | TRUE
124 | LV_4001-1_0_6_line_124 |  | 116 | 118 | 0.022345 | 0.125 | 0.08 | 261 | 0 | 0.364 | 1 | 1 | cs | TRUE
125 | LV_4001-1_0_6_line_125 |  | 117 | 119 | 0.0041526 | 0.125 | 0.08 | 261 | 0 | 0.364 | 1 | 1 | cs | TRUE
126 | LV_4001-1_0_6_line_126 |  | 118 | 120 | 0.034682 | 0.125 | 0.08 | 261 | 0 | 0.364 | 1 | 1 | cs | TRUE
127 | LV_4001-1_0_6_line_127 |  | 119 | 172 | 0.0068025 | 0.125 | 0.08 | 261 | 0 | 0.364 | 1 | 1 | cs | TRUE
128 | LV_4001-1_0_6_line_128 |  | 119 | 131 | 0.028791 | 0.125 | 0.08 | 261 | 0 | 0.364 | 1 | 1 | cs | TRUE
129 | LV_4001-1_0_6_line_129 |  | 120 | 171 | 0.028696 | 0.125 | 0.08 | 261 | 0 | 0.364 | 1 | 1 | cs | TRUE
130 | LV_4001-1_0_6_line_130 |  | 121 | 122 | 0.024463 | 0.125 | 0.08 | 261 | 0 | 0.364 | 1 | 3 | cs | TRUE
131 | LV_4001-1_0_6_line_131 |  | 123 | 124 | 0.0021423 | 0.125 | 0.08 | 261 | 0 | 0.364 | 1 | 1 | cs | TRUE
132 | LV_4001-1_0_6_line_132 |  | 123 | 125 | 0.002823 | 0.125 | 0.08 | 261 | 0 | 0.364 | 1 | 1 | cs | TRUE
133 | LV_4001-1_0_6_line_133 |  | 124 | 126 | 0.0022697 | 0.125 | 0.08 | 261 | 0 | 0.364 | 1 | 1 | cs | TRUE
134 | LV_4001-1_0_6_line_134 |  | 125 | 127 | 0.010243 | 0.125 | 0.08 | 261 | 0 | 0.364 | 1 | 1 | cs | TRUE
135 | LV_4001-1_0_6_line_135 |  | 125 | 128 | 0.015288 | 0.125 | 0.08 | 261 | 0 | 0.364 | 1 | 1 | cs | TRUE
136 | LV_4001-1_0_6_line_136 |  | 126 | 129 | 0.026082 | 0.125 | 0.08 | 261 | 0 | 0.364 | 1 | 1 | cs | TRUE
137 | LV_4001-1_0_6_line_137 |  | 128 | 130 | 0.0075226 | 0.125 | 0.08 | 261 | 0 | 0.364 | 1 | 1 | cs | TRUE
138 | LV_4001-1_0_6_line_138 |  | 130 | 133 | 0.0091854 | 0.125 | 0.08 | 261 | 0 | 0.364 | 1 | 1 | cs | TRUE
139 | LV_4001-1_0_6_line_139 |  | 131 | 132 | 0.042715 | 0.125 | 0.08 | 261 | 0 | 0.364 | 1 | 1 | cs | TRUE
140 | LV_4001-1_0_6_line_140 |  | 132 | 182 | 0.009656 | 0.125 | 0.08 | 261 | 0 | 0.364 | 1 | 1 | cs | TRUE
141 | LV_4001-1_0_6_line_141 |  | 132 | 183 | 0.011237 | 0.125 | 0.08 | 261 | 0 | 0.364 | 1 | 1 | cs | TRUE
142 | LV_4001-1_0_6_line_142 |  | 133 | 172 | 0.0083954 | 0.125 | 0.08 | 261 | 0 | 0.364 | 1 | 1 | cs | TRUE
143 | LV_4001-1_0_6_line_143 |  | 134 | 135 | 0.033071 | 0.125 | 0.08 | 261 | 0 | 0.364 | 1 | 1 | cs | TRUE
144 | LV_4001-1_0_6_line_144 |  | 137 | 138 | 0.086909 | 0.125 | 0.08 | 261 | 0 | 0.364 | 1 | 1 | cs | TRUE
145 | LV_4001-1_0_6_line_145 |  | 138 | 139 | 0.005915 | 0.125 | 0.08 | 261 | 0 | 0.364 | 1 | 1 | cs | TRUE
146 | LV_4001-1_0_6_line_146 |  | 138 | 140 | 0.019477 | 0.125 | 0.08 | 261 | 0 | 0.364 | 1 | 1 | cs | TRUE
147 | LV_4001-1_0_6_line_147 |  | 139 | 141 | 0.081097 | 0.125 | 0.08 | 261 | 0 | 0.364 | 1 | 1 | cs | TRUE
148 | LV_4001-1_0_6_line_148 |  | 141 | 154 | 0.030273 | 0.125 | 0.08 | 261 | 0 | 0.364 | 1 | 1 | cs | TRUE
149 | LV_4001-1_0_6_line_149 |  | 142 | 143 | 0.027944 | 0.125 | 0.08 | 261 | 0 | 0.364 | 1 | 3 | cs | TRUE
150 | LV_4001-1_0_6_line_150 |  | 142 | 144 | 0.025152 | 0.125 | 0.08 | 261 | 0 | 0.364 | 1 | 3 | cs | TRUE
151 | LV_4001-1_0_6_line_151 |  | 143 | 145 | 0.0010375 | 0.125 | 0.08 | 261 | 0 | 0.364 | 1 | 3 | cs | TRUE
152 | LV_4001-1_0_6_line_152 |  | 144 | 146 | 0.024242 | 0.125 | 0.08 | 261 | 0 | 0.364 | 1 | 3 | cs | TRUE
153 | LV_4001-1_0_6_line_153 |  | 145 | 147 | 0.025255 | 0.125 | 0.08 | 261 | 0 | 0.364 | 1 | 3 | cs | TRUE
154 | LV_4001-1_0_6_line_154 |  | 146 | 148 | 0.0022169 | 0.125 | 0.08 | 261 | 0 | 0.364 | 1 | 3 | cs | TRUE
155 | LV_4001-1_0_6_line_155 |  | 147 | 149 | 0.0047384 | 0.125 | 0.08 | 261 | 0 | 0.364 | 1 | 3 | cs | TRUE
156 | LV_4001-1_0_6_line_156 |  | 148 | 150 | 0.02467 | 0.125 | 0.08 | 261 | 0 | 0.364 | 1 | 3 | cs | TRUE
157 | LV_4001-1_0_6_line_157 |  | 149 | 165 | 0.0068439 | 0.125 | 0.08 | 261 | 0 | 0.364 | 1 | 3 | cs | TRUE
158 | LV_4001-1_0_6_line_158 |  | 150 | 178 | 0.0013923 | 0.125 | 0.08 | 261 | 0 | 0.364 | 1 | 3 | cs | TRUE
159 | LV_4001-1_0_6_line_159 |  | 151 | 152 | 0.019879 | 0.125 | 0.08 | 261 | 0 | 0.364 | 1 | 1 | cs | TRUE
160 | LV_4001-1_0_6_line_160 |  | 151 | 153 | 0.012427 | 0.125 | 0.08 | 261 | 0 | 0.364 | 1 | 1 | cs | TRUE
161 | LV_4001-1_0_6_line_161 |  | 152 | 154 | 0.034436 | 0.125 | 0.08 | 261 | 0 | 0.364 | 1 | 1 | cs | TRUE
162 | LV_4001-1_0_6_line_162 |  | 153 | 155 | 0.033481 | 0.125 | 0.08 | 261 | 0 | 0.364 | 1 | 1 | cs | TRUE
163 | LV_4001-1_0_6_line_163 |  | 154 | 156 | 0.0096095 | 0.125 | 0.08 | 261 | 0 | 0.364 | 1 | 1 | cs | TRUE
164 | LV_4001-1_0_6_line_164 |  | 155 | 160 | 0.040791 | 0.125 | 0.08 | 261 | 0 | 0.364 | 1 | 1 | cs | TRUE
165 | LV_4001-1_0_6_line_165 |  | 156 | 161 | 0.036052 | 0.125 | 0.08 | 261 | 0 | 0.364 | 1 | 1 | cs | TRUE
166 | LV_4001-1_0_6_line_166 |  | 157 | 158 | 0.0093295 | 0.125 | 0.08 | 261 | 0 | 0.364 | 1 | 1 | cs | TRUE
167 | LV_4001-1_0_6_line_167 |  | 157 | 159 | 0.019481 | 0.125 | 0.08 | 261 | 0 | 0.364 | 1 | 1 | cs | TRUE
168 | LV_4001-1_0_6_line_168 |  | 158 | 162 | 0.0054647 | 0.125 | 0.08 | 261 | 0 | 0.364 | 1 | 1 | cs | TRUE
169 | LV_4001-1_0_6_line_169 |  | 159 | 163 | 0.0067093 | 0.125 | 0.08 | 261 | 0 | 0.364 | 1 | 1 | cs | TRUE
170 | LV_4001-1_0_6_line_170 |  | 160 | 164 | 0.005978 | 0.125 | 0.08 | 261 | 0 | 0.364 | 1 | 1 | cs | TRUE
171 | LV_4001-1_0_6_line_171 |  | 162 | 180 | 0.023073 | 0.125 | 0.08 | 261 | 0 | 0.364 | 1 | 1 | cs | TRUE
172 | LV_4001-1_0_6_line_172 |  | 163 | 181 | 0.021602 | 0.125 | 0.08 | 261 | 0 | 0.364 | 1 | 1 | cs | TRUE
173 | LV_4001-1_0_6_line_173 |  | 164 | 181 | 0.029333 | 0.125 | 0.08 | 261 | 0 | 0.364 | 1 | 1 | cs | TRUE
174 | LV_4001-1_0_6_line_174 |  | 165 | 179 | 0.03236 | 0.125 | 0.08 | 261 | 0 | 0.364 | 1 | 2 | cs | TRUE
175 | LV_4001-1_0_6_line_175 |  | 166 | 167 | 0.029553 | 0.125 | 0.08 | 261 | 0 | 0.364 | 1 | 1 | cs | TRUE
176 | LV_4001-1_0_6_line_176 |  | 167 | 168 | 0.020006 | 0.125 | 0.08 | 261 | 0 | 0.364 | 1 | 1 | cs | TRUE
177 | LV_4001-1_0_6_line_177 |  | 168 | 169 | 0.026653 | 0.125 | 0.08 | 261 | 0 | 0.364 | 1 | 1 | cs | TRUE
178 | LV_4001-1_0_6_line_178 |  | 169 | 170 | 0.0066434 | 0.125 | 0.08 | 261 | 0 | 0.364 | 1 | 1 | cs | TRUE
179 | LV_4001-1_0_6_line_179 |  | 173 | 174 | 0.0012607 | 0.125 | 0.08 | 261 | 0 | 0.364 | 1 | 1 | cs | TRUE
180 | LV_4001-1_0_6_line_180 |  | 174 | 175 | 0.017203 | 0.125 | 0.08 | 261 | 0 | 0.364 | 1 | 1 | cs | TRUE
181 | LV_4001-1_0_6_line_181 |  | 176 | 177 | 0.035431 | 0.125 | 0.08 | 261 | 0 | 0.364 | 1 | 1 | cs | TRUE
182 | LV_4001-1_0_6_line_182 |  | 179 | 180 | 0.0069999 | 0.125 | 0.08 | 261 | 0 | 0.364 | 1 | 1 | cs | TRUE
183 | LV_4001-1_0_6_line_183 |  | 182 | 184 | 0.018221 | 0.125 | 0.08 | 261 | 0 | 0.364 | 1 | 1 | cs | TRUE
184 | LV_4001-1_0_6_line_184 |  | 182 | 185 | 0.012511 | 0.125 | 0.08 | 261 | 0 | 0.364 | 1 | 1 | cs | TRUE
185 | LV_4001-1_0_6_line_185 |  | 185 | 186 | 0.0056331 | 0.125 | 0.08 | 261 | 0 | 0.364 | 1 | 1 | cs | TRUE

## trafo
| name | std_type | hv_bus | lv_bus | sn_mva | vn_hv_kv | vn_lv_kv | vk_percent | vkr_percent | pfe_kw | i0_percent | shift_degree | tap_side | tap_neutral | tap_min | tap_max | tap_step_percent | tap_step_degree | tap_pos | tap_phase_shifter | parallel | df | in_service
0 | LV_4001-1_0_6_trafo_67 | 0.63 MVA 20/0.4 kV | 187 | 87 | 0.63 | 20 | 0.4 | 6 | 1.206 | 1.65 | 0.2619 | 150 | hv | 0 | -2 | 2 | 2.5 | 0 | 0 | FALSE | 1 | 1 | TRUE

## line_geodata
| x0 | y0 | x1 | y1 | x2 | y2 | x3 | y3 | x4 | y4 | x5 | y5 | x6 | y6 | x7 | y7 | x8 | y8 | x9 | y9 | x10 | y10 | x11 | y11 | x12 | y12 | x13 | y13 | x14 | y14 | x15 | y15
0 | 2645107.7405 | 1249436.2682 | 2645106.8459 | 1249441.7095 | 2645105.989 | 1249450.142 | 2645105.8825 | 1249451.2419 | 2645102.6229 | 1249487.6972 | 2645101.6659 | 1249499.3644 | 2645099.1523 | 1249499.3008 | 2645098.9239 | 1249502.5235 | 2645098.1856 | 1249511.246 | 2645092.9242 | 1249511.1392
1 | 2645095.1667 | 1249550.8163 | 2645093.0991 | 1249550.6783 | 2645091.2799 | 1249550.6311 | 2645089.1948 | 1249550.8043 | 2645092.9242 | 1249511.1392
2 | 2645107.7405 | 1249436.2682 | 2645114.867 | 1249438.3349 | 2645122.4199 | 1249441.9169
3 | 2645070.5278 | 1249397.3814 | 2645068.5385 | 1249403.8151 | 2645067.5434 | 1249407.5989 | 2645071.678 | 1249407.9639 | 2645077.1717 | 1249410.3072 | 2645079.4029 | 1249417.7292 | 2645081.3747 | 1249418.5558 | 2645082.6399 | 1249419.9775 | 2645083.186 | 1249421.6272 | 2645083.1296 | 1249423.0833 | 2645082.5524 | 1249424.5355 | 2645081.3344 | 1249425.8382 | 2645079.5921 | 1249426.6033 | 2645079.4417 | 1249433.4734 | 2645092.4545 | 1249433.9282 | 2645107.7405 | 1249436.2682
4 | 2645095.1667 | 1249550.8163 | 2645096.7809 | 1249551.0065 | 2645097.8979 | 1249551.0595 | 2645096.8911 | 1249563.3156 | 2645096.5635 | 1249566.6821 | 2645096.375 | 1249568.6375 | 2645096.7934 | 1249571.198 | 2645108.0346 | 1249573.2404
5 | 2645122.4199 | 1249441.9169 | 2645132.039 | 1249446.8242
6 | 2645027.5109 | 1249439.7054 | 2645034.8111 | 1249431.8445 | 2645040.7999 | 1249422.6726 | 2645048.121 | 1249416.0349 | 2645056.4128 | 1249413.8075 | 2645061.9162 | 1249411.8813 | 2645067.5434 | 1249407.5989 | 2645068.5385 | 1249403.8151 | 2645070.5278 | 1249397.3814
7 | 2645105.4199 | 1249599.3714 | 2645107.6117 | 1249588.1472 | 2645104.7843 | 1249587.6476 | 2645105.6015 | 1249584.4294 | 2645107.7535 | 1249574.4613 | 2645108.0346 | 1249573.2404
8 | 2645108.0346 | 1249573.2404 | 2645118.9405 | 1249575.4249
9 | 2645027.5109 | 1249439.7054 | 2645014.9636 | 1249439.6102 | 2644998.3784 | 1249435.9634
10 | 2644998.3784 | 1249435.9634 | 2644975.2641 | 1249430.881 | 2644964.9795 | 1249430.0647
11 | 2645105.4199 | 1249599.3714 | 2645100.8367 | 1249598.85
12 | 2645105.4199 | 1249599.3714 | 2645118.0653 | 1249601.4134 | 2645119.6847 | 1249601.7412
13 | 2645128.7019 | 1249571.7966 | 2645126.7296 | 1249576.9851 | 2645118.9405 | 1249575.4249
14 | 2645128.7019 | 1249571.7966 | 2645147.783 | 1249576.0619
15 | 2645100.8367 | 1249598.85 | 2645099.9353 | 1249598.7475
16 | 2644916.6347 | 1249426.8908 | 2644930.3461 | 1249427.316 | 2644964.9795 | 1249430.0647
17 | 2644995.7272 | 1249172.8738 | 2645014.7986 | 1249184.9043 | 2645021.8959 | 1249191.8628 | 2645025.0737 | 1249196.0995
18 | 2644927.8176 | 1249131.2979 | 2644933.1974 | 1249136.7534 | 2644941.4225 | 1249138.3834 | 2644943.835 | 1249138.8687 | 2644961.2465 | 1249144.7935 | 2644989.571 | 1249157.3055 | 2644995.037 | 1249168.3099 | 2644995.7272 | 1249172.8738
19 | 2645028.252 | 1249204.9421 | 2645027.3897 | 1249199.1872 | 2645025.0737 | 1249196.0995
20 | 2644927.8176 | 1249131.2979 | 2644928.2764 | 1249120.5719
21 | 2644909.7658 | 1249189.9673 | 2644910.4777 | 1249162.7655 | 2644916.7673 | 1249149.7822 | 2644926.591 | 1249140.7171 | 2644933.1974 | 1249136.7534 | 2644927.8176 | 1249131.2979
22 | 2645021.7909 | 1249241.4843 | 2645023.3247 | 1249236.3591 | 2645024.6803 | 1249231.8442 | 2645025.7727 | 1249228.1833 | 2645027.0973 | 1249223.7682 | 2645028.3833 | 1249219.4751 | 2645028.252 | 1249204.9421
23 | 2645021.7909 | 1249241.4843 | 2645027.5281 | 1249241.6057
24 | 2645028.252 | 1249204.9421 | 2645034.3441 | 1249207.0675 | 2645035.9272 | 1249207.3909 | 2645036.656 | 1249207.3581
25 | 2645027.5281 | 1249241.6057 | 2645031.6607 | 1249241.259 | 2645038.3784 | 1249243.4634
26 | 2645046.4374 | 1249246.1078 | 2645047.0784 | 1249244.2225 | 2645048.7054 | 1249239.6178
27 | 2645046.4374 | 1249246.1078 | 2645038.3784 | 1249243.4634
28 | 2645046.4374 | 1249246.1078 | 2645047.5313 | 1249246.4668
29 | 2645047.5313 | 1249246.4668 | 2645056.7497 | 1249249.4922
30 | 2645022.8891 | 1249589.9826 | 2645028.987 | 1249590.6763
31 | 2645022.8891 | 1249589.9826 | 2645019.0073 | 1249589.4245
32 | 2645039.3135 | 1249591.8511 | 2645028.987 | 1249590.6763
33 | 2645008.6792 | 1249587.8777 | 2645014.3973 | 1249588.7618 | 2645019.0073 | 1249589.4245
34 | 2644870.0536 | 1249522.5172 | 2644895.0826 | 1249526.5025
35 | 2644800.464 | 1249521.1746 | 2644814.4442 | 1249516.4771 | 2644833.0007 | 1249516.6174 | 2644870.0536 | 1249522.5172
36 | 2645074.3313 | 1249595.8347 | 2645099.9353 | 1249598.7475
37 | 2644985.5769 | 1249584.1412 | 2645001.0122 | 1249586.6922 | 2645008.6792 | 1249587.8777
38 | 2644985.5769 | 1249584.1412 | 2644958.4922 | 1249579.6651 | 2644951.7812 | 1249578.3929
39 | 2644951.389 | 1249578.3186 | 2644951.7812 | 1249578.3929
40 | 2644915.601 | 1249571.6157 | 2644922.1393 | 1249572.7739 | 2644951.389 | 1249578.3186
41 | 2644915.1416 | 1249571.5343 | 2644915.601 | 1249571.6157
42 | 2644905.6197 | 1249569.8476 | 2644915.1416 | 1249571.5343
43 | 2644769.5052 | 1249186.8162 | 2644767.427 | 1249224.6403
44 | 2644769.5052 | 1249186.8162 | 2644775.8742 | 1249109.0483
45 | 2644777.8474 | 1249084.9552 | 2644775.8742 | 1249109.0483
46 | 2644854.1512 | 1249365.8756 | 2644910.0344 | 1249289.0692
47 | 2644859.1132 | 1249424.0469 | 2644854.1512 | 1249365.8756
48 | 2644910.0344 | 1249289.0692 | 2644903.7578 | 1249279.4152 | 2644895.7389 | 1249265.5341 | 2644894.2745 | 1249259.8779
49 | 2644916.6347 | 1249426.8908 | 2644881.4713 | 1249425.8006 | 2644859.1132 | 1249424.0469
50 | 2644863.3762 | 1249090.2604 | 2644826.3146 | 1249088.8127 | 2644777.8474 | 1249084.9552
51 | 2644777.8474 | 1249084.9552 | 2644760.7785 | 1249087.6171 | 2644755.7027 | 1249086.9006
52 | 2644781.0446 | 1249063.5205 | 2644776.952 | 1249068.5485 | 2644776.1451 | 1249081.4177 | 2644777.8474 | 1249084.9552
53 | 2644863.3762 | 1249090.2604 | 2644892.8359 | 1249092.935
54 | 2644742.6006 | 1249085.0512 | 2644755.7027 | 1249086.9006
55 | 2644781.0446 | 1249063.5205 | 2644717.6226 | 1249046.2639 | 2644683.5422 | 1249036.923
56 | 2644699.8588 | 1249079.0152 | 2644604.717 | 1249065.5752
57 | 2644563.4539 | 1249059.7463 | 2644604.717 | 1249065.5752
58 | 2644726.1589 | 1249082.7305 | 2644699.8588 | 1249079.0152
59 | 2644726.1589 | 1249082.7305 | 2644742.6006 | 1249085.0512
60 | 2644455.9866 | 1249375.1518 | 2644459.0963 | 1249369.2378 | 2644460.067 | 1249364.642 | 2644464.2054 | 1249364.5062 | 2644464.9153 | 1249364.6349
61 | 2644456.0562 | 1249391.0408 | 2644454.8351 | 1249380.7136 | 2644455.2191 | 1249377.8256 | 2644455.9866 | 1249375.1518
62 | 2644899.9857 | 1249093.5841 | 2644892.8359 | 1249092.935
63 | 2644899.9857 | 1249093.5841 | 2644892.753 | 1249190.2276
64 | 2644928.2764 | 1249120.5719 | 2644916.0505 | 1249119.8233
65 | 2644892.753 | 1249190.2276 | 2644900.9429 | 1249190.512 | 2644909.7658 | 1249189.9673
66 | 2644909.7658 | 1249189.9673 | 2644912.5925 | 1249200.5402 | 2644911.8956 | 1249216.7903 | 2644911.2031 | 1249237.4434
67 | 2644892.753 | 1249190.2276 | 2644890.5058 | 1249208.8122
68 | 2644890.5058 | 1249208.8122 | 2644890.2641 | 1249210.8115 | 2644889.1989 | 1249227.9492
69 | 2645123.822 | 1249666.2712 | 2645129.2298 | 1249644.9194
70 | 2645119.8065 | 1249682.1254 | 2645123.822 | 1249666.2712
71 | 2644973.3342 | 1249673.285 | 2644965.522 | 1249673.1035 | 2644950.136 | 1249672.0862 | 2644942.788 | 1249670.6985
72 | 2644936.5169 | 1249669.5143 | 2644942.788 | 1249670.6985
73 | 2644981.1471 | 1249673.4666 | 2644973.3342 | 1249673.285
74 | 2644918.4674 | 1249662.9147 | 2644935.2919 | 1249669.2829 | 2644936.5169 | 1249669.5143
75 | 2644981.1471 | 1249673.4666 | 2645002.1001 | 1249674.0624
76 | 2644981.1471 | 1249673.4666 | 2644980.7533 | 1249679.6011 | 2644980.9981 | 1249680.9773
77 | 2644897.1135 | 1249654.6754 | 2644900.9412 | 1249656.2808 | 2644918.4674 | 1249662.9147
78 | 2645008.1656 | 1249674.2348 | 2645002.1001 | 1249674.0624
79 | 2644967.6232 | 1249699.6595 | 2644967.9205 | 1249696.3039 | 2644963.4419 | 1249693.5348 | 2644979.2695 | 1249689.0851 | 2644982.017 | 1249687.1713 | 2644981.4267 | 1249683.3865 | 2644980.9981 | 1249680.9773
80 | 2644876.9703 | 1249646.5738 | 2644878.2584 | 1249646.7694 | 2644884.3919 | 1249649.3397 | 2644897.1135 | 1249654.6754
81 | 2645008.9994 | 1249674.2585 | 2645008.1656 | 1249674.2348
82 | 2644864.3075 | 1249644.6513 | 2644876.9703 | 1249646.5738
83 | 2644821.6014 | 1249569.9092 | 2644812.2991 | 1249573.5326 | 2644795.4158 | 1249578.2778
84 | 2644826.3282 | 1249563.3317 | 2644826.0197 | 1249568.1882 | 2644821.6014 | 1249569.9092
85 | 2644770.03 | 1249585.4127 | 2644795.4158 | 1249578.2778
86 | 2644826.3282 | 1249563.3317 | 2644824.6406 | 1249563.4802
87 | 2644826.3282 | 1249563.3317 | 2644834.0326 | 1249563.3474
88 | 2644770.03 | 1249585.4127 | 2644767.4184 | 1249586.1467 | 2644758.1101 | 1249590.068 | 2644751.2988 | 1249602.4508
89 | 2644797.8163 | 1249565.8403 | 2644824.6406 | 1249563.4802
90 | 2644834.0326 | 1249563.3474 | 2644854.4765 | 1249563.3889
91 | 2644768.232 | 1249637.3651 | 2644760.0032 | 1249633.3113 | 2644751.4907 | 1249624.8414 | 2644749.5106 | 1249616.1095 | 2644750.1303 | 1249610.0323 | 2644750.8074 | 1249603.344 | 2644751.2988 | 1249602.4508
92 | 2644797.8163 | 1249565.8403 | 2644798.7821 | 1249549.5482
93 | 2644873.5481 | 1249564.8898 | 2644860.4906 | 1249563.4011 | 2644854.4765 | 1249563.3889
94 | 2644768.232 | 1249637.3651 | 2644782.287 | 1249645.7101 | 2644816.202 | 1249664.8821
95 | 2644768.232 | 1249637.3651 | 2644767.9516 | 1249639.5088 | 2644765.3351 | 1249643.0804 | 2644760.2481 | 1249644.8765 | 2644745.9839 | 1249640.2436 | 2644734.9694 | 1249637.7664
96 | 2644768.232 | 1249637.3651 | 2644775.8574 | 1249636.3441
97 | 2644798.8707 | 1249548.0534 | 2644798.7821 | 1249549.5482
98 | 2644874.0494 | 1249564.9583 | 2644873.5481 | 1249564.8898
99 | 2644873.5481 | 1249564.8898 | 2644872.6831 | 1249568.4523 | 2644870.4671 | 1249579.9321 | 2644869.1502 | 1249590.0831
100 | 2644800.464 | 1249521.1746 | 2644798.8707 | 1249548.0534
101 | 2644646.0234 | 1249554.3438 | 2644673.7387 | 1249558.344
102 | 2644639.1213 | 1249553.5469 | 2644646.0234 | 1249554.3438
103 | 2644639.1213 | 1249553.5469 | 2644589.2949 | 1249547.2012 | 2644572.0963 | 1249546.2046 | 2644553.7421 | 1249546.2779 | 2644536.3538 | 1249549.4384 | 2644519.8536 | 1249553.962 | 2644516.011 | 1249555.4277
104 | 2644639.1213 | 1249553.5469 | 2644637.6495 | 1249558.5058 | 2644636.0536 | 1249561.8961 | 2644630.0495 | 1249562.1622 | 2644614.2668 | 1249560.6313 | 2644610.6284 | 1249561.549 | 2644607.6171 | 1249563.4165 | 2644606.3121 | 1249568.2878
105 | 2644816.202 | 1249664.8821 | 2644817.1535 | 1249665.42 | 2644839.7891 | 1249681.1683 | 2644846.7053 | 1249688.0697 | 2644847.2115 | 1249695.7161
106 | 2644734.9694 | 1249637.7664 | 2644730.1263 | 1249636.6772 | 2644722.0585 | 1249635.7197
107 | 2644775.8574 | 1249636.3441 | 2644792.8053 | 1249637.4488
108 | 2644843.2639 | 1249697.8836 | 2644847.3151 | 1249697.2805 | 2644847.2115 | 1249695.7161
109 | 2644708.1663 | 1249634.0711 | 2644722.0585 | 1249635.7197
110 | 2644817.1841 | 1249639.6475 | 2644798.2389 | 1249637.803 | 2644792.8053 | 1249637.4488
111 | 2644817.1841 | 1249639.6475 | 2644847.5666 | 1249642.6056
112 | 2644851.7577 | 1249643.0137 | 2644847.5666 | 1249642.6056
113 | 2644864.3075 | 1249644.6513 | 2644856.5552 | 1249643.4808 | 2644851.7577 | 1249643.0137
114 | 2644843.2639 | 1249697.8836 | 2644847.9627 | 1249702.3003
115 | 2644843.2639 | 1249697.8836 | 2644841.9262 | 1249698.0736 | 2644832.6659 | 1249693.6673 | 2644824.7245 | 1249691.5615 | 2644817.1643 | 1249690.9595 | 2644807.5188 | 1249691.4694
116 | 2644708.1663 | 1249634.0711 | 2644685.0042 | 1249631.3224 | 2644679.8028 | 1249630.1814
117 | 2644891.4528 | 1249567.338 | 2644874.0494 | 1249564.9583
118 | 2644891.4528 | 1249567.338 | 2644905.6197 | 1249569.8476
119 | 2644891.4528 | 1249567.338 | 2644890.6329 | 1249571.9237 | 2644888.1866 | 1249574.9295 | 2644881.8766 | 1249573.7143 | 2644874.6414 | 1249574.0486 | 2644874.6122 | 1249577.9066 | 2644881.7841 | 1249585.944 | 2644891.12 | 1249597.3334
120 | 2644879.0267 | 1249606.1145 | 2644880.5077 | 1249600.9667 | 2644884.2551 | 1249600.6059 | 2644887.3491 | 1249600.785 | 2644889.8075 | 1249600.1587 | 2644891.12 | 1249597.3334
121 | 2645039.3135 | 1249591.8511 | 2645050.0251 | 1249593.0696
122 | 2645010.067 | 1249674.2889 | 2645008.9994 | 1249674.2585
123 | 2645119.8065 | 1249682.1254 | 2645094.673 | 1249674.2735
124 | 2645119.8065 | 1249682.1254 | 2645117.878 | 1249690.5053 | 2645114.1897 | 1249703.7476
125 | 2645090.5214 | 1249674.1863 | 2645094.673 | 1249674.2735
126 | 2645105.2763 | 1249737.2583 | 2645107.5937 | 1249727.4297 | 2645114.1897 | 1249703.7476
127 | 2645090.5214 | 1249674.1863 | 2645087.9021 | 1249674.1219 | 2645083.7207 | 1249674.0293
128 | 2645090.5214 | 1249674.1863 | 2645088.0621 | 1249691.8017 | 2645077.0768 | 1249692.8634
129 | 2645105.2763 | 1249737.2583 | 2645098.6908 | 1249765.1882
130 | 2645074.3313 | 1249595.8347 | 2645050.0251 | 1249593.0696
131 | 2645040.524 | 1249673.5013 | 2645038.3852 | 1249673.6249
132 | 2645043.3423 | 1249673.3384 | 2645040.524 | 1249673.5013
133 | 2645038.3852 | 1249673.6249 | 2645036.1194 | 1249673.7558
134 | 2645043.3423 | 1249673.3384 | 2645051.1969 | 1249679.9136
135 | 2645043.3423 | 1249673.3384 | 2645045.8877 | 1249673.191 | 2645058.6234 | 1249673.4732
136 | 2645036.1194 | 1249673.7558 | 2645030.759 | 1249674.0656 | 2645021.2272 | 1249674.6159 | 2645017.423 | 1249674.498 | 2645010.067 | 1249674.2889
137 | 2645058.6234 | 1249673.4732 | 2645066.1442 | 1249673.6398
138 | 2645075.3273 | 1249673.8433 | 2645066.1442 | 1249673.6398
139 | 2645077.0768 | 1249692.8634 | 2645067.8963 | 1249693.8721 | 2645062.7042 | 1249697.5685 | 2645052.3623 | 1249699.4134 | 2645051.9484 | 1249701.2226 | 2645056.2951 | 1249715.3873
140 | 2645056.2951 | 1249715.3873 | 2645052.6787 | 1249724.3437
141 | 2645056.2951 | 1249715.3873 | 2645067.5291 | 1249715.6325
142 | 2645075.3273 | 1249673.8433 | 2645083.7207 | 1249674.0293
143 | 2644889.1989 | 1249227.9492 | 2644888.2437 | 1249243.318 | 2644892.6066 | 1249253.4356 | 2644894.2745 | 1249259.8779
144 | 2644445.5265 | 1249477.3087 | 2644446.1211 | 1249472.5211 | 2644451.1545 | 1249431.5535 | 2644451.5058 | 1249429.01 | 2644451.8974 | 1249426.1221 | 2644452.3619 | 1249422.5676 | 2644452.5941 | 1249420.8015 | 2644455.5235 | 1249395.6399 | 2644456.0562 | 1249391.0408
145 | 2644444.7578 | 1249483.1736 | 2644445.5265 | 1249477.3087
146 | 2644445.5265 | 1249477.3087 | 2644426.3578 | 1249473.8567
147 | 2644444.7578 | 1249483.1736 | 2644437.3846 | 1249534.1304 | 2644436.827 | 1249541.042 | 2644437.7364 | 1249546.6303 | 2644439.133 | 1249551.6775 | 2644441.2469 | 1249555.7072 | 2644447.1063 | 1249559.9372
148 | 2644474.099 | 1249573.4431 | 2644467.913 | 1249570.7838 | 2644459.7043 | 1249567.042 | 2644451.5495 | 1249563.1449 | 2644447.1063 | 1249559.9372
149 | 2644603.0063 | 1249619.5094 | 2644595.6262 | 1249618.8526 | 2644575.2009 | 1249620.9657
150 | 2644603.0063 | 1249619.5094 | 2644622.2363 | 1249621.2209 | 2644628.0567 | 1249621.77
151 | 2644575.2009 | 1249620.9657 | 2644574.169 | 1249621.0724
152 | 2644628.0567 | 1249621.77 | 2644651.5689 | 1249623.9879 | 2644652.1802 | 1249624.122
153 | 2644549.0818 | 1249623.8338 | 2644549.8392 | 1249623.5895 | 2644574.169 | 1249621.0724
154 | 2644654.3456 | 1249624.597 | 2644652.1802 | 1249624.122
155 | 2644549.0818 | 1249623.8338 | 2644544.5723 | 1249625.2884
156 | 2644678.4428 | 1249629.8831 | 2644654.3456 | 1249624.597
157 | 2644538.0588 | 1249627.3894 | 2644544.5723 | 1249625.2884
158 | 2644678.4428 | 1249629.8831 | 2644679.8028 | 1249630.1814
159 | 2644443.1808 | 1249588.7883 | 2644446.2856 | 1249596.6057 | 2644448.6324 | 1249607.8309
160 | 2644444.5601 | 1249619.3081 | 2644446.5794 | 1249616.8327 | 2644448.6324 | 1249607.8309
161 | 2644443.1808 | 1249588.7883 | 2644474.099 | 1249573.4431
162 | 2644444.5601 | 1249619.3081 | 2644438.5633 | 1249626.6681 | 2644429.6848 | 1249634.7404 | 2644420.7087 | 1249642.6857
163 | 2644474.099 | 1249573.4431 | 2644482.7523 | 1249569.2642
164 | 2644394.5616 | 1249672.2916 | 2644395.7148 | 1249665.4845 | 2644401.4925 | 1249659.1457 | 2644410.3719 | 1249651.9629 | 2644420.5798 | 1249642.7998 | 2644420.7087 | 1249642.6857
165 | 2644482.7523 | 1249569.2642 | 2644494.0954 | 1249563.7865 | 2644516.011 | 1249555.4277
166 | 2644467.4624 | 1249658.0391 | 2644475.738 | 1249653.7316
167 | 2644467.4624 | 1249658.0391 | 2644465.6661 | 1249658.9707 | 2644449.5401 | 1249665.6565
168 | 2644475.738 | 1249653.7316 | 2644480.5854 | 1249651.2085
169 | 2644449.5401 | 1249665.6565 | 2644443.3423 | 1249668.2261
170 | 2644396.2778 | 1249678.0194 | 2644394.5616 | 1249672.2916
171 | 2644501.0522 | 1249640.5555 | 2644480.5854 | 1249651.2085
172 | 2644423.3507 | 1249676.3974 | 2644424.5209 | 1249676.0295 | 2644443.3423 | 1249668.2261
173 | 2644396.2778 | 1249678.0194 | 2644400.4413 | 1249681.564 | 2644406.6133 | 1249682.055 | 2644413.8129 | 1249679.396 | 2644423.3507 | 1249676.3974
174 | 2644538.0588 | 1249627.3894 | 2644507.2613 | 1249637.3236
175 | 2644606.3121 | 1249568.2878 | 2644611.6158 | 1249573.8091 | 2644632.3389 | 1249580.8831
176 | 2644606.3121 | 1249568.2878 | 2644606.1145 | 1249573.4787 | 2644603.7113 | 1249578.8086 | 2644598.7821 | 1249582.7075 | 2644596.2435 | 1249583.5653
177 | 2644569.9869 | 1249587.429 | 2644576.0027 | 1249586.9503 | 2644591.0239 | 1249585.3288 | 2644596.2435 | 1249583.5653
178 | 2644563.3644 | 1249587.956 | 2644569.9869 | 1249587.429
179 | 2644807.5188 | 1249691.4694 | 2644806.2599 | 1249691.536
180 | 2644790.0496 | 1249696.4695 | 2644794.3826 | 1249694.5343 | 2644800.42 | 1249691.8447 | 2644806.2599 | 1249691.536
181 | 2644876.6876 | 1249693.7002 | 2644867.832 | 1249701.6719 | 2644859.9697 | 1249708.0612 | 2644848.9161 | 1249703.1966 | 2644847.9627 | 1249702.3003
182 | 2644501.0522 | 1249640.5555 | 2644507.2613 | 1249637.3236 | 2644507.2613 | 1249637.3236
183 | 2645052.6787 | 1249724.3437 | 2645056.495 | 1249728.809 | 2645068.8373 | 1249728.4704
184 | 2645052.6787 | 1249724.3437 | 2645048.2385 | 1249722.4865 | 2645040.5467 | 1249722.328 | 2645040.5425 | 1249722.3293
185 | 2645035.1661 | 1249724.0105 | 2645040.5425 | 1249722.3293

## bus_geodata
| x | y | coords
0 | 2645092.9242 | 1249511.1392
1 | 2645107.7405 | 1249436.2682
2 | 2645095.1667 | 1249550.8163
3 | 2645122.4199 | 1249441.9169
4 | 2645070.5278 | 1249397.3814
5 | 2645108.0346 | 1249573.2404
6 | 2645132.039 | 1249446.8242
7 | 2645027.5109 | 1249439.7054
8 | 2644998.3784 | 1249435.9634
9 | 2645105.4199 | 1249599.3714
10 | 2645118.9405 | 1249575.4249
11 | 2645128.7019 | 1249571.7966
12 | 2645147.783 | 1249576.0619
13 | 2645100.8367 | 1249598.85
14 | 2645119.6847 | 1249601.7412
15 | 2644964.9795 | 1249430.0647
16 | 2644995.7272 | 1249172.8738
17 | 2645025.0737 | 1249196.0995
18 | 2644927.8176 | 1249131.2979
19 | 2645021.7909 | 1249241.4843
20 | 2645028.252 | 1249204.9421
21 | 2645027.5281 | 1249241.6057
22 | 2645048.7054 | 1249239.6178
23 | 2645046.4374 | 1249246.1078
24 | 2645038.3784 | 1249243.4633
25 | 2645047.5313 | 1249246.4668
26 | 2645036.656 | 1249207.3581
27 | 2645056.7497 | 1249249.4922
28 | 2645022.8891 | 1249589.9826
29 | 2645028.987 | 1249590.6763
30 | 2645019.0073 | 1249589.4245
31 | 2644895.0826 | 1249526.5025
32 | 2644870.0536 | 1249522.5172
33 | 2645099.9353 | 1249598.7475
34 | 2644985.5769 | 1249584.1412
35 | 2645008.6792 | 1249587.8777
36 | 2644951.7812 | 1249578.3929
37 | 2644951.389 | 1249578.3186
38 | 2644915.601 | 1249571.6157
39 | 2644915.1416 | 1249571.5343
40 | 2644767.427 | 1249224.6403
41 | 2644769.5052 | 1249186.8162
42 | 2644775.8742 | 1249109.0483
43 | 2644854.1512 | 1249365.8756
44 | 2644910.0344 | 1249289.0692
45 | 2644859.1132 | 1249424.0468
46 | 2644777.8474 | 1249084.9552
47 | 2644863.3762 | 1249090.2604
48 | 2644755.7027 | 1249086.9006
49 | 2644781.0446 | 1249063.5205
50 | 2644604.717 | 1249065.5752
51 | 2644699.8588 | 1249079.0152
52 | 2644563.4539 | 1249059.7463
53 | 2644726.1589 | 1249082.7305
54 | 2644464.9153 | 1249364.6349
55 | 2644455.9866 | 1249375.1518
56 | 2644742.6006 | 1249085.0512
57 | 2644892.8359 | 1249092.935
58 | 2644683.5422 | 1249036.923
59 | 2644899.9857 | 1249093.5841
60 | 2644916.0505 | 1249119.8233
61 | 2644928.2764 | 1249120.5719
62 | 2644909.7658 | 1249189.9673
63 | 2644892.753 | 1249190.2276
64 | 2644911.2031 | 1249237.4434
65 | 2644890.5058 | 1249208.8122
66 | 2645129.2298 | 1249644.9194
67 | 2645123.822 | 1249666.2712
68 | 2644942.788 | 1249670.6985
69 | 2644973.3342 | 1249673.285
70 | 2644936.5169 | 1249669.5143
71 | 2644981.1471 | 1249673.4666
72 | 2644918.4674 | 1249662.9147
73 | 2645002.1001 | 1249674.0624
74 | 2644980.9981 | 1249680.9773
75 | 2644897.1135 | 1249654.6754
76 | 2645008.1656 | 1249674.2348
77 | 2644967.6232 | 1249699.6595
78 | 2644876.9703 | 1249646.5738
79 | 2644821.6014 | 1249569.9092
80 | 2644795.4158 | 1249578.2778
81 | 2644826.3282 | 1249563.3317
82 | 2644770.03 | 1249585.4127
83 | 2644824.6406 | 1249563.4802
84 | 2644834.0326 | 1249563.3474
85 | 2644751.2988 | 1249602.4508
86 | 2644797.8163 | 1249565.8403
87 | 2644854.4765 | 1249563.3889
88 | 2644768.232 | 1249637.3651
89 | 2644798.7821 | 1249549.5482
90 | 2644873.5481 | 1249564.8898
91 | 2644798.8707 | 1249548.0534
92 | 2644673.7387 | 1249558.344
93 | 2644646.0234 | 1249554.3438
94 | 2644800.464 | 1249521.1746
95 | 2644639.1213 | 1249553.5469
96 | 2644816.202 | 1249664.8821
97 | 2644734.9694 | 1249637.7664
98 | 2644775.8574 | 1249636.3441
99 | 2644847.2115 | 1249695.7161
100 | 2644722.0585 | 1249635.7197
101 | 2644792.8053 | 1249637.4488
102 | 2644817.1841 | 1249639.6475
103 | 2644847.5666 | 1249642.6056
104 | 2644851.7577 | 1249643.0137
105 | 2644864.3075 | 1249644.6513
106 | 2644843.2639 | 1249697.8836
107 | 2644708.1663 | 1249634.0711
108 | 2644869.1502 | 1249590.0831
109 | 2644874.0494 | 1249564.9583
110 | 2644891.4528 | 1249567.338
111 | 2644905.6197 | 1249569.8476
112 | 2644891.12 | 1249597.3334
113 | 2644879.0267 | 1249606.1145
114 | 2645039.3135 | 1249591.8511
115 | 2645008.9994 | 1249674.2585
116 | 2645119.8065 | 1249682.1254
117 | 2645094.673 | 1249674.2735
118 | 2645114.1897 | 1249703.7476
119 | 2645090.5214 | 1249674.1863
120 | 2645105.2763 | 1249737.2583
121 | 2645074.3313 | 1249595.8347
122 | 2645050.0251 | 1249593.0696
123 | 2645040.524 | 1249673.5013
124 | 2645038.3853 | 1249673.6249
125 | 2645043.3423 | 1249673.3384
126 | 2645036.1194 | 1249673.7558
127 | 2645051.1969 | 1249679.9136
128 | 2645058.6234 | 1249673.4732
129 | 2645010.067 | 1249674.2889
130 | 2645066.1442 | 1249673.6398
131 | 2645077.0768 | 1249692.8634
132 | 2645056.2951 | 1249715.3873
133 | 2645075.3273 | 1249673.8433
134 | 2644889.1989 | 1249227.9492
135 | 2644894.2745 | 1249259.8779
136 | 2644916.6347 | 1249426.8908
137 | 2644456.0562 | 1249391.0408
138 | 2644445.5265 | 1249477.3087
139 | 2644444.7578 | 1249483.1736
140 | 2644426.3578 | 1249473.8567
141 | 2644447.1063 | 1249559.9372
142 | 2644603.0063 | 1249619.5094
143 | 2644575.2009 | 1249620.9657
144 | 2644628.0567 | 1249621.77
145 | 2644574.169 | 1249621.0724
146 | 2644652.1802 | 1249624.122
147 | 2644549.0818 | 1249623.8338
148 | 2644654.3456 | 1249624.597
149 | 2644544.5723 | 1249625.2884
150 | 2644678.4428 | 1249629.8831
151 | 2644448.6324 | 1249607.8309
152 | 2644443.1808 | 1249588.7883
153 | 2644444.5601 | 1249619.3081
154 | 2644474.099 | 1249573.4431
155 | 2644420.7087 | 1249642.6857
156 | 2644482.7523 | 1249569.2642
157 | 2644467.4624 | 1249658.0391
158 | 2644475.738 | 1249653.7316
159 | 2644449.5401 | 1249665.6565
160 | 2644394.5616 | 1249672.2916
161 | 2644516.011 | 1249555.4277
162 | 2644480.5854 | 1249651.2085
163 | 2644443.3423 | 1249668.2261
164 | 2644396.2778 | 1249678.0194
165 | 2644538.0588 | 1249627.3895
166 | 2644632.3389 | 1249580.8831
167 | 2644606.3121 | 1249568.2878
168 | 2644596.2435 | 1249583.5653
169 | 2644569.9869 | 1249587.429
170 | 2644563.3644 | 1249587.956
171 | 2645098.6908 | 1249765.1882
172 | 2645083.7207 | 1249674.0293
173 | 2644807.5188 | 1249691.4694
174 | 2644806.2599 | 1249691.536
175 | 2644790.0496 | 1249696.4695
176 | 2644847.9627 | 1249702.3003
177 | 2644876.6876 | 1249693.7002
178 | 2644679.8028 | 1249630.1814
179 | 2644507.2613 | 1249637.3236
180 | 2644501.0522 | 1249640.5555
181 | 2644423.3507 | 1249676.3974
182 | 2645052.6787 | 1249724.3437
183 | 2645067.5291 | 1249715.6325
184 | 2645068.8373 | 1249728.4704
185 | 2645040.5425 | 1249722.3293
186 | 2645035.1661 | 1249724.0105
187 | 2644873.5481 | 1249564.8898

## line_std_types
| c_nf_per_km | r_ohm_per_km | x_ohm_per_km | max_i_ka | type | q_mm2 | alpha | voltage_rating
NAYY 4x50 SE | 210 | 0.642 | 0.083 | 0.142 | cs | 50 | 0.00403 | LV
NAYY 4x120 SE | 264 | 0.225 | 0.08 | 0.242 | cs | 120 | 0.00403 | LV
NAYY 4x150 SE | 261 | 0.208 | 0.08 | 0.27 | cs | 150 | 0.00403 | LV
NA2XS2Y 1x95 RM/25 12/20 kV | 216 | 0.313 | 0.132 | 0.252 | cs | 95 | 0.00403 | MV
NA2XS2Y 1x185 RM/25 12/20 kV | 273 | 0.161 | 0.117 | 0.362 | cs | 185 | 0.00403 | MV
NA2XS2Y 1x240 RM/25 12/20 kV | 304 | 0.122 | 0.112 | 0.421 | cs | 240 | 0.00403 | MV
NA2XS2Y 1x95 RM/25 6/10 kV | 315 | 0.313 | 0.123 | 0.249 | cs | 95 | 0.00403 | MV
NA2XS2Y 1x185 RM/25 6/10 kV | 406 | 0.161 | 0.11 | 0.358 | cs | 185 | 0.00403 | MV
NA2XS2Y 1x240 RM/25 6/10 kV | 456 | 0.122 | 0.105 | 0.416 | cs | 240 | 0.00403 | MV
NA2XS2Y 1x150 RM/25 12/20 kV | 250 | 0.206 | 0.116 | 0.319 | cs | 150 | 0.00403 | MV
NA2XS2Y 1x120 RM/25 12/20 kV | 230 | 0.253 | 0.119 | 0.283 | cs | 120 | 0.00403 | MV
NA2XS2Y 1x70 RM/25 12/20 kV | 190 | 0.443 | 0.132 | 0.22 | cs | 70 | 0.00403 | MV
NA2XS2Y 1x150 RM/25 6/10 kV | 360 | 0.206 | 0.11 | 0.315 | cs | 150 | 0.00403 | MV
NA2XS2Y 1x120 RM/25 6/10 kV | 340 | 0.253 | 0.113 | 0.28 | cs | 120 | 0.00403 | MV
NA2XS2Y 1x70 RM/25 6/10 kV | 280 | 0.443 | 0.123 | 0.217 | cs | 70 | 0.00403 | MV
N2XS(FL)2Y 1x120 RM/35 64/110 kV | 112 | 0.153 | 0.166 | 0.366 | cs | 120 | 0.00393 | HV
N2XS(FL)2Y 1x185 RM/35 64/110 kV | 125 | 0.099 | 0.156 | 0.457 | cs | 185 | 0.00393 | HV
N2XS(FL)2Y 1x240 RM/35 64/110 kV | 135 | 0.075 | 0.149 | 0.526 | cs | 240 | 0.00393 | HV
N2XS(FL)2Y 1x300 RM/35 64/110 kV | 144 | 0.06 | 0.144 | 0.588 | cs | 300 | 0.00393 | HV
15-AL1/3-ST1A 0.4 | 11 | 1.8769 | 0.35 | 0.105 | ol | 16 | 0.00403 | LV
24-AL1/4-ST1A 0.4 | 11.25 | 1.2012 | 0.335 | 0.14 | ol | 24 | 0.00403 | LV
48-AL1/8-ST1A 0.4 | 12.2 | 0.5939 | 0.3 | 0.21 | ol | 48 | 0.00403 | LV
94-AL1/15-ST1A 0.4 | 13.2 | 0.306 | 0.29 | 0.35 | ol | 94 | 0.00403 | LV
34-AL1/6-ST1A 10.0 | 9.7 | 0.8342 | 0.36 | 0.17 | ol | 34 | 0.00403 | MV
48-AL1/8-ST1A 10.0 | 10.1 | 0.5939 | 0.35 | 0.21 | ol | 48 | 0.00403 | MV
70-AL1/11-ST1A 10.0 | 10.4 | 0.4132 | 0.339 | 0.29 | ol | 70 | 0.00403 | MV
94-AL1/15-ST1A 10.0 | 10.75 | 0.306 | 0.33 | 0.35 | ol | 94 | 0.00403 | MV
122-AL1/20-ST1A 10.0 | 11.1 | 0.2376 | 0.323 | 0.41 | ol | 122 | 0.00403 | MV
149-AL1/24-ST1A 10.0 | 11.25 | 0.194 | 0.315 | 0.47 | ol | 149 | 0.00403 | MV
34-AL1/6-ST1A 20.0 | 9.15 | 0.8342 | 0.382 | 0.17 | ol | 34 | 0.00403 | MV
48-AL1/8-ST1A 20.0 | 9.5 | 0.5939 | 0.372 | 0.21 | ol | 48 | 0.00403 | MV
70-AL1/11-ST1A 20.0 | 9.7 | 0.4132 | 0.36 | 0.29 | ol | 70 | 0.00403 | MV
94-AL1/15-ST1A 20.0 | 10 | 0.306 | 0.35 | 0.35 | ol | 94 | 0.00403 | MV
122-AL1/20-ST1A 20.0 | 10.3 | 0.2376 | 0.344 | 0.41 | ol | 122 | 0.00403 | MV
149-AL1/24-ST1A 20.0 | 10.5 | 0.194 | 0.337 | 0.47 | ol | 149 | 0.00403 | MV
184-AL1/30-ST1A 20.0 | 10.75 | 0.1571 | 0.33 | 0.535 | ol | 184 | 0.00403 | MV
243-AL1/39-ST1A 20.0 | 11 | 0.1188 | 0.32 | 0.645 | ol | 243 | 0.00403 | MV
48-AL1/8-ST1A 110.0 | 8 | 0.5939 | 0.46 | 0.21 | ol | 48 | 0.00403 | HV
70-AL1/11-ST1A 110.0 | 8.4 | 0.4132 | 0.45 | 0.29 | ol | 70 | 0.00403 | HV
94-AL1/15-ST1A 110.0 | 8.65 | 0.306 | 0.44 | 0.35 | ol | 94 | 0.00403 | HV
122-AL1/20-ST1A 110.0 | 8.5 | 0.2376 | 0.43 | 0.41 | ol | 122 | 0.00403 | HV
149-AL1/24-ST1A 110.0 | 8.75 | 0.194 | 0.41 | 0.47 | ol | 149 | 0.00403 | HV
184-AL1/30-ST1A 110.0 | 8.8 | 0.1571 | 0.4 | 0.535 | ol | 184 | 0.00403 | HV
243-AL1/39-ST1A 110.0 | 9 | 0.1188 | 0.39 | 0.645 | ol | 243 | 0.00403 | HV
305-AL1/39-ST1A 110.0 | 9.2 | 0.0949 | 0.38 | 0.74 | ol | 305 | 0.00403 | HV
490-AL1/64-ST1A 110.0 | 9.75 | 0.059 | 0.37 | 0.96 | ol | 490 | 0.00403 | HV
679-AL1/86-ST1A 110.0 | 9.95 | 0.042 | 0.36 | 1.15 | ol | 679 | 0.00403 | HV
490-AL1/64-ST1A 220.0 | 10 | 0.059 | 0.285 | 0.96 | ol | 490 | 0.00403 | HV
679-AL1/86-ST1A 220.0 | 11.7 | 0.042 | 0.275 | 1.15 | ol | 679 | 0.00403 | HV
490-AL1/64-ST1A 380.0 | 11 | 0.059 | 0.253 | 0.96 | ol | 490 | 0.00403 | HV
679-AL1/86-ST1A 380.0 | 14.6 | 0.042 | 0.25 | 1.15 | ol | 679 | 0.00403 | HV

## trafo_std_types
| i0_percent | pfe_kw | vkr_percent | sn_mva | vn_lv_kv | vn_hv_kv | vk_percent | shift_degree | vector_group | tap_side | tap_neutral | tap_min | tap_max | tap_step_degree | tap_step_percent | tap_phase_shifter
160 MVA 380/110 kV | 0.06 | 60 | 0.25 | 160 | 110 | 380 | 12.2 | 0 | Yy0 | hv | 0 | -9 | 9 | 0 | 1.5 | FALSE
100 MVA 220/110 kV | 0.06 | 55 | 0.26 | 100 | 110 | 220 | 12 | 0 | Yy0 | hv | 0 | -9 | 9 | 0 | 1.5 | FALSE
63 MVA 110/20 kV | 0.04 | 22 | 0.32 | 63 | 20 | 110 | 18 | 150 | YNd5 | hv | 0 | -9 | 9 | 0 | 1.5 | FALSE
40 MVA 110/20 kV | 0.05 | 18 | 0.34 | 40 | 20 | 110 | 16.2 | 150 | YNd5 | hv | 0 | -9 | 9 | 0 | 1.5 | FALSE
25 MVA 110/20 kV | 0.07 | 14 | 0.41 | 25 | 20 | 110 | 12 | 150 | YNd5 | hv | 0 | -9 | 9 | 0 | 1.5 | FALSE
63 MVA 110/10 kV | 0.04 | 22 | 0.32 | 63 | 10 | 110 | 18 | 150 | YNd5 | hv | 0 | -9 | 9 | 0 | 1.5 | FALSE
40 MVA 110/10 kV | 0.05 | 18 | 0.34 | 40 | 10 | 110 | 16.2 | 150 | YNd5 | hv | 0 | -9 | 9 | 0 | 1.5 | FALSE
25 MVA 110/10 kV | 0.07 | 14 | 0.41 | 25 | 10 | 110 | 12 | 150 | YNd5 | hv | 0 | -9 | 9 | 0 | 1.5 | FALSE
0.25 MVA 20/0.4 kV | 0.32 | 0.8 | 1.44 | 0.25 | 0.4 | 20 | 6 | 150 | Yzn5 | hv | 0 | -2 | 2 | 0 | 2.5 | FALSE
0.4 MVA 20/0.4 kV | 0.3375 | 1.35 | 1.425 | 0.4 | 0.4 | 20 | 6 | 150 | Dyn5 | hv | 0 | -2 | 2 | 0 | 2.5 | FALSE
0.63 MVA 20/0.4 kV | 0.2619 | 1.65 | 1.206 | 0.63 | 0.4 | 20 | 6 | 150 | Dyn5 | hv | 0 | -2 | 2 | 0 | 2.5 | FALSE
0.25 MVA 10/0.4 kV | 0.24 | 0.6 | 1.2 | 0.25 | 0.4 | 10 | 4 | 150 | Dyn5 | hv | 0 | -2 | 2 | 0 | 2.5 | FALSE
0.4 MVA 10/0.4 kV | 0.2375 | 0.95 | 1.325 | 0.4 | 0.4 | 10 | 4 | 150 | Dyn5 | hv | 0 | -2 | 2 | 0 | 2.5 | FALSE
0.63 MVA 10/0.4 kV | 0.1873 | 1.18 | 1.0794 | 0.63 | 0.4 | 10 | 4 | 150 | Dyn5 | hv | 0 | -2 | 2 | 0 | 2.5 | FALSE

## trafo3w_std_types
| sn_hv_mva | sn_mv_mva | sn_lv_mva | vn_hv_kv | vn_mv_kv | vn_lv_kv | vk_hv_percent | vk_mv_percent | vk_lv_percent | vkr_hv_percent | vkr_mv_percent | vkr_lv_percent | pfe_kw | i0_percent | shift_mv_degree | shift_lv_degree | vector_group | tap_side | tap_neutral | tap_min | tap_max | tap_step_percent
63/25/38 MVA 110/20/10 kV | 63 | 25 | 38 | 110 | 20 | 10 | 10.4 | 10.4 | 10.4 | 0.28 | 0.32 | 0.35 | 35 | 0.89 | 0 | 0 | YN0yn0yn0 | hv | 0 | -10 | 10 | 1.2
63/25/38 MVA 110/10/10 kV | 63 | 25 | 38 | 110 | 10 | 10 | 10.4 | 10.4 | 10.4 | 0.28 | 0.32 | 0.35 | 35 | 0.89 | 0 | 0 | YN0yn0yn0 | hv | 0 | -10 | 10 | 1.2

## fuse_std_types
| fuse_type | i_rated_a | t_avg | t_min | t_total | x_avg | x_min | x_total
HV 100A | HV 100A | 100 | 0 | [10.0, 3.64, 0.854, 0.281, 0.1, 0.0531, 0.022, 0.01] | [10.0, 4.267, 1.21, 0.403, 0.1, 0.058, 0.022, 0.01] | 0 | [300.0, 350.0, 450.0, 550.0, 700.0, 850.0, 1200.0, 1752.0] | [600.0, 700.0, 900.0, 1150.0, 1665.0, 2000.0, 3000.0, 4313.0]
HV 10A | HV 10A | 10 | 0 | [10.0, 1675.0, 0.344, 0.156, 0.1, 0.0417, 0.0171, 0.01] | [10.0, 1.3, 0.3, 0.155, 0.1, 0.0555, 0.023, 0.01] | 0 | [30.0, 32.0, 35.0, 37.0, 39.0, 50.0, 70.0, 88.0] | [60.0, 70.0, 80.0, 87.0, 94.0, 110.0, 150.0, 216.0]
HV 125A | HV 125A | 125 | 0 | [10.0, 1.82, 0.344, 0.1, 0.0467, 0.0269, 0.01] | [10.0, 2.478, 0.426, 0.1, 0.0427, 0.0211, 0.01] | 0 | [375.0, 500.0, 700.0, 925.0, 1200.0, 1500.0, 2341.0] | [750.0, 1000.0, 1500.0, 2200.0, 3000.0, 4000.0, 5765.0]
HV 160A | HV 160A | 160 | 0 | [10.0, 4.15, 1.03, 0.198, 0.1, 0.051, 0.0172, 0.01] | [10.0, 2.3, 0.734, 0.274, 0.1, 0.046, 0.0177, 0.01] | 0 | [480.0, 550.0, 700.0, 1000.0, 1260.0, 1600.0, 2500.0, 3227.0] | [960.0, 1300.0, 1700.0, 2200.0, 2996.0, 4000.0, 6000.0, 7946.0]
HV 16A | HV 16A | 16 | 0 | [10.0, 0.352, 0.164, 0.1, 0.0649, 0.0342, 0.01] | [10.0, 2.34, 0.722, 0.181, 0.1, 0.055, 0.0296, 0.01] | 0 | [48.0, 60.0, 65.0, 71.0, 80.0, 100.0, 162.0] | [96.0, 110.0, 125.0, 150.0, 168.0, 200.0, 250.0, 398.0]
HV 200A | HV 200A | 200 | 0 | [10.0, 4.267, 1.21, 0.403, 0.1, 0.058, 0.022, 0.01] | [10.0, 3.73, 1.654, 0.328, 0.1, 0.0531, 0.019, 0.01] | 0 | [600.0, 700.0, 900.0, 1150.0, 1665.0, 2000.0, 3000.0, 4313.0] | [1200.0, 1500.0, 1800.0, 2700.0, 3960.0, 5000.0, 7500.0, 10620.0]
HV 20A | HV 20A | 20 | 0 | [10.0, 1.3, 0.3, 0.155, 0.1, 0.0555, 0.023, 0.01] | [10.0, 1.3, 0.161, 0.1, 0.0611, 0.0399, 0.0141, 0.01] | 0 | [60.0, 70.0, 80.0, 87.0, 94.0, 110.0, 150.0, 216.0] | [120.0, 150.0, 200.0, 223.0, 260.0, 300.0, 450.0, 532.0]
HV 25A | HV 25A | 25 | 0 | [10.0, 2.512, 0.833, 0.299, 0.1, 0.0372, 0.0223, 0.01] | [10.0, 3.125, 0.597, 0.198, 0.1, 0.0378, 0.022, 0.01] | 0 | [75.0, 82.0, 90.0, 100.0, 124.0, 170.0, 200.0, 289.0] | [150.0, 170.0, 210.0, 250.0, 294.0, 400.0, 500.0, 711.0]
HV 31.5A | HV 31.5A | 31.5 | 0 | [10.0, 2.34, 0.722, 0.181, 0.1, 0.055, 0.0296, 0.01] | [10.0, 2.84, 0.368, 0.164, 0.1, 0.0621, 0.0378, 0.0195, 0.01] | 0 | [95.0, 110.0, 125.0, 150.0, 165.0, 200.0, 250.0, 390.0] | [189.0, 220.0, 300.0, 350.0, 393.0, 450.0, 530.0, 700.0, 960.0]
HV 40A | HV 40A | 40 | 0 | [10.0, 1.3, 0.161, 0.1, 0.0611, 0.0399, 0.0141, 0.01] | [10.0, 2.05, 0.369, 0.198, 0.1, 0.051, 0.0298, 0.01] | 0 | [120.0, 150.0, 200.0, 223.0, 260.0, 300.0, 450.0, 532.0] | [240.0, 300.0, 400.0, 450.0, 530.0, 650.0, 800.0, 1311.0]
HV 50A | HV 50A | 50 | 0 | [10.0, 3.215, 0.597, 0.198, 0.1, 0.0378, 0.022, 0.01] | [10.0, 3.64, 0.854, 0.281, 0.1, 0.0531, 0.022, 0.01] | 0 | [150.0, 170.0, 210.0, 250.0, 294.0, 400.0, 500.0, 711.0] | [300.0, 350.0, 450.0, 550.0, 700.0, 850.0, 1200.0, 1752.0]
HV 6.3A | HV 6.3A | 6.3 | 0 | [10.0, 1.39, 0.344, 0.168, 0.1, 0.056, 0.0263, 0.01] | [10.0, 1.711, 0.516, 0.198, 0.1, 0.0634, 0.0303, 0.01] | 0 | [19.0, 19.5, 20.4, 20.8, 22.0, 25.0, 32.0, 48.0] | [38.0, 40.0, 43.0, 48.0, 53.0, 60.0, 75.0, 118.0]
HV 63A | HV 63A | 63 | 0 | [10.0, 2.84, 0.368, 0.164, 0.1, 0.0621, 0.0378, 0.0195, 0.01] | [10.0, 1.82, 0.344, 0.1, 0.0467, 0.0269, 0.01] | 0 | [189.0, 220.0, 300.0, 350.0, 393.0, 450.0, 530.0, 700.0, 961.0] | [378.0, 500.0, 700.0, 934.0, 1200.0, 1500.0, 2366.0]
HV 80A | HV 80A | 80 | 0 | [10.0, 2.05, 0.369, 0.198, 0.1, 0.051, 0.0298, 0.01] | [10.0, 4.15, 1.03, 0.198, 0.1, 0.051, 0.0172, 0.01] | 0 | [240.0, 300.0, 400.0, 450.0, 530.0, 650.0, 800.0, 1311.0] | [480.0, 550.0, 700.0, 1000.0, 1260.0, 1600.0, 2500.0, 3227.0]
Siemens NH-1-100 | Siemens NH-1-100 | 100 | [5400.0, 2000.0, 400.0, 20.0, 1.0, 0.2, 0.012, 0.004] | 0 | 0 | [150.0, 190.0, 250.0, 430.0, 900.0, 1250.0, 2700.0, 3600.0] | 0 | 0
Siemens NH-1-125 | Siemens NH-1-125 | 125 | [4800.0, 120.0, 7.0, 0.1, 0.004] | 0 | 0 | [180.0, 400.0, 740.0, 2000.0, 4250.0] | 0 | 0
Siemens NH-1-16 | Siemens NH-1-16 | 16 | [4000.0, 400.0, 2.0, 0.1, 0.04, 0.01] | 0 | 0 | [26.0, 35.0, 75.0, 150.0, 200.0, 300.0] | 0 | 0
Siemens NH-1-160 | Siemens NH-1-160 | 160 | [4800.0, 120.0, 7.0, 0.1, 0.004] | 0 | 0 | [210.0, 500.0, 900.0, 2300.0, 5000.0] | 0 | 0
Siemens NH-1-25 | Siemens NH-1-25 | 25 | [4000.0, 1000.0, 10.0, 0.2, 0.02, 0.01] | 0 | 0 | [40.0, 50.0, 100.0, 210.0, 400.0, 500.0] | 0 | 0
Siemens NH-1-50 | Siemens NH-1-50 | 50 | [4000.0, 40.0, 4.0, 1.0, 0.02, 0.01] | 0 | 0 | [86.0, 200.0, 300.0, 400.0, 1000.0, 1280.0] | 0 | 0
Siemens NH-1-63 | Siemens NH-1-63 | 63 | [4000.0, 100.0, 10.0, 2.0, 0.04, 0.01] | 0 | 0 | [100.0, 200.0, 300.0, 400.0, 1000.0, 1500.0] | 0 | 0
Siemens NH-1-80 | Siemens NH-1-80 | 80 | [4800.0, 120.0, 7.0, 0.1, 0.01] | 0 | 0 | [150.58, 250.0, 450.0, 1150.0, 2470.0] | 0 | 0
Siemens NH-2-1000 | Siemens NH-2-1000 | 1000 | [4800.0, 120.0, 7.0, 0.1, 0.004] | 0 | 0 | [1900.0, 3500.0, 8400.0, 24000.0, 52000.0] | 0 | 0
Siemens NH-2-200 | Siemens NH-2-200 | 200 | [4800.0, 120.0, 7.0, 0.1, 0.004] | 0 | 0 | [280.0, 650.0, 1200.0, 3000.0, 7000.0] | 0 | 0
Siemens NH-2-224 | Siemens NH-2-224 | 224 | [4800.0, 120.0, 7.0, 0.2, 0.04, 0.004] | 0 | 0 | [400.0, 750.0, 1453.0, 3025.0, 4315.0, 7600.0] | 0 | 0
Siemens NH-2-250 | Siemens NH-2-250 | 250 | [4800.0, 120.0, 7.0, 0.1, 0.004] | 0 | 0 | [450.0, 800.0, 1650.0, 4000.0, 8500.0] | 0 | 0
Siemens NH-2-315 | Siemens NH-2-315 | 315 | [4800.0, 120.0, 7.0, 0.1, 0.004] | 0 | 0 | [550.0, 920.0, 1900.0, 5000.0, 11000.0] | 0 | 0
Siemens NH-2-355 | Siemens NH-2-355 | 355 | [4800.0, 120.0, 6.0, 0.1, 0.004] | 0 | 0 | [650.0, 1116.27, 2350.0, 5840.0, 12790.0] | 0 | 0
Siemens NH-2-400 | Siemens NH-2-400 | 400 | [4800.0, 120.0, 7.0, 0.1, 0.004] | 0 | 0 | [720.0, 1350.0, 2800.0, 6500.0, 15000.0] | 0 | 0
Siemens NH-2-425 | Siemens NH-2-425 | 425 | [4800.0, 120.0, 7.0, 0.1, 0.004] | 0 | 0 | [850.0, 1500.0, 3050.0, 7500.0, 16500.0] | 0 | 0
Siemens NH-2-630 | Siemens NH-2-630 | 630 | [4800.0, 120.0, 7.0, 0.1, 0.004] | 0 | 0 | [1200.0, 2000.0, 4800.0, 12000.0, 26000.0] | 0 | 0

## dtypes
| element | column | dtype
0 | bus | name | object
1 | bus | vn_kv | float64
2 | bus | type | object
3 | bus | zone | object
4 | bus | in_service | bool
5 | load | name | object
6 | load | bus | uint32
7 | load | p_mw | float64
8 | load | q_mvar | float64
9 | load | const_z_percent | float64
10 | load | const_i_percent | float64
11 | load | sn_mva | float64
12 | load | scaling | float64
13 | load | in_service | bool
14 | load | type | object
15 | ext_grid | name | object
16 | ext_grid | bus | uint32
17 | ext_grid | vm_pu | float64
18 | ext_grid | va_degree | float64
19 | ext_grid | slack_weight | float64
20 | ext_grid | in_service | bool
21 | line | name | object
22 | line | std_type | object
23 | line | from_bus | uint32
24 | line | to_bus | uint32
25 | line | length_km | float64
26 | line | r_ohm_per_km | float64
27 | line | x_ohm_per_km | float64
28 | line | c_nf_per_km | float64
29 | line | g_us_per_km | float64
30 | line | max_i_ka | float64
31 | line | df | float64
32 | line | parallel | uint32
33 | line | type | object
34 | line | in_service | bool
35 | trafo | name | object
36 | trafo | std_type | object
37 | trafo | hv_bus | uint32
38 | trafo | lv_bus | uint32
39 | trafo | sn_mva | float64
40 | trafo | vn_hv_kv | float64
41 | trafo | vn_lv_kv | float64
42 | trafo | vk_percent | float64
43 | trafo | vkr_percent | float64
44 | trafo | pfe_kw | float64
45 | trafo | i0_percent | float64
46 | trafo | shift_degree | float64
47 | trafo | tap_side | object
48 | trafo | tap_neutral | int32
49 | trafo | tap_min | int32
50 | trafo | tap_max | int32
51 | trafo | tap_step_percent | float64
52 | trafo | tap_step_degree | float64
53 | trafo | tap_pos | int32
54 | trafo | tap_phase_shifter | bool
55 | trafo | parallel | uint32
56 | trafo | df | float64
57 | trafo | in_service | bool
58 | line_geodata | coords | object
59 | bus_geodata | x | float64
60 | bus_geodata | y | float64
61 | bus_geodata | coords | object

## parameters
| version | format_version | converged | OPF_converged | name | f_hz | sn_mva
0 | 2.14.6 | 2.14.0 | FALSE | FALSE |  | 50 | 1