## bus
| name | vn_kv | type | zone | in_service
0 | bus_LV_4001-65_0_6_node_0 | 0.4 | n |  | TRUE
1 | bus_LV_4001-65_0_6_node_1 | 0.4 | n |  | TRUE
2 | bus_LV_4001-65_0_6_node_28 | 0.4 | n |  | TRUE
3 | bus_LV_4001-65_0_6_node_29 | 0.4 | n |  | TRUE
4 | bus_LV_4001-65_0_6_node_6 | 0.4 | n |  | TRUE
5 | bus_LV_4001-65_0_6_node_3 | 0.4 | n |  | TRUE
6 | bus_LV_4001-65_0_6_node_4 | 0.4 | n |  | TRUE
7 | bus_LV_4001-65_0_6_node_5 | 0.4 | n |  | TRUE
8 | bus_LV_4001-65_0_6_node_7 | 0.4 | n |  | TRUE
9 | bus_LV_4001-65_0_6_node_8 | 0.4 | n |  | TRUE
10 | bus_LV_4001-65_0_6_node_31 | 0.4 | n |  | TRUE
11 | bus_LV_4001-65_0_6_node_14 | 0.4 | n |  | TRUE
12 | bus_LV_4001-65_0_6_node_35 | 0.4 | n |  | TRUE
13 | bus_LV_4001-65_0_6_node_12 | 0.4 | n |  | TRUE
14 | bus_LV_4001-65_0_6_node_10 | 0.4 | n |  | TRUE
15 | bus_LV_4001-65_0_6_node_11 | 0.4 | n |  | TRUE
16 | bus_LV_4001-65_0_6_node_13 | 0.4 | n |  | TRUE
17 | bus_LV_4001-65_0_6_node_24 | 0.4 | n |  | TRUE
18 | bus_LV_4001-65_0_6_node_25 | 0.4 | n |  | TRUE
19 | bus_LV_4001-65_0_6_node_26 | 0.4 | n |  | TRUE
20 | bus_LV_4001-65_0_6_node_15 | 0.4 | n |  | TRUE
21 | bus_LV_4001-65_0_6_node_16 | 0.4 | n |  | TRUE
22 | bus_LV_4001-65_0_6_node_17 | 0.4 | n |  | TRUE
23 | bus_LV_4001-65_0_6_node_18 | 0.4 | n |  | TRUE
24 | bus_LV_4001-65_0_6_node_19 | 0.4 | n |  | TRUE
25 | bus_LV_4001-65_0_6_node_34 | 0.4 | n |  | TRUE
26 | bus_LV_4001-65_0_6_node_36 | 0.4 | n |  | TRUE
27 | bus_LV_4001-65_0_6_node_33 | 0.4 | n |  | TRUE
28 | bus_LV_4001-65_0_6_node_20 | 0.4 | n |  | TRUE
29 | bus_LV_4001-65_0_6_node_21 | 0.4 | n |  | TRUE
30 | bus_LV_4001-65_0_6_node_23 | 0.4 | n |  | TRUE
31 | bus_LV_4001-65_0_6_node_38 | 0.4 | n |  | TRUE
32 | bus_LV_4001-65_0_6_node_30 | 0.4 | n |  | TRUE
33 | bus_LV_4001-65_0_6_node_40 | 0.4 | n |  | TRUE
34 | bus_LV_4001-65_0_6_node_32 | 0.4 | n |  | TRUE
35 | bus_LV_4001-65_0_6_node_92 | 0.4 | n |  | TRUE
36 | bus_LV_4001-65_0_6_node_93 | 0.4 | n |  | TRUE
37 | bus_LV_4001-65_0_6_node_164 | 0.4 | n |  | TRUE
38 | bus_LV_4001-65_0_6_node_80 | 0.4 | n |  | TRUE
39 | bus_LV_4001-65_0_6_node_37 | 0.4 | n |  | TRUE
40 | bus_LV_4001-65_0_6_node_77 | 0.4 | n |  | TRUE
41 | bus_LV_4001-65_0_6_node_81 | 0.4 | n |  | TRUE
42 | bus_LV_4001-65_0_6_node_49 | 0.4 | n |  | TRUE
43 | bus_LV_4001-65_0_6_node_78 | 0.4 | n |  | TRUE
44 | bus_LV_4001-65_0_6_node_39 | 0.4 | n |  | TRUE
45 | bus_LV_4001-65_0_6_node_41 | 0.4 | n |  | TRUE
46 | bus_LV_4001-65_0_6_node_42 | 0.4 | n |  | TRUE
47 | bus_LV_4001-65_0_6_node_43 | 0.4 | n |  | TRUE
48 | bus_LV_4001-65_0_6_node_44 | 0.4 | n |  | TRUE
49 | bus_LV_4001-65_0_6_node_51 | 0.4 | n |  | TRUE
50 | bus_LV_4001-65_0_6_node_50 | 0.4 | n |  | TRUE
51 | bus_LV_4001-65_0_6_node_45 | 0.4 | n |  | TRUE
52 | bus_LV_4001-65_0_6_node_46 | 0.4 | n |  | TRUE
53 | bus_LV_4001-65_0_6_node_47 | 0.4 | n |  | TRUE
54 | bus_LV_4001-65_0_6_node_48 | 0.4 | n |  | TRUE
55 | bus_LV_4001-65_0_6_node_105 | 0.4 | n |  | TRUE
56 | bus_LV_4001-65_0_6_node_122 | 0.4 | n |  | TRUE
57 | bus_LV_4001-65_0_6_node_106 | 0.4 | n |  | TRUE
58 | bus_LV_4001-65_0_6_node_107 | 0.4 | n |  | TRUE
59 | bus_LV_4001-65_0_6_node_100 | 0.4 | n |  | TRUE
60 | bus_LV_4001-65_0_6_node_123 | 0.4 | n |  | TRUE
61 | bus_LV_4001-65_0_6_node_120 | 0.4 | n |  | TRUE
62 | bus_LV_4001-65_0_6_node_52 | 0.4 | n |  | TRUE
63 | bus_LV_4001-65_0_6_node_53 | 0.4 | n |  | TRUE
64 | bus_LV_4001-65_0_6_node_54 | 0.4 | n |  | TRUE
65 | bus_LV_4001-65_0_6_node_55 | 0.4 | n |  | TRUE
66 | bus_LV_4001-65_0_6_node_56 | 0.4 | n |  | TRUE
67 | bus_LV_4001-65_0_6_node_180 | 0.4 | n |  | TRUE
68 | bus_LV_4001-65_0_6_node_173 | 0.4 | n |  | TRUE
69 | bus_LV_4001-65_0_6_node_60 | 0.4 | n |  | TRUE
70 | bus_LV_4001-65_0_6_node_57 | 0.4 | n |  | TRUE
71 | bus_LV_4001-65_0_6_node_58 | 0.4 | n |  | TRUE
72 | bus_LV_4001-65_0_6_node_150 | 0.4 | n |  | TRUE
73 | bus_LV_4001-65_0_6_node_148 | 0.4 | n |  | TRUE
74 | bus_LV_4001-65_0_6_node_59 | 0.4 | n |  | TRUE
75 | bus_LV_4001-65_0_6_node_172 | 0.4 | n |  | TRUE
76 | bus_LV_4001-65_0_6_node_129 | 0.4 | n |  | TRUE
77 | bus_LV_4001-65_0_6_node_63 | 0.4 | n |  | TRUE
78 | bus_LV_4001-65_0_6_node_62 | 0.4 | n |  | TRUE
79 | bus_LV_4001-65_0_6_node_64 | 0.4 | n |  | TRUE
80 | bus_LV_4001-65_0_6_node_61 | 0.4 | n |  | TRUE
81 | bus_LV_4001-65_0_6_node_65 | 0.4 | n |  | TRUE
82 | bus_LV_4001-65_0_6_node_66 | 0.4 | n |  | TRUE
83 | bus_LV_4001-65_0_6_node_67 | 0.4 | n |  | TRUE
84 | bus_LV_4001-65_0_6_node_96 | 0.4 | n |  | TRUE
85 | bus_LV_4001-65_0_6_node_68 | 0.4 | n |  | TRUE
86 | bus_LV_4001-65_0_6_node_95 | 0.4 | n |  | TRUE
87 | bus_LV_4001-65_0_6_node_69 | 0.4 | n |  | TRUE
88 | bus_LV_4001-65_0_6_node_71 | 0.4 | n |  | TRUE
89 | bus_LV_4001-65_0_6_node_171 | 0.4 | n |  | TRUE
90 | bus_LV_4001-65_0_6_node_165 | 0.4 | n |  | TRUE
91 | bus_LV_4001-65_0_6_node_72 | 0.4 | n |  | TRUE
92 | bus_LV_4001-65_0_6_node_73 | 0.4 | n |  | TRUE
93 | bus_LV_4001-65_0_6_node_74 | 0.4 | n |  | TRUE
94 | bus_LV_4001-65_0_6_node_75 | 0.4 | n |  | TRUE
95 | bus_LV_4001-65_0_6_node_76 | 0.4 | n |  | TRUE
96 | bus_LV_4001-65_0_6_node_121 | 0.4 | n |  | TRUE
97 | bus_LV_4001-65_0_6_node_162 | 0.4 | n |  | TRUE
98 | bus_LV_4001-65_0_6_node_158 | 0.4 | n |  | TRUE
99 | bus_LV_4001-65_0_6_node_163 | 0.4 | n |  | TRUE
100 | bus_LV_4001-65_0_6_node_79 | 0.4 | n |  | TRUE
101 | bus_LV_4001-65_0_6_node_112 | 0.4 | n |  | TRUE
102 | bus_LV_4001-65_0_6_node_110 | 0.4 | n |  | TRUE
103 | bus_LV_4001-65_0_6_node_82 | 0.4 | n |  | TRUE
104 | bus_LV_4001-65_0_6_node_83 | 0.4 | n |  | TRUE
105 | bus_LV_4001-65_0_6_node_84 | 0.4 | n |  | TRUE
106 | bus_LV_4001-65_0_6_node_85 | 0.4 | n |  | TRUE
107 | bus_LV_4001-65_0_6_node_86 | 0.4 | n |  | TRUE
108 | bus_LV_4001-65_0_6_node_139 | 0.4 | n |  | TRUE
109 | bus_LV_4001-65_0_6_node_102 | 0.4 | n |  | TRUE
110 | bus_LV_4001-65_0_6_node_152 | 0.4 | n |  | TRUE
111 | bus_LV_4001-65_0_6_node_103 | 0.4 | n |  | TRUE
112 | bus_LV_4001-65_0_6_node_87 | 0.4 | n |  | TRUE
113 | bus_LV_4001-65_0_6_node_88 | 0.4 | n |  | TRUE
114 | bus_LV_4001-65_0_6_node_89 | 0.4 | n |  | TRUE
115 | bus_LV_4001-65_0_6_node_90 | 0.4 | n |  | TRUE
116 | bus_LV_4001-65_0_6_node_91 | 0.4 | n |  | TRUE
117 | bus_LV_4001-65_0_6_node_94 | 0.4 | n |  | TRUE
118 | bus_LV_4001-65_0_6_node_118 | 0.4 | n |  | TRUE
119 | bus_LV_4001-65_0_6_node_128 | 0.4 | n |  | TRUE
120 | bus_LV_4001-65_0_6_node_133 | 0.4 | n |  | TRUE
121 | bus_LV_4001-65_0_6_node_126 | 0.4 | n |  | TRUE
122 | bus_LV_4001-65_0_6_node_117 | 0.4 | n |  | TRUE
123 | bus_LV_4001-65_0_6_node_97 | 0.4 | n |  | TRUE
124 | bus_LV_4001-65_0_6_node_98 | 0.4 | n |  | TRUE
125 | bus_LV_4001-65_0_6_node_99 | 0.4 | n |  | TRUE
126 | bus_LV_4001-65_0_6_node_101 | 0.4 | n |  | TRUE
127 | bus_LV_4001-65_0_6_node_130 | 0.4 | n |  | TRUE
128 | bus_LV_4001-65_0_6_node_143 | 0.4 | n |  | TRUE
129 | bus_LV_4001-65_0_6_node_144 | 0.4 | n |  | TRUE
130 | bus_LV_4001-65_0_6_node_131 | 0.4 | n |  | TRUE
131 | bus_LV_4001-65_0_6_node_104 | 0.4 | n |  | TRUE
132 | bus_LV_4001-65_0_6_node_154 | 0.4 | n |  | TRUE
133 | bus_LV_4001-65_0_6_node_179 | 0.4 | n |  | TRUE
134 | bus_LV_4001-65_0_6_node_114 | 0.4 | n |  | TRUE
135 | bus_LV_4001-65_0_6_node_151 | 0.4 | n |  | TRUE
136 | bus_LV_4001-65_0_6_node_113 | 0.4 | n |  | TRUE
137 | bus_LV_4001-65_0_6_node_108 | 0.4 | n |  | TRUE
138 | bus_LV_4001-65_0_6_node_109 | 0.4 | n |  | TRUE
139 | bus_LV_4001-65_0_6_node_111 | 0.4 | n |  | TRUE
140 | bus_LV_4001-65_0_6_node_138 | 0.4 | n |  | TRUE
141 | bus_LV_4001-65_0_6_node_136 | 0.4 | n |  | TRUE
142 | bus_LV_4001-65_0_6_node_116 | 0.4 | n |  | TRUE
143 | bus_LV_4001-65_0_6_node_119 | 0.4 | n |  | TRUE
144 | bus_LV_4001-65_0_6_node_159 | 0.4 | n |  | TRUE
145 | bus_LV_4001-65_0_6_node_124 | 0.4 | n |  | TRUE
146 | bus_LV_4001-65_0_6_node_125 | 0.4 | n |  | TRUE
147 | bus_LV_4001-65_0_6_node_127 | 0.4 | n |  | TRUE
148 | bus_LV_4001-65_0_6_node_137 | 0.4 | n |  | TRUE
149 | bus_LV_4001-65_0_6_node_170 | 0.4 | n |  | TRUE
150 | bus_LV_4001-65_0_6_node_134 | 0.4 | n |  | TRUE
151 | bus_LV_4001-65_0_6_node_132 | 0.4 | n |  | TRUE
152 | bus_LV_4001-65_0_6_node_142 | 0.4 | n |  | TRUE
153 | bus_LV_4001-65_0_6_node_141 | 0.4 | n |  | TRUE
154 | bus_LV_4001-65_0_6_node_169 | 0.4 | n |  | TRUE
155 | bus_LV_4001-65_0_6_node_135 | 0.4 | n |  | TRUE
156 | bus_LV_4001-65_0_6_node_140 | 0.4 | n |  | TRUE
157 | bus_LV_4001-65_0_6_node_181 | 0.4 | n |  | TRUE
158 | bus_LV_4001-65_0_6_node_167 | 0.4 | n |  | TRUE
159 | bus_LV_4001-65_0_6_node_145 | 0.4 | n |  | TRUE
160 | bus_LV_4001-65_0_6_node_155 | 0.4 | n |  | TRUE
161 | bus_LV_4001-65_0_6_node_156 | 0.4 | n |  | TRUE
162 | bus_LV_4001-65_0_6_node_157 | 0.4 | n |  | TRUE
163 | bus_LV_4001-65_0_6_node_146 | 0.4 | n |  | TRUE
164 | bus_LV_4001-65_0_6_node_147 | 0.4 | n |  | TRUE
165 | bus_LV_4001-65_0_6_node_149 | 0.4 | n |  | TRUE
166 | bus_LV_4001-65_0_6_node_178 | 0.4 | n |  | TRUE
167 | bus_LV_4001-65_0_6_node_177 | 0.4 | n |  | TRUE
168 | bus_LV_4001-65_0_6_node_176 | 0.4 | n |  | TRUE
169 | bus_LV_4001-65_0_6_node_175 | 0.4 | n |  | TRUE
170 | bus_LV_4001-65_0_6_node_168 | 0.4 | n |  | TRUE
171 | bus_LV_4001-65_0_6_node_174 | 0.4 | n |  | TRUE
172 | bus_LV_4001-65_0_6_node_166 | 0.4 | n |  | TRUE
173 | bus_LV_4001-65_0_6_node_161 | 0.4 | n |  | TRUE
174 | bus_MV_301_1_node_55 | 20 | n |  | TRUE

## load
| name | bus | p_mw | q_mvar | const_z_percent | const_i_percent | sn_mva | scaling | in_service | type
0 | LV_4001-65_0_6_load_0 | 0 | 0.003617 | 0.00090651 | 0 | 0 |  | 1 | TRUE | wye
1 | LV_4001-65_0_6_load_1 | 1 | 0.0040173 | 0.0010068 | 0 | 0 |  | 1 | TRUE | wye
2 | LV_4001-65_0_6_load_28 | 2 | 0.0013931 | 0.00034915 | 0 | 0 |  | 1 | TRUE | wye
3 | LV_4001-65_0_6_load_29 | 3 | 0.0013025 | 0.00032643 | 0 | 0 |  | 1 | TRUE | wye
4 | LV_4001-65_0_6_load_3 | 5 | 0.0019679 | 0.00049321 | 0 | 0 |  | 1 | TRUE | wye
5 | LV_4001-65_0_6_load_4 | 6 | 0.0023789 | 0.0005962 | 0 | 0 |  | 1 | TRUE | wye
6 | LV_4001-65_0_6_load_7 | 8 | 0.0022579 | 0.00056589 | 0 | 0 |  | 1 | TRUE | wye
7 | LV_4001-65_0_6_load_8 | 9 | 0.0019151 | 0.00047998 | 0 | 0 |  | 1 | TRUE | wye
8 | LV_4001-65_0_6_load_31 | 10 | 0.0019352 | 0.00048501 | 0 | 0 |  | 1 | TRUE | wye
9 | LV_4001-65_0_6_load_14 | 11 | 0.0016879 | 0.00042303 | 0 | 0 |  | 1 | TRUE | wye
10 | LV_4001-65_0_6_load_35 | 12 | 0.0015051 | 0.00037722 | 0 | 0 |  | 1 | TRUE | wye
11 | LV_4001-65_0_6_load_10 | 14 | 0.0015022 | 0.00037649 | 0 | 0 |  | 1 | TRUE | wye
12 | LV_4001-65_0_6_load_11 | 15 | 0.0019379 | 0.00048567 | 0 | 0 |  | 1 | TRUE | wye
13 | LV_4001-65_0_6_load_13 | 16 | 0.0012409 | 0.00031099 | 0 | 0 |  | 1 | TRUE | wye
14 | LV_4001-65_0_6_load_25 | 18 | 0.0019402 | 0.00048626 | 0 | 0 |  | 1 | TRUE | wye
15 | LV_4001-65_0_6_load_15 | 20 | 0.00084431 | 0.00021161 | 0 | 0 |  | 1 | TRUE | wye
16 | LV_4001-65_0_6_load_16 | 21 | 0.0017785 | 0.00044573 | 0 | 0 |  | 1 | TRUE | wye
17 | LV_4001-65_0_6_load_17 | 22 | 0.0026716 | 0.00066957 | 0 | 0 |  | 1 | TRUE | wye
18 | LV_4001-65_0_6_load_18 | 23 | 0.0010266 | 0.00025728 | 0 | 0 |  | 1 | TRUE | wye
19 | LV_4001-65_0_6_load_19 | 24 | 0.0012769 | 0.00032003 | 0 | 0 |  | 1 | TRUE | wye
20 | LV_4001-65_0_6_load_34 | 25 | 0.0012081 | 0.00030278 | 0 | 0 |  | 1 | TRUE | wye
21 | LV_4001-65_0_6_load_36 | 26 | 0.0017368 | 0.00043527 | 0 | 0 |  | 1 | TRUE | wye
22 | LV_4001-65_0_6_load_20 | 28 | 0.001823 | 0.00045689 | 0 | 0 |  | 1 | TRUE | wye
23 | LV_4001-65_0_6_load_38 | 31 | 0.0014508 | 0.00036361 | 0 | 0 |  | 1 | TRUE | wye
24 | LV_4001-65_0_6_load_30 | 32 | 0.0016761 | 0.00042007 | 0 | 0 |  | 1 | TRUE | wye
25 | LV_4001-65_0_6_load_40 | 33 | 0.0010569 | 0.00026488 | 0 | 0 |  | 1 | TRUE | wye
26 | LV_4001-65_0_6_load_32 | 34 | 0.0020028 | 0.00050194 | 0 | 0 |  | 1 | TRUE | wye
27 | LV_4001-65_0_6_load_92 | 35 | 0.0021067 | 0.00052799 | 0 | 0 |  | 1 | TRUE | wye
28 | LV_4001-65_0_6_load_93 | 36 | 0.0015632 | 0.00039178 | 0 | 0 |  | 1 | TRUE | wye
29 | LV_4001-65_0_6_load_164 | 37 | 0.0013437 | 0.00033677 | 0 | 0 |  | 1 | TRUE | wye
30 | LV_4001-65_0_6_load_80 | 38 | 0.002572 | 0.0006446 | 0 | 0 |  | 1 | TRUE | wye
31 | LV_4001-65_0_6_load_77 | 40 | 0.00178 | 0.00044611 | 0 | 0 |  | 1 | TRUE | wye
32 | LV_4001-65_0_6_load_81 | 41 | 0.0032238 | 0.00080796 | 0 | 0 |  | 1 | TRUE | wye
33 | LV_4001-65_0_6_load_78 | 43 | 0.0034849 | 0.00087339 | 0 | 0 |  | 1 | TRUE | wye
34 | LV_4001-65_0_6_load_39 | 44 | 0.0010485 | 0.00026279 | 0 | 0 |  | 1 | TRUE | wye
35 | LV_4001-65_0_6_load_41 | 45 | 0.0012465 | 0.00031241 | 0 | 0 |  | 1 | TRUE | wye
36 | LV_4001-65_0_6_load_42 | 46 | 0.00095047 | 0.00023821 | 0 | 0 |  | 1 | TRUE | wye
37 | LV_4001-65_0_6_load_43 | 47 | 0.0011013 | 0.00027602 | 0 | 0 |  | 1 | TRUE | wye
38 | LV_4001-65_0_6_load_44 | 48 | 0.00092297 | 0.00023132 | 0 | 0 |  | 1 | TRUE | wye
39 | LV_4001-65_0_6_load_51 | 49 | 0.0018391 | 0.00046093 | 0 | 0 |  | 1 | TRUE | wye
40 | LV_4001-65_0_6_load_50 | 50 | 0.00081642 | 0.00020461 | 0 | 0 |  | 1 | TRUE | wye
41 | LV_4001-65_0_6_load_45 | 51 | 0.0011073 | 0.00027751 | 0 | 0 |  | 1 | TRUE | wye
42 | LV_4001-65_0_6_load_47 | 53 | 0.0021848 | 0.00054756 | 0 | 0 |  | 1 | TRUE | wye
43 | LV_4001-65_0_6_load_48 | 54 | 0.0012436 | 0.00031169 | 0 | 0 |  | 1 | TRUE | wye
44 | LV_4001-65_0_6_load_122 | 56 | 0.0018232 | 0.00045693 | 0 | 0 |  | 1 | TRUE | wye
45 | LV_4001-65_0_6_load_106 | 57 | 0.001161 | 0.00029099 | 0 | 0 |  | 1 | TRUE | wye
46 | LV_4001-65_0_6_load_107 | 58 | 0.0010926 | 0.00027383 | 0 | 0 |  | 1 | TRUE | wye
47 | LV_4001-65_0_6_load_123 | 60 | 0.0018629 | 0.00046689 | 0 | 0 |  | 1 | TRUE | wye
48 | LV_4001-65_0_6_load_120 | 61 | 0.0030056 | 0.00075327 | 0 | 0 |  | 1 | TRUE | wye
49 | LV_4001-65_0_6_load_52 | 62 | 0.0035986 | 0.00090188 | 0 | 0 |  | 1 | TRUE | wye
50 | LV_4001-65_0_6_load_53 | 63 | 0.0018755 | 0.00047004 | 0 | 0 |  | 1 | TRUE | wye
51 | LV_4001-65_0_6_load_56 | 66 | 0.0031709 | 0.00079471 | 0 | 0 |  | 1 | TRUE | wye
52 | LV_4001-65_0_6_load_180 | 67 | 0.0050782 | 0.0012727 | 0 | 0 |  | 1 | TRUE | wye
53 | LV_4001-65_0_6_load_60 | 69 | 0.0020715 | 0.00051917 | 0 | 0 |  | 1 | TRUE | wye
54 | LV_4001-65_0_6_load_57 | 70 | 0.0021865 | 0.00054799 | 0 | 0 |  | 1 | TRUE | wye
55 | LV_4001-65_0_6_load_58 | 71 | 0.0024921 | 0.00062459 | 0 | 0 |  | 1 | TRUE | wye
56 | LV_4001-65_0_6_load_150 | 72 | 0.0032029 | 0.00080272 | 0 | 0 |  | 1 | TRUE | wye
57 | LV_4001-65_0_6_load_172 | 75 | 0.0035227 | 0.00088286 | 0 | 0 |  | 1 | TRUE | wye
58 | LV_4001-65_0_6_load_129 | 76 | 0.0016555 | 0.00041492 | 0 | 0 |  | 1 | TRUE | wye
59 | LV_4001-65_0_6_load_63 | 77 | 0.0027525 | 0.00068984 | 0 | 0 |  | 1 | TRUE | wye
60 | LV_4001-65_0_6_load_62 | 78 | 0.0037412 | 0.00093763 | 0 | 0 |  | 1 | TRUE | wye
61 | LV_4001-65_0_6_load_64 | 79 | 0.0020937 | 0.00052473 | 0 | 0 |  | 1 | TRUE | wye
62 | LV_4001-65_0_6_load_61 | 80 | 0.00076563 | 0.00019188 | 0 | 0 |  | 1 | TRUE | wye
63 | LV_4001-65_0_6_load_66 | 82 | 0.00069238 | 0.00017353 | 0 | 0 |  | 1 | TRUE | wye
64 | LV_4001-65_0_6_load_96 | 84 | 0.0046879 | 0.0011749 | 0 | 0 |  | 1 | TRUE | wye
65 | LV_4001-65_0_6_load_68 | 85 | 0.0025649 | 0.00064282 | 0 | 0 |  | 1 | TRUE | wye
66 | LV_4001-65_0_6_load_95 | 86 | 0.0018542 | 0.00046471 | 0 | 0 |  | 1 | TRUE | wye
67 | LV_4001-65_0_6_load_69 | 87 | 0.0016411 | 0.00041129 | 0 | 0 |  | 1 | TRUE | wye
68 | LV_4001-65_0_6_load_71 | 88 | 0.0025882 | 0.00064867 | 0 | 0 |  | 1 | TRUE | wye
69 | LV_4001-65_0_6_load_171 | 89 | 0.0037334 | 0.00093568 | 0 | 0 |  | 1 | TRUE | wye
70 | LV_4001-65_0_6_load_72 | 91 | 0.0044759 | 0.0011218 | 0 | 0 |  | 1 | TRUE | wye
71 | LV_4001-65_0_6_load_73 | 92 | 0.0023299 | 0.00058393 | 0 | 0 |  | 1 | TRUE | wye
72 | LV_4001-65_0_6_load_74 | 93 | 0.0021275 | 0.00053319 | 0 | 0 |  | 1 | TRUE | wye
73 | LV_4001-65_0_6_load_75 | 94 | 0.0024881 | 0.00062358 | 0 | 0 |  | 1 | TRUE | wye
74 | LV_4001-65_0_6_load_76 | 95 | 0.0031831 | 0.00079777 | 0 | 0 |  | 1 | TRUE | wye
75 | LV_4001-65_0_6_load_121 | 96 | 0.004525 | 0.0011341 | 0 | 0 |  | 1 | TRUE | wye
76 | LV_4001-65_0_6_load_162 | 97 | 0.0021165 | 0.00053044 | 0 | 0 |  | 1 | TRUE | wye
77 | LV_4001-65_0_6_load_158 | 98 | 0.0015877 | 0.00039793 | 0 | 0 |  | 1 | TRUE | wye
78 | LV_4001-65_0_6_load_163 | 99 | 0.0029794 | 0.00074671 | 0 | 0 |  | 1 | TRUE | wye
79 | LV_4001-65_0_6_load_79 | 100 | 0.001352 | 0.00033886 | 0 | 0 |  | 1 | TRUE | wye
80 | LV_4001-65_0_6_load_112 | 101 | 0.0029246 | 0.00073297 | 0 | 0 |  | 1 | TRUE | wye
81 | LV_4001-65_0_6_load_110 | 102 | 0.0020533 | 0.00051461 | 0 | 0 |  | 1 | TRUE | wye
82 | LV_4001-65_0_6_load_82 | 103 | 0.00077133 | 0.00019331 | 0 | 0 |  | 1 | TRUE | wye
83 | LV_4001-65_0_6_load_83 | 104 | 0.0014122 | 0.00035392 | 0 | 0 |  | 1 | TRUE | wye
84 | LV_4001-65_0_6_load_85 | 106 | 0.0013354 | 0.00033467 | 0 | 0 |  | 1 | TRUE | wye
85 | LV_4001-65_0_6_load_139 | 108 | 0.0022757 | 0.00057035 | 0 | 0 |  | 1 | TRUE | wye
86 | LV_4001-65_0_6_load_102 | 109 | 0.0015614 | 0.00039133 | 0 | 0 |  | 1 | TRUE | wye
87 | LV_4001-65_0_6_load_152 | 110 | 0.0012592 | 0.00031557 | 0 | 0 |  | 1 | TRUE | wye
88 | LV_4001-65_0_6_load_103 | 111 | 0.0012073 | 0.00030259 | 0 | 0 |  | 1 | TRUE | wye
89 | LV_4001-65_0_6_load_87 | 112 | 0.0016182 | 0.00040555 | 0 | 0 |  | 1 | TRUE | wye
90 | LV_4001-65_0_6_load_88 | 113 | 0.0011007 | 0.00027587 | 0 | 0 |  | 1 | TRUE | wye
91 | LV_4001-65_0_6_load_89 | 114 | 0.0022488 | 0.0005636 | 0 | 0 |  | 1 | TRUE | wye
92 | LV_4001-65_0_6_load_90 | 115 | 0.0019896 | 0.00049863 | 0 | 0 |  | 1 | TRUE | wye
93 | LV_4001-65_0_6_load_91 | 116 | 0.0023716 | 0.00059437 | 0 | 0 |  | 1 | TRUE | wye
94 | LV_4001-65_0_6_load_94 | 117 | 0.0016211 | 0.00040627 | 0 | 0 |  | 1 | TRUE | wye
95 | LV_4001-65_0_6_load_118 | 118 | 0.0026627 | 0.00066735 | 0 | 0 |  | 1 | TRUE | wye
96 | LV_4001-65_0_6_load_133 | 120 | 0.0054139 | 0.0013569 | 0 | 0 |  | 1 | TRUE | wye
97 | LV_4001-65_0_6_load_126 | 121 | 0.0019329 | 0.00048443 | 0 | 0 |  | 1 | TRUE | wye
98 | LV_4001-65_0_6_load_117 | 122 | 0.002436 | 0.00061053 | 0 | 0 |  | 1 | TRUE | wye
99 | LV_4001-65_0_6_load_97 | 123 | 0.0018128 | 0.00045432 | 0 | 0 |  | 1 | TRUE | wye
100 | LV_4001-65_0_6_load_98 | 124 | 0.002316 | 0.00058045 | 0 | 0 |  | 1 | TRUE | wye
101 | LV_4001-65_0_6_load_99 | 125 | 0.0024597 | 0.00061645 | 0 | 0 |  | 1 | TRUE | wye
102 | LV_4001-65_0_6_load_101 | 126 | 0.0013043 | 0.00032689 | 0 | 0 |  | 1 | TRUE | wye
103 | LV_4001-65_0_6_load_130 | 127 | 0.0020691 | 0.00051857 | 0 | 0 |  | 1 | TRUE | wye
104 | LV_4001-65_0_6_load_143 | 128 | 0.0022722 | 0.00056946 | 0 | 0 |  | 1 | TRUE | wye
105 | LV_4001-65_0_6_load_144 | 129 | 0.0010263 | 0.00025721 | 0 | 0 |  | 1 | TRUE | wye
106 | LV_4001-65_0_6_load_131 | 130 | 0.0010547 | 0.00026433 | 0 | 0 |  | 1 | TRUE | wye
107 | LV_4001-65_0_6_load_104 | 131 | 0.0013681 | 0.00034287 | 0 | 0 |  | 1 | TRUE | wye
108 | LV_4001-65_0_6_load_114 | 134 | 0.0022627 | 0.00056708 | 0 | 0 |  | 1 | TRUE | wye
109 | LV_4001-65_0_6_load_151 | 135 | 0.0010426 | 0.00026131 | 0 | 0 |  | 1 | TRUE | wye
110 | LV_4001-65_0_6_load_113 | 136 | 0.0013694 | 0.00034321 | 0 | 0 |  | 1 | TRUE | wye
111 | LV_4001-65_0_6_load_108 | 137 | 0.0025744 | 0.00064521 | 0 | 0 |  | 1 | TRUE | wye
112 | LV_4001-65_0_6_load_109 | 138 | 0.0063771 | 0.0015983 | 0 | 0 |  | 1 | TRUE | wye
113 | LV_4001-65_0_6_load_111 | 139 | 0.0022236 | 0.0005573 | 0 | 0 |  | 1 | TRUE | wye
114 | LV_4001-65_0_6_load_138 | 140 | 0.0022562 | 0.00056546 | 0 | 0 |  | 1 | TRUE | wye
115 | LV_4001-65_0_6_load_136 | 141 | 0.0016279 | 0.00040799 | 0 | 0 |  | 1 | TRUE | wye
116 | LV_4001-65_0_6_load_116 | 142 | 0.003646 | 0.00091378 | 0 | 0 |  | 1 | TRUE | wye
117 | LV_4001-65_0_6_load_119 | 143 | 0.0014946 | 0.00037458 | 0 | 0 |  | 1 | TRUE | wye
118 | LV_4001-65_0_6_load_159 | 144 | 0.0025177 | 0.00063099 | 0 | 0 |  | 1 | TRUE | wye
119 | LV_4001-65_0_6_load_124 | 145 | 0.0024072 | 0.0006033 | 0 | 0 |  | 1 | TRUE | wye
120 | LV_4001-65_0_6_load_125 | 146 | 0.0024722 | 0.0006196 | 0 | 0 |  | 1 | TRUE | wye
121 | LV_4001-65_0_6_load_137 | 148 | 0.0029222 | 0.00073238 | 0 | 0 |  | 1 | TRUE | wye
122 | LV_4001-65_0_6_load_170 | 149 | 0.0020901 | 0.00052383 | 0 | 0 |  | 1 | TRUE | wye
123 | LV_4001-65_0_6_load_134 | 150 | 0.0011277 | 0.00028264 | 0 | 0 |  | 1 | TRUE | wye
124 | LV_4001-65_0_6_load_169 | 154 | 0.0013475 | 0.00033773 | 0 | 0 |  | 1 | TRUE | wye
125 | LV_4001-65_0_6_load_135 | 155 | 0.00131 | 0.00032831 | 0 | 0 |  | 1 | TRUE | wye
126 | LV_4001-65_0_6_load_140 | 156 | 0.0013466 | 0.0003375 | 0 | 0 |  | 1 | TRUE | wye
127 | LV_4001-65_0_6_load_181 | 157 | 0.0011411 | 0.00028598 | 0 | 0 |  | 1 | TRUE | wye
128 | LV_4001-65_0_6_load_167 | 158 | 0.0013471 | 0.00033762 | 0 | 0 |  | 1 | TRUE | wye
129 | LV_4001-65_0_6_load_145 | 159 | 0.001867 | 0.0004679 | 0 | 0 |  | 1 | TRUE | wye
130 | LV_4001-65_0_6_load_146 | 163 | 0.0014914 | 0.00037377 | 0 | 0 |  | 1 | TRUE | wye
131 | LV_4001-65_0_6_load_147 | 164 | 0.0012616 | 0.00031618 | 0 | 0 |  | 1 | TRUE | wye
132 | LV_4001-65_0_6_load_178 | 166 | 0.0025661 | 0.00064312 | 0 | 0 |  | 1 | TRUE | wye
133 | LV_4001-65_0_6_load_177 | 167 | 0.0019608 | 0.00049142 | 0 | 0 |  | 1 | TRUE | wye
134 | LV_4001-65_0_6_load_176 | 168 | 0.00092869 | 0.00023275 | 0 | 0 |  | 1 | TRUE | wye
135 | LV_4001-65_0_6_load_175 | 169 | 0.0017194 | 0.00043092 | 0 | 0 |  | 1 | TRUE | wye
136 | LV_4001-65_0_6_load_168 | 170 | 0.0019588 | 0.00049093 | 0 | 0 |  | 1 | TRUE | wye
137 | LV_4001-65_0_6_load_174 | 171 | 0.0020175 | 0.00050564 | 0 | 0 |  | 1 | TRUE | wye
138 | LV_4001-65_0_6_load_166 | 172 | 0.0023665 | 0.00059311 | 0 | 0 |  | 1 | TRUE | wye
139 | LV_4001-65_0_6_load_161 | 173 | 0.0021717 | 0.00054428 | 0 | 0 |  | 1 | TRUE | wye

## ext_grid
| name | bus | vm_pu | va_degree | slack_weight | in_service
0 |  | 118 | 1 | 0 | 1 | TRUE

## line
| name | std_type | from_bus | to_bus | length_km | r_ohm_per_km | x_ohm_per_km | c_nf_per_km | g_us_per_km | max_i_ka | df | parallel | type | in_service
0 | LV_4001-65_0_6_line_0 |  | 0 | 1 | 0.025022 | 0.125 | 0.08 | 261 | 0 | 0.364 | 1 | 1 | cs | TRUE
1 | LV_4001-65_0_6_line_1 |  | 1 | 2 | 0.050489 | 0.125 | 0.08 | 261 | 0 | 0.364 | 1 | 1 | cs | TRUE
2 | LV_4001-65_0_6_line_2 |  | 2 | 3 | 0.028156 | 0.125 | 0.08 | 261 | 0 | 0.364 | 1 | 5 | cs | TRUE
3 | LV_4001-65_0_6_line_3 |  | 2 | 4 | 0.016344 | 0.125 | 0.08 | 261 | 0 | 0.364 | 1 | 5 | cs | TRUE
4 | LV_4001-65_0_6_line_4 |  | 3 | 32 | 0.0052842 | 0.125 | 0.08 | 261 | 0 | 0.364 | 1 | 5 | cs | TRUE
5 | LV_4001-65_0_6_line_5 |  | 4 | 10 | 0.013865 | 0.125 | 0.08 | 261 | 0 | 0.364 | 1 | 5 | cs | TRUE
6 | LV_4001-65_0_6_line_6 |  | 4 | 6 | 0.010009 | 0.125 | 0.08 | 261 | 0 | 0.364 | 1 | 1 | cs | TRUE
7 | LV_4001-65_0_6_line_7 |  | 5 | 6 | 0.011181 | 0.125 | 0.08 | 261 | 0 | 0.364 | 1 | 1 | cs | TRUE
8 | LV_4001-65_0_6_line_8 |  | 7 | 8 | 0.024301 | 0.125 | 0.08 | 261 | 0 | 0.364 | 1 | 1 | cs | TRUE
9 | LV_4001-65_0_6_line_9 |  | 7 | 9 | 0.014644 | 0.125 | 0.08 | 261 | 0 | 0.364 | 1 | 1 | cs | TRUE
10 | LV_4001-65_0_6_line_10 |  | 9 | 11 | 0.019636 | 0.125 | 0.08 | 261 | 0 | 0.364 | 1 | 1 | cs | TRUE
11 | LV_4001-65_0_6_line_11 |  | 10 | 12 | 0.022877 | 0.125 | 0.08 | 261 | 0 | 0.364 | 1 | 5 | cs | TRUE
12 | LV_4001-65_0_6_line_12 |  | 11 | 13 | 0.0031111 | 0.125 | 0.08 | 261 | 0 | 0.364 | 1 | 1 | cs | TRUE
13 | LV_4001-65_0_6_line_13 |  | 12 | 25 | 0.0013943 | 0.125 | 0.08 | 261 | 0 | 0.364 | 1 | 5 | cs | TRUE
14 | LV_4001-65_0_6_line_14 |  | 13 | 14 | 0.015649 | 0.125 | 0.08 | 261 | 0 | 0.364 | 1 | 1 | cs | TRUE
15 | LV_4001-65_0_6_line_15 |  | 14 | 15 | 0.019314 | 0.125 | 0.08 | 261 | 0 | 0.364 | 1 | 1 | cs | TRUE
16 | LV_4001-65_0_6_line_16 |  | 15 | 16 | 0.018076 | 0.125 | 0.08 | 261 | 0 | 0.364 | 1 | 1 | cs | TRUE
17 | LV_4001-65_0_6_line_17 |  | 16 | 17 | 0.037423 | 0.125 | 0.08 | 261 | 0 | 0.364 | 1 | 1 | cs | TRUE
18 | LV_4001-65_0_6_line_18 |  | 17 | 18 | 0.018449 | 0.125 | 0.08 | 261 | 0 | 0.364 | 1 | 1 | cs | TRUE
19 | LV_4001-65_0_6_line_19 |  | 17 | 19 | 0.00226 | 0.125 | 0.08 | 261 | 0 | 0.364 | 1 | 1 | cs | TRUE
20 | LV_4001-65_0_6_line_20 |  | 18 | 34 | 0.031378 | 0.125 | 0.08 | 261 | 0 | 0.364 | 1 | 2 | cs | TRUE
21 | LV_4001-65_0_6_line_21 |  | 19 | 35 | 0.021643 | 0.125 | 0.08 | 261 | 0 | 0.364 | 1 | 1 | cs | TRUE
22 | LV_4001-65_0_6_line_22 |  | 19 | 36 | 0.015941 | 0.125 | 0.08 | 261 | 0 | 0.364 | 1 | 1 | cs | TRUE
23 | LV_4001-65_0_6_line_23 |  | 20 | 21 | 0.019006 | 0.125 | 0.08 | 261 | 0 | 0.364 | 1 | 5 | cs | TRUE
24 | LV_4001-65_0_6_line_24 |  | 20 | 22 | 0.012566 | 0.125 | 0.08 | 261 | 0 | 0.364 | 1 | 5 | cs | TRUE
25 | LV_4001-65_0_6_line_25 |  | 21 | 23 | 0.00087451 | 0.125 | 0.08 | 261 | 0 | 0.364 | 1 | 5 | cs | TRUE
26 | LV_4001-65_0_6_line_26 |  | 22 | 24 | 0.0060777 | 0.125 | 0.08 | 261 | 0 | 0.364 | 1 | 5 | cs | TRUE
27 | LV_4001-65_0_6_line_27 |  | 23 | 25 | 0.020092 | 0.125 | 0.08 | 261 | 0 | 0.364 | 1 | 5 | cs | TRUE
28 | LV_4001-65_0_6_line_28 |  | 24 | 26 | 0.023605 | 0.125 | 0.08 | 261 | 0 | 0.364 | 1 | 5 | cs | TRUE
29 | LV_4001-65_0_6_line_29 |  | 26 | 27 | 0.017187 | 0.125 | 0.08 | 261 | 0 | 0.364 | 1 | 5 | cs | TRUE
30 | LV_4001-65_0_6_line_30 |  | 27 | 39 | 0.001964 | 0.125 | 0.08 | 261 | 0 | 0.364 | 1 | 5 | cs | TRUE
31 | LV_4001-65_0_6_line_31 |  | 27 | 34 | 0.023422 | 0.125 | 0.08 | 261 | 0 | 0.364 | 1 | 5 | cs | TRUE
32 | LV_4001-65_0_6_line_32 |  | 28 | 29 | 0.047921 | 0.125 | 0.08 | 261 | 0 | 0.364 | 1 | 1 | cs | TRUE
33 | LV_4001-65_0_6_line_33 |  | 29 | 30 | 0.010267 | 0.125 | 0.08 | 261 | 0 | 0.364 | 1 | 1 | cs | TRUE
34 | LV_4001-65_0_6_line_34 |  | 30 | 31 | 0.014762 | 0.125 | 0.08 | 261 | 0 | 0.364 | 1 | 5 | cs | TRUE
35 | LV_4001-65_0_6_line_35 |  | 30 | 32 | 0.016795 | 0.125 | 0.08 | 261 | 0 | 0.364 | 1 | 5 | cs | TRUE
36 | LV_4001-65_0_6_line_36 |  | 31 | 33 | 0.024918 | 0.125 | 0.08 | 261 | 0 | 0.364 | 1 | 5 | cs | TRUE
37 | LV_4001-65_0_6_line_37 |  | 33 | 44 | 0.0044167 | 0.125 | 0.08 | 261 | 0 | 0.364 | 1 | 5 | cs | TRUE
38 | LV_4001-65_0_6_line_38 |  | 36 | 37 | 0.019001 | 0.125 | 0.08 | 261 | 0 | 0.364 | 1 | 1 | cs | TRUE
39 | LV_4001-65_0_6_line_39 |  | 37 | 99 | 0.0016181 | 0.125 | 0.08 | 261 | 0 | 0.364 | 1 | 1 | cs | TRUE
40 | LV_4001-65_0_6_line_40 |  | 38 | 39 | 0.029123 | 0.125 | 0.08 | 261 | 0 | 0.364 | 1 | 1 | cs | TRUE
41 | LV_4001-65_0_6_line_41 |  | 39 | 40 | 0.013669 | 0.125 | 0.08 | 261 | 0 | 0.364 | 1 | 5 | cs | TRUE
42 | LV_4001-65_0_6_line_42 |  | 40 | 43 | 0.025165 | 0.125 | 0.08 | 261 | 0 | 0.364 | 1 | 5 | cs | TRUE
43 | LV_4001-65_0_6_line_43 |  | 41 | 42 | 0.03058 | 0.125 | 0.08 | 261 | 0 | 0.364 | 1 | 1 | cs | TRUE
44 | LV_4001-65_0_6_line_44 |  | 42 | 56 | 0.013211 | 0.125 | 0.08 | 261 | 0 | 0.364 | 1 | 5 | cs | TRUE
45 | LV_4001-65_0_6_line_45 |  | 42 | 52 | 0.001941 | 0.125 | 0.08 | 261 | 0 | 0.364 | 1 | 5 | cs | TRUE
46 | LV_4001-65_0_6_line_46 |  | 43 | 100 | 0.01433 | 0.125 | 0.08 | 261 | 0 | 0.364 | 1 | 5 | cs | TRUE
47 | LV_4001-65_0_6_line_47 |  | 44 | 45 | 0.015533 | 0.125 | 0.08 | 261 | 0 | 0.364 | 1 | 5 | cs | TRUE
48 | LV_4001-65_0_6_line_48 |  | 45 | 46 | 0.0063424 | 0.125 | 0.08 | 261 | 0 | 0.364 | 1 | 5 | cs | TRUE
49 | LV_4001-65_0_6_line_49 |  | 46 | 47 | 0.017111 | 0.125 | 0.08 | 261 | 0 | 0.364 | 1 | 5 | cs | TRUE
50 | LV_4001-65_0_6_line_50 |  | 47 | 48 | 0.0040422 | 0.125 | 0.08 | 261 | 0 | 0.364 | 1 | 5 | cs | TRUE
51 | LV_4001-65_0_6_line_51 |  | 48 | 49 | 0.015621 | 0.125 | 0.08 | 261 | 0 | 0.364 | 1 | 5 | cs | TRUE
52 | LV_4001-65_0_6_line_52 |  | 49 | 50 | 0.0036971 | 0.125 | 0.08 | 261 | 0 | 0.364 | 1 | 5 | cs | TRUE
53 | LV_4001-65_0_6_line_53 |  | 50 | 53 | 0.020206 | 0.125 | 0.08 | 261 | 0 | 0.364 | 1 | 5 | cs | TRUE
54 | LV_4001-65_0_6_line_54 |  | 51 | 52 | 0.022784 | 0.125 | 0.08 | 261 | 0 | 0.364 | 1 | 1 | cs | TRUE
55 | LV_4001-65_0_6_line_55 |  | 52 | 53 | 0.014651 | 0.125 | 0.08 | 261 | 0 | 0.364 | 1 | 5 | cs | TRUE
56 | LV_4001-65_0_6_line_56 |  | 54 | 55 | 0.023183 | 0.125 | 0.08 | 261 | 0 | 0.364 | 1 | 1 | cs | TRUE
57 | LV_4001-65_0_6_line_57 |  | 55 | 57 | 0.022878 | 0.125 | 0.08 | 261 | 0 | 0.364 | 1 | 5 | cs | TRUE
58 | LV_4001-65_0_6_line_58 |  | 55 | 58 | 0.0089549 | 0.125 | 0.08 | 261 | 0 | 0.364 | 1 | 5 | cs | TRUE
59 | LV_4001-65_0_6_line_59 |  | 55 | 59 | 0.00226 | 0.125 | 0.08 | 261 | 0 | 0.364 | 1 | 5 | cs | TRUE
60 | LV_4001-65_0_6_line_60 |  | 56 | 61 | 0.026009 | 0.125 | 0.08 | 261 | 0 | 0.364 | 1 | 5 | cs | TRUE
61 | LV_4001-65_0_6_line_61 |  | 57 | 134 | 0.020743 | 0.125 | 0.08 | 261 | 0 | 0.364 | 1 | 2 | cs | TRUE
62 | LV_4001-65_0_6_line_62 |  | 58 | 135 | 0.02037 | 0.125 | 0.08 | 261 | 0 | 0.364 | 1 | 5 | cs | TRUE
63 | LV_4001-65_0_6_line_63 |  | 59 | 60 | 0.017681 | 0.125 | 0.08 | 261 | 0 | 0.364 | 1 | 1 | cs | TRUE
64 | LV_4001-65_0_6_line_64 |  | 59 | 124 | 0.022218 | 0.125 | 0.08 | 261 | 0 | 0.364 | 1 | 5 | cs | TRUE
65 | LV_4001-65_0_6_line_65 |  | 61 | 143 | 0.00015747 | 0.125 | 0.08 | 261 | 0 | 0.364 | 1 | 5 | cs | TRUE
66 | LV_4001-65_0_6_line_66 |  | 62 | 63 | 0.00057693 | 0.125 | 0.08 | 261 | 0 | 0.364 | 1 | 1 | cs | TRUE
67 | LV_4001-65_0_6_line_67 |  | 62 | 64 | 0.01571 | 0.125 | 0.08 | 261 | 0 | 0.364 | 1 | 1 | cs | TRUE
68 | LV_4001-65_0_6_line_68 |  | 64 | 65 | 0.038277 | 0.125 | 0.08 | 261 | 0 | 0.364 | 1 | 1 | cs | TRUE
69 | LV_4001-65_0_6_line_69 |  | 64 | 66 | 0.002214 | 0.125 | 0.08 | 261 | 0 | 0.364 | 1 | 1 | cs | TRUE
70 | LV_4001-65_0_6_line_70 |  | 65 | 69 | 0.023679 | 0.125 | 0.08 | 261 | 0 | 0.364 | 1 | 1 | cs | TRUE
71 | LV_4001-65_0_6_line_71 |  | 65 | 70 | 0.011914 | 0.125 | 0.08 | 261 | 0 | 0.364 | 1 | 1 | cs | TRUE
72 | LV_4001-65_0_6_line_72 |  | 67 | 68 | 0.005264 | 0.125 | 0.08 | 261 | 0 | 0.364 | 1 | 1 | cs | TRUE
73 | LV_4001-65_0_6_line_73 |  | 68 | 157 | 0.016616 | 0.125 | 0.08 | 261 | 0 | 0.364 | 1 | 1 | cs | TRUE
74 | LV_4001-65_0_6_line_74 |  | 68 | 152 | 0.026543 | 0.125 | 0.08 | 261 | 0 | 0.364 | 1 | 2 | cs | TRUE
75 | LV_4001-65_0_6_line_75 |  | 70 | 71 | 0.01546 | 0.125 | 0.08 | 261 | 0 | 0.364 | 1 | 1 | cs | TRUE
76 | LV_4001-65_0_6_line_76 |  | 71 | 74 | 0.0072539 | 0.125 | 0.08 | 261 | 0 | 0.364 | 1 | 1 | cs | TRUE
77 | LV_4001-65_0_6_line_77 |  | 72 | 73 | 0.011431 | 0.125 | 0.08 | 261 | 0 | 0.364 | 1 | 1 | cs | TRUE
78 | LV_4001-65_0_6_line_78 |  | 73 | 163 | 0.012174 | 0.125 | 0.08 | 261 | 0 | 0.364 | 1 | 1 | cs | TRUE
79 | LV_4001-65_0_6_line_79 |  | 74 | 77 | 0.020908 | 0.125 | 0.08 | 261 | 0 | 0.364 | 1 | 1 | cs | TRUE
80 | LV_4001-65_0_6_line_80 |  | 74 | 78 | 0.016988 | 0.125 | 0.08 | 261 | 0 | 0.364 | 1 | 1 | cs | TRUE
81 | LV_4001-65_0_6_line_81 |  | 75 | 76 | 0.0067715 | 0.125 | 0.08 | 261 | 0 | 0.364 | 1 | 1 | cs | TRUE
82 | LV_4001-65_0_6_line_82 |  | 76 | 121 | 0.012975 | 0.125 | 0.08 | 261 | 0 | 0.364 | 1 | 1 | cs | TRUE
83 | LV_4001-65_0_6_line_83 |  | 77 | 79 | 0.024644 | 0.125 | 0.08 | 261 | 0 | 0.364 | 1 | 1 | cs | TRUE
84 | LV_4001-65_0_6_line_84 |  | 78 | 80 | 0.016895 | 0.125 | 0.08 | 261 | 0 | 0.364 | 1 | 1 | cs | TRUE
85 | LV_4001-65_0_6_line_85 |  | 79 | 81 | 0.031776 | 0.125 | 0.08 | 261 | 0 | 0.364 | 1 | 2 | cs | TRUE
86 | LV_4001-65_0_6_line_86 |  | 81 | 82 | 0.012906 | 0.125 | 0.08 | 261 | 0 | 0.364 | 1 | 1 | cs | TRUE
87 | LV_4001-65_0_6_line_87 |  | 81 | 83 | 0.039018 | 0.125 | 0.08 | 261 | 0 | 0.364 | 1 | 5 | cs | TRUE
88 | LV_4001-65_0_6_line_88 |  | 82 | 84 | 0.015271 | 0.125 | 0.08 | 261 | 0 | 0.364 | 1 | 1 | cs | TRUE
89 | LV_4001-65_0_6_line_89 |  | 83 | 85 | 0.03905 | 0.125 | 0.08 | 261 | 0 | 0.364 | 1 | 5 | cs | TRUE
90 | LV_4001-65_0_6_line_90 |  | 84 | 86 | 0.011386 | 0.125 | 0.08 | 261 | 0 | 0.364 | 1 | 1 | cs | TRUE
91 | LV_4001-65_0_6_line_91 |  | 85 | 87 | 0.017907 | 0.125 | 0.08 | 261 | 0 | 0.364 | 1 | 5 | cs | TRUE
92 | LV_4001-65_0_6_line_92 |  | 85 | 88 | 0.050098 | 0.125 | 0.08 | 261 | 0 | 0.364 | 1 | 1 | cs | TRUE
93 | LV_4001-65_0_6_line_93 |  | 87 | 89 | 0.047785 | 0.125 | 0.08 | 261 | 0 | 0.364 | 1 | 5 | cs | TRUE
94 | LV_4001-65_0_6_line_94 |  | 89 | 90 | 0.020046 | 0.125 | 0.08 | 261 | 0 | 0.364 | 1 | 5 | cs | TRUE
95 | LV_4001-65_0_6_line_95 |  | 90 | 149 | 0.011162 | 0.125 | 0.08 | 261 | 0 | 0.364 | 1 | 1 | cs | TRUE
96 | LV_4001-65_0_6_line_96 |  | 90 | 147 | 0.01596 | 0.125 | 0.08 | 261 | 0 | 0.364 | 1 | 5 | cs | TRUE
97 | LV_4001-65_0_6_line_97 |  | 91 | 92 | 0.017482 | 0.125 | 0.08 | 261 | 0 | 0.364 | 1 | 1 | cs | TRUE
98 | LV_4001-65_0_6_line_98 |  | 91 | 93 | 0.001113 | 0.125 | 0.08 | 261 | 0 | 0.364 | 1 | 1 | cs | TRUE
99 | LV_4001-65_0_6_line_99 |  | 92 | 94 | 0.005274 | 0.125 | 0.08 | 261 | 0 | 0.364 | 1 | 1 | cs | TRUE
100 | LV_4001-65_0_6_line_100 |  | 93 | 95 | 0.020533 | 0.125 | 0.08 | 261 | 0 | 0.364 | 1 | 1 | cs | TRUE
101 | LV_4001-65_0_6_line_101 |  | 94 | 96 | 0.021344 | 0.125 | 0.08 | 261 | 0 | 0.364 | 1 | 1 | cs | TRUE
102 | LV_4001-65_0_6_line_102 |  | 95 | 97 | 0.0016896 | 0.125 | 0.08 | 261 | 0 | 0.364 | 1 | 1 | cs | TRUE
103 | LV_4001-65_0_6_line_103 |  | 96 | 98 | 0.026536 | 0.125 | 0.08 | 261 | 0 | 0.364 | 1 | 1 | cs | TRUE
104 | LV_4001-65_0_6_line_104 |  | 97 | 99 | 0.018744 | 0.125 | 0.08 | 261 | 0 | 0.364 | 1 | 1 | cs | TRUE
105 | LV_4001-65_0_6_line_105 |  | 98 | 144 | 0.00013617 | 0.125 | 0.08 | 261 | 0 | 0.364 | 1 | 1 | cs | TRUE
106 | LV_4001-65_0_6_line_106 |  | 100 | 101 | 0.012447 | 0.125 | 0.08 | 261 | 0 | 0.364 | 1 | 5 | cs | TRUE
107 | LV_4001-65_0_6_line_107 |  | 101 | 102 | 0.008198 | 0.125 | 0.08 | 261 | 0 | 0.364 | 1 | 5 | cs | TRUE
108 | LV_4001-65_0_6_line_108 |  | 102 | 137 | 0.013801 | 0.125 | 0.08 | 261 | 0 | 0.364 | 1 | 5 | cs | TRUE
109 | LV_4001-65_0_6_line_109 |  | 103 | 104 | 0.018195 | 0.125 | 0.08 | 261 | 0 | 0.364 | 1 | 5 | cs | TRUE
110 | LV_4001-65_0_6_line_110 |  | 103 | 105 | 0.010287 | 0.125 | 0.08 | 261 | 0 | 0.364 | 1 | 5 | cs | TRUE
111 | LV_4001-65_0_6_line_111 |  | 104 | 106 | 0.014025 | 0.125 | 0.08 | 261 | 0 | 0.364 | 1 | 5 | cs | TRUE
112 | LV_4001-65_0_6_line_112 |  | 105 | 107 | 0.022242 | 0.125 | 0.08 | 261 | 0 | 0.364 | 1 | 5 | cs | TRUE
113 | LV_4001-65_0_6_line_113 |  | 106 | 108 | 0.012103 | 0.125 | 0.08 | 261 | 0 | 0.364 | 1 | 5 | cs | TRUE
114 | LV_4001-65_0_6_line_114 |  | 107 | 109 | 0.047573 | 0.125 | 0.08 | 261 | 0 | 0.364 | 1 | 5 | cs | TRUE
115 | LV_4001-65_0_6_line_115 |  | 108 | 110 | 0.010822 | 0.125 | 0.08 | 261 | 0 | 0.364 | 1 | 5 | cs | TRUE
116 | LV_4001-65_0_6_line_116 |  | 109 | 111 | 0.026757 | 0.125 | 0.08 | 261 | 0 | 0.364 | 1 | 5 | cs | TRUE
117 | LV_4001-65_0_6_line_117 |  | 110 | 135 | 0.012325 | 0.125 | 0.08 | 261 | 0 | 0.364 | 1 | 5 | cs | TRUE
118 | LV_4001-65_0_6_line_118 |  | 111 | 131 | 0.020851 | 0.125 | 0.08 | 261 | 0 | 0.364 | 1 | 5 | cs | TRUE
119 | LV_4001-65_0_6_line_119 |  | 112 | 113 | 0.00078828 | 0.125 | 0.08 | 261 | 0 | 0.364 | 1 | 1 | cs | TRUE
120 | LV_4001-65_0_6_line_120 |  | 112 | 114 | 0.020984 | 0.125 | 0.08 | 261 | 0 | 0.364 | 1 | 1 | cs | TRUE
121 | LV_4001-65_0_6_line_121 |  | 113 | 115 | 0.021628 | 0.125 | 0.08 | 261 | 0 | 0.364 | 1 | 1 | cs | TRUE
122 | LV_4001-65_0_6_line_122 |  | 114 | 116 | 0.0027709 | 0.125 | 0.08 | 261 | 0 | 0.364 | 1 | 1 | cs | TRUE
123 | LV_4001-65_0_6_line_123 |  | 115 | 117 | 0.0010665 | 0.125 | 0.08 | 261 | 0 | 0.364 | 1 | 1 | cs | TRUE
124 | LV_4001-65_0_6_line_124 |  | 117 | 118 | 0.019609 | 0.125 | 0.08 | 261 | 0 | 0.364 | 1 | 1 | cs | TRUE
125 | LV_4001-65_0_6_line_125 |  | 118 | 122 | 0.0028094 | 0.125 | 0.08 | 261 | 0 | 0.364 | 1 | 5 | cs | TRUE
126 | LV_4001-65_0_6_line_126 |  | 119 | 120 | 0.016549 | 0.125 | 0.08 | 261 | 0 | 0.364 | 1 | 5 | cs | TRUE
127 | LV_4001-65_0_6_line_127 |  | 119 | 121 | 0.018709 | 0.125 | 0.08 | 261 | 0 | 0.364 | 1 | 5 | cs | TRUE
128 | LV_4001-65_0_6_line_128 |  | 120 | 150 | 0.019091 | 0.125 | 0.08 | 261 | 0 | 0.364 | 1 | 5 | cs | TRUE
129 | LV_4001-65_0_6_line_129 |  | 121 | 145 | 0.018515 | 0.125 | 0.08 | 261 | 0 | 0.364 | 1 | 5 | cs | TRUE
130 | LV_4001-65_0_6_line_130 |  | 122 | 143 | 0.021576 | 0.125 | 0.08 | 261 | 0 | 0.364 | 1 | 5 | cs | TRUE
131 | LV_4001-65_0_6_line_131 |  | 123 | 124 | 0.01167 | 0.125 | 0.08 | 261 | 0 | 0.364 | 1 | 5 | cs | TRUE
132 | LV_4001-65_0_6_line_132 |  | 123 | 125 | 0.014353 | 0.125 | 0.08 | 261 | 0 | 0.364 | 1 | 5 | cs | TRUE
133 | LV_4001-65_0_6_line_133 |  | 125 | 126 | 0.012345 | 0.125 | 0.08 | 261 | 0 | 0.364 | 1 | 5 | cs | TRUE
134 | LV_4001-65_0_6_line_134 |  | 126 | 127 | 0.021891 | 0.125 | 0.08 | 261 | 0 | 0.364 | 1 | 5 | cs | TRUE
135 | LV_4001-65_0_6_line_135 |  | 127 | 130 | 0.0074587 | 0.125 | 0.08 | 261 | 0 | 0.364 | 1 | 5 | cs | TRUE
136 | LV_4001-65_0_6_line_136 |  | 128 | 129 | 0.017655 | 0.125 | 0.08 | 261 | 0 | 0.364 | 1 | 1 | cs | TRUE
137 | LV_4001-65_0_6_line_137 |  | 129 | 159 | 0.016083 | 0.125 | 0.08 | 261 | 0 | 0.364 | 1 | 1 | cs | TRUE
138 | LV_4001-65_0_6_line_138 |  | 130 | 151 | 0.02686 | 0.125 | 0.08 | 261 | 0 | 0.364 | 1 | 5 | cs | TRUE
139 | LV_4001-65_0_6_line_139 |  | 131 | 132 | 0.009903 | 0.125 | 0.08 | 261 | 0 | 0.364 | 1 | 5 | cs | TRUE
140 | LV_4001-65_0_6_line_140 |  | 132 | 133 | 0.023745 | 0.125 | 0.08 | 261 | 0 | 0.364 | 1 | 5 | cs | TRUE
141 | LV_4001-65_0_6_line_141 |  | 133 | 142 | 0.0022194 | 0.125 | 0.08 | 261 | 0 | 0.364 | 1 | 2 | cs | TRUE
142 | LV_4001-65_0_6_line_142 |  | 134 | 136 | 0.024179 | 0.125 | 0.08 | 261 | 0 | 0.364 | 1 | 1 | cs | TRUE
143 | LV_4001-65_0_6_line_143 |  | 137 | 138 | 0.012609 | 0.125 | 0.08 | 261 | 0 | 0.364 | 1 | 5 | cs | TRUE
144 | LV_4001-65_0_6_line_144 |  | 138 | 139 | 0.0062074 | 0.125 | 0.08 | 261 | 0 | 0.364 | 1 | 5 | cs | TRUE
145 | LV_4001-65_0_6_line_145 |  | 139 | 140 | 0.021363 | 0.125 | 0.08 | 261 | 0 | 0.364 | 1 | 5 | cs | TRUE
146 | LV_4001-65_0_6_line_146 |  | 140 | 141 | 0.001742 | 0.125 | 0.08 | 261 | 0 | 0.364 | 1 | 5 | cs | TRUE
147 | LV_4001-65_0_6_line_147 |  | 141 | 148 | 0.025195 | 0.125 | 0.08 | 261 | 0 | 0.364 | 1 | 5 | cs | TRUE
148 | LV_4001-65_0_6_line_148 |  | 145 | 146 | 0.024819 | 0.125 | 0.08 | 261 | 0 | 0.364 | 1 | 5 | cs | TRUE
149 | LV_4001-65_0_6_line_149 |  | 146 | 147 | 0.024127 | 0.125 | 0.08 | 261 | 0 | 0.364 | 1 | 5 | cs | TRUE
150 | LV_4001-65_0_6_line_150 |  | 147 | 148 | 0.023275 | 0.125 | 0.08 | 261 | 0 | 0.364 | 1 | 5 | cs | TRUE
151 | LV_4001-65_0_6_line_151 |  | 149 | 173 | 0.02012 | 0.125 | 0.08 | 261 | 0 | 0.364 | 1 | 1 | cs | TRUE
152 | LV_4001-65_0_6_line_152 |  | 150 | 155 | 0.016354 | 0.125 | 0.08 | 261 | 0 | 0.364 | 1 | 5 | cs | TRUE
153 | LV_4001-65_0_6_line_153 |  | 151 | 152 | 0.009569 | 0.125 | 0.08 | 261 | 0 | 0.364 | 1 | 5 | cs | TRUE
154 | LV_4001-65_0_6_line_154 |  | 151 | 153 | 0.012992 | 0.125 | 0.08 | 261 | 0 | 0.364 | 1 | 5 | cs | TRUE
155 | LV_4001-65_0_6_line_155 |  | 152 | 154 | 0.013328 | 0.125 | 0.08 | 261 | 0 | 0.364 | 1 | 5 | cs | TRUE
156 | LV_4001-65_0_6_line_156 |  | 153 | 155 | 0.0049929 | 0.125 | 0.08 | 261 | 0 | 0.364 | 1 | 5 | cs | TRUE
157 | LV_4001-65_0_6_line_157 |  | 153 | 156 | 0.0095019 | 0.125 | 0.08 | 261 | 0 | 0.364 | 1 | 1 | cs | TRUE
158 | LV_4001-65_0_6_line_158 |  | 154 | 158 | 0.021578 | 0.125 | 0.08 | 261 | 0 | 0.364 | 1 | 5 | cs | TRUE
159 | LV_4001-65_0_6_line_159 |  | 158 | 172 | 0.011409 | 0.125 | 0.08 | 261 | 0 | 0.364 | 1 | 5 | cs | TRUE
160 | LV_4001-65_0_6_line_160 |  | 159 | 160 | 0.036769 | 0.125 | 0.08 | 261 | 0 | 0.364 | 1 | 2 | cs | TRUE
161 | LV_4001-65_0_6_line_161 |  | 160 | 161 | 0.034613 | 0.125 | 0.08 | 261 | 0 | 0.364 | 1 | 5 | cs | TRUE
162 | LV_4001-65_0_6_line_162 |  | 160 | 162 | 0.035631 | 0.125 | 0.08 | 261 | 0 | 0.364 | 1 | 5 | cs | TRUE
163 | LV_4001-65_0_6_line_163 |  | 161 | 167 | 0.014405 | 0.125 | 0.08 | 261 | 0 | 0.364 | 1 | 5 | cs | TRUE
164 | LV_4001-65_0_6_line_164 |  | 161 | 170 | 0.01587 | 0.125 | 0.08 | 261 | 0 | 0.364 | 1 | 5 | cs | TRUE
165 | LV_4001-65_0_6_line_165 |  | 162 | 171 | 0.017344 | 0.125 | 0.08 | 261 | 0 | 0.364 | 1 | 5 | cs | TRUE
166 | LV_4001-65_0_6_line_166 |  | 163 | 164 | 0.02411 | 0.125 | 0.08 | 261 | 0 | 0.364 | 1 | 1 | cs | TRUE
167 | LV_4001-65_0_6_line_167 |  | 164 | 165 | 0.01046 | 0.125 | 0.08 | 261 | 0 | 0.364 | 1 | 1 | cs | TRUE
168 | LV_4001-65_0_6_line_168 |  | 165 | 168 | 0.047063 | 0.125 | 0.08 | 261 | 0 | 0.364 | 1 | 1 | cs | TRUE
169 | LV_4001-65_0_6_line_169 |  | 166 | 167 | 0.011201 | 0.125 | 0.08 | 261 | 0 | 0.364 | 1 | 1 | cs | TRUE
170 | LV_4001-65_0_6_line_170 |  | 168 | 169 | 0.0063403 | 0.125 | 0.08 | 261 | 0 | 0.364 | 1 | 2 | cs | TRUE
171 | LV_4001-65_0_6_line_171 |  | 169 | 171 | 0.0023654 | 0.125 | 0.08 | 261 | 0 | 0.364 | 1 | 5 | cs | TRUE
172 | LV_4001-65_0_6_line_172 |  | 170 | 172 | 0.010474 | 0.125 | 0.08 | 261 | 0 | 0.364 | 1 | 5 | cs | TRUE

## trafo
| name | std_type | hv_bus | lv_bus | sn_mva | vn_hv_kv | vn_lv_kv | vk_percent | vkr_percent | pfe_kw | i0_percent | shift_degree | tap_side | tap_neutral | tap_min | tap_max | tap_step_percent | tap_step_degree | tap_pos | tap_phase_shifter | parallel | df | in_service
0 | LV_4001-65_0_6_trafo_118 | 0.63 MVA 20/0.4 kV | 174 | 118 | 0.63 | 20 | 0.4 | 6 | 1.206 | 1.65 | 0.2619 | 150 | hv | 0 | -2 | 2 | 2.5 | 0 | 0 | FALSE | 1 | 1 | TRUE

## line_geodata
| x0 | y0 | x1 | y1 | x2 | y2 | x3 | y3 | x4 | y4
0 | 2646831.0892 | 1248351.1581 | 2646849.8739 | 1248367.6875
1 | 2646796.9099 | 1248313.9972 | 2646831.0892 | 1248351.1581
2 | 2646816.1944 | 1248293.4827 | 2646796.9099 | 1248313.9972
3 | 2646785.7157 | 1248325.9054 | 2646796.9099 | 1248313.9972
4 | 2646819.8137 | 1248289.6326 | 2646816.1944 | 1248293.4827
5 | 2646785.7157 | 1248325.9054 | 2646774.1194 | 1248318.306
6 | 2646785.7157 | 1248325.9054 | 2646778.659 | 1248333.0035
7 | 2646778.659 | 1248333.0035 | 2646770.7758 | 1248340.9327
8 | 2646739.497 | 1248372.3946 | 2646749.6859 | 1248378.8347 | 2646760.1763 | 1248385.1554
9 | 2646739.497 | 1248372.3946 | 2646726.7147 | 1248365.2481
10 | 2646726.7147 | 1248365.2481 | 2646709.5757 | 1248355.6657
11 | 2646754.9849 | 1248305.7666 | 2646774.1194 | 1248318.306
12 | 2646706.8602 | 1248354.1475 | 2646709.5757 | 1248355.6657
13 | 2646753.8187 | 1248305.0024 | 2646754.9849 | 1248305.7666
14 | 2646706.8602 | 1248354.1475 | 2646693.203 | 1248346.5082
15 | 2646676.3466 | 1248337.0793 | 2646693.203 | 1248346.5082
16 | 2646676.3466 | 1248337.0793 | 2646660.5713 | 1248328.2552
17 | 2646627.9103 | 1248309.9858 | 2646660.5713 | 1248328.2552
18 | 2646627.9103 | 1248309.9858 | 2646638.6812 | 1248295.007
19 | 2646627.9103 | 1248309.9858 | 2646625.933 | 1248308.8806
20 | 2646638.6812 | 1248295.007 | 2646657.0003 | 1248269.5312
21 | 2646625.933 | 1248308.8806 | 2646612.8951 | 1248326.1553
22 | 2646625.933 | 1248308.8806 | 2646612.2206 | 1248300.7517
23 | 2646736.2823 | 1248293.5103 | 2646720.3861 | 1248283.093
24 | 2646709.8759 | 1248276.2054 | 2646720.3861 | 1248283.093
25 | 2646737.0138 | 1248293.9896 | 2646736.2823 | 1248293.5103
26 | 2646704.7925 | 1248272.8742 | 2646709.8759 | 1248276.2054
27 | 2646753.8187 | 1248305.0024 | 2646737.0138 | 1248293.9896
28 | 2646704.7925 | 1248272.8742 | 2646685.0492 | 1248259.9358
29 | 2646670.6741 | 1248250.5154 | 2646685.0492 | 1248259.9358
30 | 2646670.6741 | 1248250.5154 | 2646669.0288 | 1248249.4351
31 | 2646670.6741 | 1248250.5154 | 2646657.0003 | 1248269.5312
32 | 2646839.9684 | 1248273.8763 | 2646842.5421 | 1248275.9646 | 2646873.8334 | 1248307.7554
33 | 2646839.9684 | 1248273.8763 | 2646829.9807 | 1248276.3769
34 | 2646829.9807 | 1248276.3769 | 2646823.2044 | 1248271.9315 | 2646817.7894 | 1248268.0581
35 | 2646829.9807 | 1248276.3769 | 2646825.7423 | 1248283.3259 | 2646819.8137 | 1248289.6326
36 | 2646797.5224 | 1248253.5607 | 2646817.7894 | 1248268.0581
37 | 2646793.9301 | 1248250.9911 | 2646797.5224 | 1248253.5607
38 | 2646612.2206 | 1248300.7517 | 2646595.8756 | 1248291.062
39 | 2646594.4837 | 1248290.2369 | 2646595.8756 | 1248291.062
40 | 2646669.0288 | 1248249.4351 | 2646651.9351 | 1248273.0138
41 | 2646669.0288 | 1248249.4351 | 2646657.5887 | 1248241.9547
42 | 2646657.5887 | 1248241.9547 | 2646636.5264 | 1248228.1827
43 | 2646714.0712 | 1248192.24 | 2646695.1512 | 1248216.2647
44 | 2646714.0712 | 1248192.24 | 2646703.338 | 1248184.5371
45 | 2646714.0712 | 1248192.24 | 2646715.6251 | 1248193.4086
46 | 2646624.5336 | 1248220.3396 | 2646629.2706 | 1248223.4384 | 2646636.5264 | 1248228.1827
47 | 2646793.9301 | 1248250.9911 | 2646781.2966 | 1248241.954
48 | 2646776.138 | 1248238.264 | 2646781.2966 | 1248241.954
49 | 2646776.138 | 1248238.264 | 2646762.221 | 1248228.3089
50 | 2646758.9334 | 1248225.9572 | 2646762.221 | 1248228.3089
51 | 2646758.9334 | 1248225.9572 | 2646758.6708 | 1248225.7694 | 2646746.4425 | 1248216.5764
52 | 2646743.4874 | 1248214.3548 | 2646746.4425 | 1248216.5764
53 | 2646743.4874 | 1248214.3548 | 2646727.336 | 1248202.2126
54 | 2646715.6251 | 1248193.4086 | 2646701.5328 | 1248211.3119
55 | 2646715.6251 | 1248193.4086 | 2646727.336 | 1248202.2126
56 | 2646742.2366 | 1248143.6403 | 2646738.9356 | 1248155.2554 | 2646734.1787 | 1248165.2931
57 | 2646742.2366 | 1248143.6403 | 2646749.8752 | 1248122.0749
58 | 2646742.2366 | 1248143.6403 | 2646749.3357 | 1248149.0986
59 | 2646742.2366 | 1248143.6403 | 2646740.4427 | 1248142.2586
60 | 2646682.2486 | 1248169.3159 | 2646684.2147 | 1248170.8129 | 2646703.338 | 1248184.5371
61 | 2646749.8752 | 1248122.0749 | 2646749.8752 | 1248122.0749 | 2646753.51 | 1248101.6524
62 | 2646749.3357 | 1248149.0986 | 2646765.4842 | 1248161.515
63 | 2646740.4427 | 1248142.2586 | 2646737.0385 | 1248153.5504 | 2646734.5731 | 1248158.8965
64 | 2646740.4427 | 1248142.2586 | 2646723.2559 | 1248128.1785
65 | 2646682.1233 | 1248169.2205 | 2646682.2486 | 1248169.3159
66 | 2646609.7795 | 1247974.2219 | 2646609.987 | 1247974.7602
67 | 2646615.6372 | 1247989.4186 | 2646609.987 | 1247974.7602
68 | 2646615.6372 | 1247989.4186 | 2646580.031 | 1248003.7264
69 | 2646615.6372 | 1247989.4186 | 2646617.6915 | 1247988.593
70 | 2646580.031 | 1248003.7264 | 2646593.7113 | 1248023.0536
71 | 2646580.031 | 1248003.7264 | 2646578.0084 | 1248004.5333 | 2646568.9132 | 1248008.008
72 | 2646649.7462 | 1248039.676 | 2646644.8412 | 1248041.5866
73 | 2646665.2674 | 1248033.6273 | 2646649.7462 | 1248039.676
74 | 2646649.7462 | 1248039.676 | 2646658.9598 | 1248064.5762
75 | 2646554.4713 | 1248013.5254 | 2646568.9132 | 1248008.008
76 | 2646547.695 | 1248016.1143 | 2646554.4713 | 1248013.5254
77 | 2646673.5261 | 1247965.8912 | 2646662.9757 | 1247970.2903
78 | 2646673.5261 | 1247965.8912 | 2646684.7639 | 1247961.209
79 | 2646547.695 | 1248016.1143 | 2646528.1654 | 1248023.5794
80 | 2646547.695 | 1248016.1143 | 2646542.0003 | 1248000.1096
81 | 2646557.4576 | 1248088.495 | 2646561.5275 | 1248093.9069
82 | 2646569.3258 | 1248104.2765 | 2646561.5275 | 1248093.9069
83 | 2646505.2575 | 1248032.6658 | 2646524.4942 | 1248024.9827 | 2646528.1654 | 1248023.5794
84 | 2646536.3367 | 1247984.1924 | 2646542.0003 | 1248000.1096
85 | 2646479.1797 | 1248050.5002 | 2646481.5897 | 1248049.4073 | 2646489.1645 | 1248043.5849 | 2646501.26 | 1248034.2624 | 2646505.2575 | 1248032.6658
86 | 2646479.1797 | 1248050.5002 | 2646487.392 | 1248060.4557
87 | 2646446.6303 | 1248061.2637 | 2646452.5803 | 1248050.7588 | 2646475.9285 | 1248051.9647 | 2646479.1797 | 1248050.5002
88 | 2646496.068 | 1248072.9482 | 2646492.6299 | 1248066.8054 | 2646487.392 | 1248060.4557
89 | 2646446.6303 | 1248061.2637 | 2646453.9832 | 1248071.2279 | 2646467.6229 | 1248083.5986 | 2646473.6071 | 1248089.2814
90 | 2646496.068 | 1248072.9482 | 2646496.8303 | 1248074.3101 | 2646495.5654 | 1248080.5599 | 2646493.1985 | 1248083.0681
91 | 2646482.646 | 1248104.4414 | 2646477.2326 | 1248092.7244 | 2646473.6071 | 1248089.2814
92 | 2646473.6071 | 1248089.2814 | 2646435.1485 | 1248121.3869
93 | 2646499.0864 | 1248149.3093 | 2646482.646 | 1248104.4414
94 | 2646511.8204 | 1248163.8543 | 2646508.8945 | 1248156.5932 | 2646501.7013 | 1248151.3221 | 2646499.0864 | 1248149.3093
95 | 2646511.8204 | 1248163.8543 | 2646506.2033 | 1248173.5002
96 | 2646511.8204 | 1248163.8543 | 2646520.955 | 1248150.7504
97 | 2646558.1772 | 1248268.9686 | 2646542.9655 | 1248260.3534
98 | 2646559.1457 | 1248269.5172 | 2646558.1772 | 1248268.9686
99 | 2646542.9655 | 1248260.3534 | 2646538.3764 | 1248257.7544
100 | 2646576.9069 | 1248279.8171 | 2646567.8083 | 1248274.4232 | 2646559.1457 | 1248269.5172
101 | 2646519.8045 | 1248247.236 | 2646538.3764 | 1248257.7544
102 | 2646576.9069 | 1248279.8171 | 2646578.3603 | 1248280.6786
103 | 2646519.8045 | 1248247.236 | 2646496.7148 | 1248234.1591
104 | 2646594.4837 | 1248290.2369 | 2646578.3603 | 1248280.6786
105 | 2646496.5964 | 1248234.092 | 2646496.7148 | 1248234.1591
106 | 2646624.5336 | 1248220.3396 | 2646614.1169 | 1248213.5254
107 | 2646607.2564 | 1248209.0375 | 2646614.1169 | 1248213.5254
108 | 2646607.2564 | 1248209.0375 | 2646595.7066 | 1248201.4821
109 | 2646818.9714 | 1248202.6405 | 2646804.5473 | 1248191.55
110 | 2646829.2296 | 1248203.1996 | 2646823.5058 | 1248203.1544 | 2646818.9714 | 1248202.6405
111 | 2646793.4291 | 1248183.0014 | 2646804.5473 | 1248191.55
112 | 2646829.2296 | 1248203.1996 | 2646825.5364 | 1248181.2668
113 | 2646793.4291 | 1248183.0014 | 2646783.8343 | 1248175.6241
114 | 2646825.5364 | 1248181.2668 | 2646825.5834 | 1248181.0448 | 2646817.2496 | 1248134.4378
115 | 2646775.2548 | 1248169.0274 | 2646783.8343 | 1248175.6241
116 | 2646817.2496 | 1248134.4378 | 2646812.5398 | 1248108.0981
117 | 2646775.2548 | 1248169.0274 | 2646765.4842 | 1248161.515
118 | 2646808.8696 | 1248087.5724 | 2646812.5398 | 1248108.0981
119 | 2646628.4372 | 1248128.3452 | 2646629.0644 | 1248128.8227
120 | 2646611.8954 | 1248115.4361 | 2646622.2996 | 1248123.6722 | 2646628.4372 | 1248128.3452
121 | 2646646.272 | 1248141.9242 | 2646629.0644 | 1248128.8227
122 | 2646611.8954 | 1248115.4361 | 2646609.7228 | 1248113.7163
123 | 2646646.272 | 1248141.9242 | 2646647.1206 | 1248142.5703
124 | 2646662.7218 | 1248154.4487 | 2646647.1206 | 1248142.5703
125 | 2646664.9571 | 1248156.1506 | 2646662.7218 | 1248154.4487
126 | 2646585.2023 | 1248094.3055 | 2646600.107 | 1248087.1147
127 | 2646585.2023 | 1248094.3055 | 2646569.3258 | 1248104.2765
128 | 2646600.107 | 1248087.1147 | 2646606.3366 | 1248084.1091 | 2646617.7813 | 1248079.9592
129 | 2646569.3258 | 1248104.2765 | 2646556.496 | 1248112.8593 | 2646554.2758 | 1248114.9923
130 | 2646664.9571 | 1248156.1506 | 2646682.1233 | 1248169.2205
131 | 2646714.2286 | 1248120.7829 | 2646723.2559 | 1248128.1785
132 | 2646714.2286 | 1248120.7829 | 2646703.126 | 1248111.6872
133 | 2646693.5766 | 1248103.864 | 2646703.126 | 1248111.6872
134 | 2646676.6425 | 1248089.9908 | 2646693.5766 | 1248103.864
135 | 2646676.6425 | 1248089.9908 | 2646670.8728 | 1248085.264
136 | 2646752.2031 | 1248095.4592 | 2646754.9303 | 1248078.0164
137 | 2646757.4148 | 1248062.126 | 2646754.9303 | 1248078.0164
138 | 2646650.0954 | 1248068.2423 | 2646670.8728 | 1248085.264
139 | 2646808.8696 | 1248087.5724 | 2646807.6558 | 1248077.7451
140 | 2646807.6558 | 1248077.7451 | 2646804.0349 | 1248054.2786
141 | 2646804.0349 | 1248054.2786 | 2646803.7161 | 1248052.0822
142 | 2646757.7467 | 1248077.8479 | 2646753.51 | 1248101.6524
143 | 2646595.7066 | 1248201.4821 | 2646585.1546 | 1248194.5794
144 | 2646579.9599 | 1248191.1812 | 2646585.1546 | 1248194.5794
145 | 2646562.0825 | 1248179.4865 | 2646579.9599 | 1248191.1812
146 | 2646562.0825 | 1248179.4865 | 2646560.6247 | 1248178.5329
147 | 2646560.6247 | 1248178.5329 | 2646539.5407 | 1248164.7405
148 | 2646536.4787 | 1248132.2811 | 2646537.3136 | 1248131.2879 | 2646554.2758 | 1248114.9923
149 | 2646520.955 | 1248150.7504 | 2646536.4787 | 1248132.2811
150 | 2646520.955 | 1248150.7504 | 2646535.5987 | 1248162.1618 | 2646539.5407 | 1248164.7405
151 | 2646506.2033 | 1248173.5002 | 2646496.0782 | 1248190.8872
152 | 2646617.7813 | 1248079.9592 | 2646633.1554 | 1248074.3844
153 | 2646650.0954 | 1248068.2423 | 2646658.9598 | 1248064.5762
154 | 2646650.0954 | 1248068.2423 | 2646637.8493 | 1248072.6824
155 | 2646658.9598 | 1248064.5762 | 2646671.2773 | 1248059.4848
156 | 2646637.8493 | 1248072.6824 | 2646633.1554 | 1248074.3844
157 | 2646637.8493 | 1248072.6824 | 2646632.9658 | 1248064.5314
158 | 2646671.2773 | 1248059.4848 | 2646691.2193 | 1248051.2417
159 | 2646691.2193 | 1248051.2417 | 2646701.7631 | 1248046.8834
160 | 2646759.0089 | 1248025.8489 | 2646761.2064 | 1248038.308 | 2646758.9911 | 1248052.0442 | 2646757.4148 | 1248062.126
161 | 2646726.2653 | 1248037.2097 | 2646745.3003 | 1248029.9437 | 2646749.9889 | 1248028.1572 | 2646759.0089 | 1248025.8489
162 | 2646759.0089 | 1248025.8489 | 2646762.9008 | 1248021.6768 | 2646766.4511 | 1248015.8008 | 2646767.174 | 1248009.3689 | 2646768.9051 | 1247992.8715
163 | 2646726.2653 | 1248037.2097 | 2646720.8774 | 1248023.8505
164 | 2646726.2653 | 1248037.2097 | 2646724.6897 | 1248037.82 | 2646711.4759 | 1248042.9651
165 | 2646768.9051 | 1247992.8715 | 2646751.7865 | 1247990.0863
166 | 2646684.7639 | 1247961.209 | 2646700.1356 | 1247954.8043 | 2646707.2506 | 1247952.5696
167 | 2646717.2301 | 1247949.4353 | 2646707.2506 | 1247952.5696
168 | 2646743.1938 | 1247988.6883 | 2646717.2301 | 1247949.4353
169 | 2646716.6879 | 1248013.4628 | 2646720.8774 | 1248023.8505
170 | 2646743.1938 | 1247988.6883 | 2646749.4518 | 1247989.7065
171 | 2646751.7865 | 1247990.0863 | 2646749.4518 | 1247989.7065
172 | 2646711.4759 | 1248042.9651 | 2646707.449 | 1248044.5332 | 2646701.7631 | 1248046.8834

## bus_geodata
| x | y | coords
0 | 2646849.8739 | 1248367.6875
1 | 2646831.0892 | 1248351.1581
2 | 2646796.9099 | 1248313.9972
3 | 2646816.1944 | 1248293.4827
4 | 2646785.7157 | 1248325.9054
5 | 2646770.7758 | 1248340.9327
6 | 2646778.659 | 1248333.0035
7 | 2646739.497 | 1248372.3946
8 | 2646760.1763 | 1248385.1554
9 | 2646726.7147 | 1248365.2481
10 | 2646774.1194 | 1248318.306
11 | 2646709.5757 | 1248355.6658
12 | 2646754.9849 | 1248305.7666
13 | 2646706.8602 | 1248354.1475
14 | 2646693.203 | 1248346.5082
15 | 2646676.3466 | 1248337.0793
16 | 2646660.5713 | 1248328.2552
17 | 2646627.9103 | 1248309.9858
18 | 2646638.6812 | 1248295.007
19 | 2646625.933 | 1248308.8806
20 | 2646720.3861 | 1248283.093
21 | 2646736.2823 | 1248293.5103
22 | 2646709.8759 | 1248276.2054
23 | 2646737.0138 | 1248293.9896
24 | 2646704.7925 | 1248272.8742
25 | 2646753.8187 | 1248305.0024
26 | 2646685.0492 | 1248259.9358
27 | 2646670.6741 | 1248250.5154
28 | 2646873.8334 | 1248307.7554
29 | 2646839.9684 | 1248273.8763
30 | 2646829.9807 | 1248276.3769
31 | 2646817.7894 | 1248268.0581
32 | 2646819.8137 | 1248289.6326
33 | 2646797.5224 | 1248253.5607
34 | 2646657.0003 | 1248269.5312
35 | 2646612.8951 | 1248326.1553
36 | 2646612.2206 | 1248300.7517
37 | 2646595.8756 | 1248291.062
38 | 2646651.9351 | 1248273.0138
39 | 2646669.0288 | 1248249.4351
40 | 2646657.5887 | 1248241.9547
41 | 2646695.1512 | 1248216.2647
42 | 2646714.0712 | 1248192.24
43 | 2646636.5264 | 1248228.1827
44 | 2646793.9301 | 1248250.9911
45 | 2646781.2966 | 1248241.954
46 | 2646776.138 | 1248238.264
47 | 2646762.221 | 1248228.3089
48 | 2646758.9334 | 1248225.9572
49 | 2646746.4425 | 1248216.5764
50 | 2646743.4874 | 1248214.3548
51 | 2646701.5328 | 1248211.3119
52 | 2646715.6251 | 1248193.4086
53 | 2646727.336 | 1248202.2126
54 | 2646734.1787 | 1248165.2931
55 | 2646742.2366 | 1248143.6403
56 | 2646703.338 | 1248184.5371
57 | 2646749.8752 | 1248122.0749
58 | 2646749.3357 | 1248149.0986
59 | 2646740.4427 | 1248142.2586
60 | 2646734.5731 | 1248158.8965
61 | 2646682.2486 | 1248169.3159
62 | 2646609.987 | 1247974.7602
63 | 2646609.7795 | 1247974.2219
64 | 2646615.6372 | 1247989.4186
65 | 2646580.0311 | 1248003.7264
66 | 2646617.6915 | 1247988.593
67 | 2646644.8412 | 1248041.5866
68 | 2646649.7462 | 1248039.676
69 | 2646593.7113 | 1248023.0536
70 | 2646568.9132 | 1248008.008
71 | 2646554.4713 | 1248013.5254
72 | 2646662.9757 | 1247970.2903
73 | 2646673.5261 | 1247965.8912
74 | 2646547.695 | 1248016.1143
75 | 2646557.4576 | 1248088.495
76 | 2646561.5275 | 1248093.9069
77 | 2646528.1654 | 1248023.5794
78 | 2646542.0003 | 1248000.1096
79 | 2646505.2575 | 1248032.6658
80 | 2646536.3367 | 1247984.1924
81 | 2646479.1797 | 1248050.5002
82 | 2646487.392 | 1248060.4557
83 | 2646446.6303 | 1248061.2637
84 | 2646496.068 | 1248072.9482
85 | 2646473.6071 | 1248089.2814
86 | 2646493.1985 | 1248083.0681
87 | 2646482.646 | 1248104.4414
88 | 2646435.1485 | 1248121.3869
89 | 2646499.0864 | 1248149.3093
90 | 2646511.8204 | 1248163.8543
91 | 2646558.1772 | 1248268.9686
92 | 2646542.9655 | 1248260.3534
93 | 2646559.1457 | 1248269.5172
94 | 2646538.3764 | 1248257.7544
95 | 2646576.9069 | 1248279.8171
96 | 2646519.8045 | 1248247.236
97 | 2646578.3603 | 1248280.6786
98 | 2646496.7148 | 1248234.1591
99 | 2646594.4837 | 1248290.2369
100 | 2646624.5336 | 1248220.3396
101 | 2646614.1169 | 1248213.5254
102 | 2646607.2564 | 1248209.0375
103 | 2646818.9714 | 1248202.6405
104 | 2646804.5473 | 1248191.55
105 | 2646829.2296 | 1248203.1996
106 | 2646793.4291 | 1248183.0014
107 | 2646825.5364 | 1248181.2668
108 | 2646783.8343 | 1248175.6241
109 | 2646817.2496 | 1248134.4378
110 | 2646775.2548 | 1248169.0274
111 | 2646812.5398 | 1248108.0981
112 | 2646628.4372 | 1248128.3452
113 | 2646629.0644 | 1248128.8227
114 | 2646611.8954 | 1248115.4361
115 | 2646646.272 | 1248141.9242
116 | 2646609.7228 | 1248113.7163
117 | 2646647.1206 | 1248142.5703
118 | 2646662.7218 | 1248154.4487
119 | 2646585.2023 | 1248094.3055
120 | 2646600.107 | 1248087.1147
121 | 2646569.3258 | 1248104.2765
122 | 2646664.9571 | 1248156.1506
123 | 2646714.2286 | 1248120.7829
124 | 2646723.2559 | 1248128.1785
125 | 2646703.126 | 1248111.6872
126 | 2646693.5766 | 1248103.864
127 | 2646676.6425 | 1248089.9908
128 | 2646752.2031 | 1248095.4592
129 | 2646754.9303 | 1248078.0164
130 | 2646670.8728 | 1248085.264
131 | 2646808.8696 | 1248087.5724
132 | 2646807.6558 | 1248077.7451
133 | 2646804.0349 | 1248054.2786
134 | 2646753.51 | 1248101.6524
135 | 2646765.4842 | 1248161.515
136 | 2646757.7467 | 1248077.8479
137 | 2646595.7066 | 1248201.4821
138 | 2646585.1546 | 1248194.5794
139 | 2646579.9599 | 1248191.1812
140 | 2646562.0825 | 1248179.4865
141 | 2646560.6247 | 1248178.5329
142 | 2646803.7161 | 1248052.0822
143 | 2646682.1233 | 1248169.2205
144 | 2646496.5964 | 1248234.092
145 | 2646554.2758 | 1248114.9923
146 | 2646536.4787 | 1248132.2811
147 | 2646520.955 | 1248150.7504
148 | 2646539.5407 | 1248164.7405
149 | 2646506.2033 | 1248173.5002
150 | 2646617.7813 | 1248079.9592
151 | 2646650.0954 | 1248068.2423
152 | 2646658.9598 | 1248064.5762
153 | 2646637.8493 | 1248072.6824
154 | 2646671.2773 | 1248059.4848
155 | 2646633.1554 | 1248074.3844
156 | 2646632.9658 | 1248064.5314
157 | 2646665.2674 | 1248033.6273
158 | 2646691.2193 | 1248051.2417
159 | 2646757.4148 | 1248062.126
160 | 2646759.0089 | 1248025.8489
161 | 2646726.2653 | 1248037.2097
162 | 2646768.9051 | 1247992.8715
163 | 2646684.7639 | 1247961.209
164 | 2646707.2506 | 1247952.5696
165 | 2646717.2301 | 1247949.4353
166 | 2646716.6879 | 1248013.4628
167 | 2646720.8774 | 1248023.8505
168 | 2646743.1938 | 1247988.6883
169 | 2646749.4518 | 1247989.7065
170 | 2646711.4759 | 1248042.9651
171 | 2646751.7865 | 1247990.0863
172 | 2646701.7631 | 1248046.8834
173 | 2646496.0782 | 1248190.8872
174 | 2646714.0712 | 1248192.24

## line_std_types
| c_nf_per_km | r_ohm_per_km | x_ohm_per_km | max_i_ka | type | q_mm2 | alpha | voltage_rating
NAYY 4x50 SE | 210 | 0.642 | 0.083 | 0.142 | cs | 50 | 0.00403 | LV
NAYY 4x120 SE | 264 | 0.225 | 0.08 | 0.242 | cs | 120 | 0.00403 | LV
NAYY 4x150 SE | 261 | 0.208 | 0.08 | 0.27 | cs | 150 | 0.00403 | LV
NA2XS2Y 1x95 RM/25 12/20 kV | 216 | 0.313 | 0.132 | 0.252 | cs | 95 | 0.00403 | MV
NA2XS2Y 1x185 RM/25 12/20 kV | 273 | 0.161 | 0.117 | 0.362 | cs | 185 | 0.00403 | MV
NA2XS2Y 1x240 RM/25 12/20 kV | 304 | 0.122 | 0.112 | 0.421 | cs | 240 | 0.00403 | MV
NA2XS2Y 1x95 RM/25 6/10 kV | 315 | 0.313 | 0.123 | 0.249 | cs | 95 | 0.00403 | MV
NA2XS2Y 1x185 RM/25 6/10 kV | 406 | 0.161 | 0.11 | 0.358 | cs | 185 | 0.00403 | MV
NA2XS2Y 1x240 RM/25 6/10 kV | 456 | 0.122 | 0.105 | 0.416 | cs | 240 | 0.00403 | MV
NA2XS2Y 1x150 RM/25 12/20 kV | 250 | 0.206 | 0.116 | 0.319 | cs | 150 | 0.00403 | MV
NA2XS2Y 1x120 RM/25 12/20 kV | 230 | 0.253 | 0.119 | 0.283 | cs | 120 | 0.00403 | MV
NA2XS2Y 1x70 RM/25 12/20 kV | 190 | 0.443 | 0.132 | 0.22 | cs | 70 | 0.00403 | MV
NA2XS2Y 1x150 RM/25 6/10 kV | 360 | 0.206 | 0.11 | 0.315 | cs | 150 | 0.00403 | MV
NA2XS2Y 1x120 RM/25 6/10 kV | 340 | 0.253 | 0.113 | 0.28 | cs | 120 | 0.00403 | MV
NA2XS2Y 1x70 RM/25 6/10 kV | 280 | 0.443 | 0.123 | 0.217 | cs | 70 | 0.00403 | MV
N2XS(FL)2Y 1x120 RM/35 64/110 kV | 112 | 0.153 | 0.166 | 0.366 | cs | 120 | 0.00393 | HV
N2XS(FL)2Y 1x185 RM/35 64/110 kV | 125 | 0.099 | 0.156 | 0.457 | cs | 185 | 0.00393 | HV
N2XS(FL)2Y 1x240 RM/35 64/110 kV | 135 | 0.075 | 0.149 | 0.526 | cs | 240 | 0.00393 | HV
N2XS(FL)2Y 1x300 RM/35 64/110 kV | 144 | 0.06 | 0.144 | 0.588 | cs | 300 | 0.00393 | HV
15-AL1/3-ST1A 0.4 | 11 | 1.8769 | 0.35 | 0.105 | ol | 16 | 0.00403 | LV
24-AL1/4-ST1A 0.4 | 11.25 | 1.2012 | 0.335 | 0.14 | ol | 24 | 0.00403 | LV
48-AL1/8-ST1A 0.4 | 12.2 | 0.5939 | 0.3 | 0.21 | ol | 48 | 0.00403 | LV
94-AL1/15-ST1A 0.4 | 13.2 | 0.306 | 0.29 | 0.35 | ol | 94 | 0.00403 | LV
34-AL1/6-ST1A 10.0 | 9.7 | 0.8342 | 0.36 | 0.17 | ol | 34 | 0.00403 | MV
48-AL1/8-ST1A 10.0 | 10.1 | 0.5939 | 0.35 | 0.21 | ol | 48 | 0.00403 | MV
70-AL1/11-ST1A 10.0 | 10.4 | 0.4132 | 0.339 | 0.29 | ol | 70 | 0.00403 | MV
94-AL1/15-ST1A 10.0 | 10.75 | 0.306 | 0.33 | 0.35 | ol | 94 | 0.00403 | MV
122-AL1/20-ST1A 10.0 | 11.1 | 0.2376 | 0.323 | 0.41 | ol | 122 | 0.00403 | MV
149-AL1/24-ST1A 10.0 | 11.25 | 0.194 | 0.315 | 0.47 | ol | 149 | 0.00403 | MV
34-AL1/6-ST1A 20.0 | 9.15 | 0.8342 | 0.382 | 0.17 | ol | 34 | 0.00403 | MV
48-AL1/8-ST1A 20.0 | 9.5 | 0.5939 | 0.372 | 0.21 | ol | 48 | 0.00403 | MV
70-AL1/11-ST1A 20.0 | 9.7 | 0.4132 | 0.36 | 0.29 | ol | 70 | 0.00403 | MV
94-AL1/15-ST1A 20.0 | 10 | 0.306 | 0.35 | 0.35 | ol | 94 | 0.00403 | MV
122-AL1/20-ST1A 20.0 | 10.3 | 0.2376 | 0.344 | 0.41 | ol | 122 | 0.00403 | MV
149-AL1/24-ST1A 20.0 | 10.5 | 0.194 | 0.337 | 0.47 | ol | 149 | 0.00403 | MV
184-AL1/30-ST1A 20.0 | 10.75 | 0.1571 | 0.33 | 0.535 | ol | 184 | 0.00403 | MV
243-AL1/39-ST1A 20.0 | 11 | 0.1188 | 0.32 | 0.645 | ol | 243 | 0.00403 | MV
48-AL1/8-ST1A 110.0 | 8 | 0.5939 | 0.46 | 0.21 | ol | 48 | 0.00403 | HV
70-AL1/11-ST1A 110.0 | 8.4 | 0.4132 | 0.45 | 0.29 | ol | 70 | 0.00403 | HV
94-AL1/15-ST1A 110.0 | 8.65 | 0.306 | 0.44 | 0.35 | ol | 94 | 0.00403 | HV
122-AL1/20-ST1A 110.0 | 8.5 | 0.2376 | 0.43 | 0.41 | ol | 122 | 0.00403 | HV
149-AL1/24-ST1A 110.0 | 8.75 | 0.194 | 0.41 | 0.47 | ol | 149 | 0.00403 | HV
184-AL1/30-ST1A 110.0 | 8.8 | 0.1571 | 0.4 | 0.535 | ol | 184 | 0.00403 | HV
243-AL1/39-ST1A 110.0 | 9 | 0.1188 | 0.39 | 0.645 | ol | 243 | 0.00403 | HV
305-AL1/39-ST1A 110.0 | 9.2 | 0.0949 | 0.38 | 0.74 | ol | 305 | 0.00403 | HV
490-AL1/64-ST1A 110.0 | 9.75 | 0.059 | 0.37 | 0.96 | ol | 490 | 0.00403 | HV
679-AL1/86-ST1A 110.0 | 9.95 | 0.042 | 0.36 | 1.15 | ol | 679 | 0.00403 | HV
490-AL1/64-ST1A 220.0 | 10 | 0.059 | 0.285 | 0.96 | ol | 490 | 0.00403 | HV
679-AL1/86-ST1A 220.0 | 11.7 | 0.042 | 0.275 | 1.15 | ol | 679 | 0.00403 | HV
490-AL1/64-ST1A 380.0 | 11 | 0.059 | 0.253 | 0.96 | ol | 490 | 0.00403 | HV
679-AL1/86-ST1A 380.0 | 14.6 | 0.042 | 0.25 | 1.15 | ol | 679 | 0.00403 | HV

## trafo_std_types
| i0_percent | pfe_kw | vkr_percent | sn_mva | vn_lv_kv | vn_hv_kv | vk_percent | shift_degree | vector_group | tap_side | tap_neutral | tap_min | tap_max | tap_step_degree | tap_step_percent | tap_phase_shifter
160 MVA 380/110 kV | 0.06 | 60 | 0.25 | 160 | 110 | 380 | 12.2 | 0 | Yy0 | hv | 0 | -9 | 9 | 0 | 1.5 | FALSE
100 MVA 220/110 kV | 0.06 | 55 | 0.26 | 100 | 110 | 220 | 12 | 0 | Yy0 | hv | 0 | -9 | 9 | 0 | 1.5 | FALSE
63 MVA 110/20 kV | 0.04 | 22 | 0.32 | 63 | 20 | 110 | 18 | 150 | YNd5 | hv | 0 | -9 | 9 | 0 | 1.5 | FALSE
40 MVA 110/20 kV | 0.05 | 18 | 0.34 | 40 | 20 | 110 | 16.2 | 150 | YNd5 | hv | 0 | -9 | 9 | 0 | 1.5 | FALSE
25 MVA 110/20 kV | 0.07 | 14 | 0.41 | 25 | 20 | 110 | 12 | 150 | YNd5 | hv | 0 | -9 | 9 | 0 | 1.5 | FALSE
63 MVA 110/10 kV | 0.04 | 22 | 0.32 | 63 | 10 | 110 | 18 | 150 | YNd5 | hv | 0 | -9 | 9 | 0 | 1.5 | FALSE
40 MVA 110/10 kV | 0.05 | 18 | 0.34 | 40 | 10 | 110 | 16.2 | 150 | YNd5 | hv | 0 | -9 | 9 | 0 | 1.5 | FALSE
25 MVA 110/10 kV | 0.07 | 14 | 0.41 | 25 | 10 | 110 | 12 | 150 | YNd5 | hv | 0 | -9 | 9 | 0 | 1.5 | FALSE
0.25 MVA 20/0.4 kV | 0.32 | 0.8 | 1.44 | 0.25 | 0.4 | 20 | 6 | 150 | Yzn5 | hv | 0 | -2 | 2 | 0 | 2.5 | FALSE
0.4 MVA 20/0.4 kV | 0.3375 | 1.35 | 1.425 | 0.4 | 0.4 | 20 | 6 | 150 | Dyn5 | hv | 0 | -2 | 2 | 0 | 2.5 | FALSE
0.63 MVA 20/0.4 kV | 0.2619 | 1.65 | 1.206 | 0.63 | 0.4 | 20 | 6 | 150 | Dyn5 | hv | 0 | -2 | 2 | 0 | 2.5 | FALSE
0.25 MVA 10/0.4 kV | 0.24 | 0.6 | 1.2 | 0.25 | 0.4 | 10 | 4 | 150 | Dyn5 | hv | 0 | -2 | 2 | 0 | 2.5 | FALSE
0.4 MVA 10/0.4 kV | 0.2375 | 0.95 | 1.325 | 0.4 | 0.4 | 10 | 4 | 150 | Dyn5 | hv | 0 | -2 | 2 | 0 | 2.5 | FALSE
0.63 MVA 10/0.4 kV | 0.1873 | 1.18 | 1.0794 | 0.63 | 0.4 | 10 | 4 | 150 | Dyn5 | hv | 0 | -2 | 2 | 0 | 2.5 | FALSE

## trafo3w_std_types
| sn_hv_mva | sn_mv_mva | sn_lv_mva | vn_hv_kv | vn_mv_kv | vn_lv_kv | vk_hv_percent | vk_mv_percent | vk_lv_percent | vkr_hv_percent | vkr_mv_percent | vkr_lv_percent | pfe_kw | i0_percent | shift_mv_degree | shift_lv_degree | vector_group | tap_side | tap_neutral | tap_min | tap_max | tap_step_percent
63/25/38 MVA 110/20/10 kV | 63 | 25 | 38 | 110 | 20 | 10 | 10.4 | 10.4 | 10.4 | 0.28 | 0.32 | 0.35 | 35 | 0.89 | 0 | 0 | YN0yn0yn0 | hv | 0 | -10 | 10 | 1.2
63/25/38 MVA 110/10/10 kV | 63 | 25 | 38 | 110 | 10 | 10 | 10.4 | 10.4 | 10.4 | 0.28 | 0.32 | 0.35 | 35 | 0.89 | 0 | 0 | YN0yn0yn0 | hv | 0 | -10 | 10 | 1.2

## fuse_std_types
| fuse_type | i_rated_a | t_avg | t_min | t_total | x_avg | x_min | x_total
HV 100A | HV 100A | 100 | 0 | [10.0, 3.64, 0.854, 0.281, 0.1, 0.0531, 0.022, 0.01] | [10.0, 4.267, 1.21, 0.403, 0.1, 0.058, 0.022, 0.01] | 0 | [300.0, 350.0, 450.0, 550.0, 700.0, 850.0, 1200.0, 1752.0] | [600.0, 700.0, 900.0, 1150.0, 1665.0, 2000.0, 3000.0, 4313.0]
HV 10A | HV 10A | 10 | 0 | [10.0, 1675.0, 0.344, 0.156, 0.1, 0.0417, 0.0171, 0.01] | [10.0, 1.3, 0.3, 0.155, 0.1, 0.0555, 0.023, 0.01] | 0 | [30.0, 32.0, 35.0, 37.0, 39.0, 50.0, 70.0, 88.0] | [60.0, 70.0, 80.0, 87.0, 94.0, 110.0, 150.0, 216.0]
HV 125A | HV 125A | 125 | 0 | [10.0, 1.82, 0.344, 0.1, 0.0467, 0.0269, 0.01] | [10.0, 2.478, 0.426, 0.1, 0.0427, 0.0211, 0.01] | 0 | [375.0, 500.0, 700.0, 925.0, 1200.0, 1500.0, 2341.0] | [750.0, 1000.0, 1500.0, 2200.0, 3000.0, 4000.0, 5765.0]
HV 160A | HV 160A | 160 | 0 | [10.0, 4.15, 1.03, 0.198, 0.1, 0.051, 0.0172, 0.01] | [10.0, 2.3, 0.734, 0.274, 0.1, 0.046, 0.0177, 0.01] | 0 | [480.0, 550.0, 700.0, 1000.0, 1260.0, 1600.0, 2500.0, 3227.0] | [960.0, 1300.0, 1700.0, 2200.0, 2996.0, 4000.0, 6000.0, 7946.0]
HV 16A | HV 16A | 16 | 0 | [10.0, 0.352, 0.164, 0.1, 0.0649, 0.0342, 0.01] | [10.0, 2.34, 0.722, 0.181, 0.1, 0.055, 0.0296, 0.01] | 0 | [48.0, 60.0, 65.0, 71.0, 80.0, 100.0, 162.0] | [96.0, 110.0, 125.0, 150.0, 168.0, 200.0, 250.0, 398.0]
HV 200A | HV 200A | 200 | 0 | [10.0, 4.267, 1.21, 0.403, 0.1, 0.058, 0.022, 0.01] | [10.0, 3.73, 1.654, 0.328, 0.1, 0.0531, 0.019, 0.01] | 0 | [600.0, 700.0, 900.0, 1150.0, 1665.0, 2000.0, 3000.0, 4313.0] | [1200.0, 1500.0, 1800.0, 2700.0, 3960.0, 5000.0, 7500.0, 10620.0]
HV 20A | HV 20A | 20 | 0 | [10.0, 1.3, 0.3, 0.155, 0.1, 0.0555, 0.023, 0.01] | [10.0, 1.3, 0.161, 0.1, 0.0611, 0.0399, 0.0141, 0.01] | 0 | [60.0, 70.0, 80.0, 87.0, 94.0, 110.0, 150.0, 216.0] | [120.0, 150.0, 200.0, 223.0, 260.0, 300.0, 450.0, 532.0]
HV 25A | HV 25A | 25 | 0 | [10.0, 2.512, 0.833, 0.299, 0.1, 0.0372, 0.0223, 0.01] | [10.0, 3.125, 0.597, 0.198, 0.1, 0.0378, 0.022, 0.01] | 0 | [75.0, 82.0, 90.0, 100.0, 124.0, 170.0, 200.0, 289.0] | [150.0, 170.0, 210.0, 250.0, 294.0, 400.0, 500.0, 711.0]
HV 31.5A | HV 31.5A | 31.5 | 0 | [10.0, 2.34, 0.722, 0.181, 0.1, 0.055, 0.0296, 0.01] | [10.0, 2.84, 0.368, 0.164, 0.1, 0.0621, 0.0378, 0.0195, 0.01] | 0 | [95.0, 110.0, 125.0, 150.0, 165.0, 200.0, 250.0, 390.0] | [189.0, 220.0, 300.0, 350.0, 393.0, 450.0, 530.0, 700.0, 960.0]
HV 40A | HV 40A | 40 | 0 | [10.0, 1.3, 0.161, 0.1, 0.0611, 0.0399, 0.0141, 0.01] | [10.0, 2.05, 0.369, 0.198, 0.1, 0.051, 0.0298, 0.01] | 0 | [120.0, 150.0, 200.0, 223.0, 260.0, 300.0, 450.0, 532.0] | [240.0, 300.0, 400.0, 450.0, 530.0, 650.0, 800.0, 1311.0]
HV 50A | HV 50A | 50 | 0 | [10.0, 3.215, 0.597, 0.198, 0.1, 0.0378, 0.022, 0.01] | [10.0, 3.64, 0.854, 0.281, 0.1, 0.0531, 0.022, 0.01] | 0 | [150.0, 170.0, 210.0, 250.0, 294.0, 400.0, 500.0, 711.0] | [300.0, 350.0, 450.0, 550.0, 700.0, 850.0, 1200.0, 1752.0]
HV 6.3A | HV 6.3A | 6.3 | 0 | [10.0, 1.39, 0.344, 0.168, 0.1, 0.056, 0.0263, 0.01] | [10.0, 1.711, 0.516, 0.198, 0.1, 0.0634, 0.0303, 0.01] | 0 | [19.0, 19.5, 20.4, 20.8, 22.0, 25.0, 32.0, 48.0] | [38.0, 40.0, 43.0, 48.0, 53.0, 60.0, 75.0, 118.0]
HV 63A | HV 63A | 63 | 0 | [10.0, 2.84, 0.368, 0.164, 0.1, 0.0621, 0.0378, 0.0195, 0.01] | [10.0, 1.82, 0.344, 0.1, 0.0467, 0.0269, 0.01] | 0 | [189.0, 220.0, 300.0, 350.0, 393.0, 450.0, 530.0, 700.0, 961.0] | [378.0, 500.0, 700.0, 934.0, 1200.0, 1500.0, 2366.0]
HV 80A | HV 80A | 80 | 0 | [10.0, 2.05, 0.369, 0.198, 0.1, 0.051, 0.0298, 0.01] | [10.0, 4.15, 1.03, 0.198, 0.1, 0.051, 0.0172, 0.01] | 0 | [240.0, 300.0, 400.0, 450.0, 530.0, 650.0, 800.0, 1311.0] | [480.0, 550.0, 700.0, 1000.0, 1260.0, 1600.0, 2500.0, 3227.0]
Siemens NH-1-100 | Siemens NH-1-100 | 100 | [5400.0, 2000.0, 400.0, 20.0, 1.0, 0.2, 0.012, 0.004] | 0 | 0 | [150.0, 190.0, 250.0, 430.0, 900.0, 1250.0, 2700.0, 3600.0] | 0 | 0
Siemens NH-1-125 | Siemens NH-1-125 | 125 | [4800.0, 120.0, 7.0, 0.1, 0.004] | 0 | 0 | [180.0, 400.0, 740.0, 2000.0, 4250.0] | 0 | 0
Siemens NH-1-16 | Siemens NH-1-16 | 16 | [4000.0, 400.0, 2.0, 0.1, 0.04, 0.01] | 0 | 0 | [26.0, 35.0, 75.0, 150.0, 200.0, 300.0] | 0 | 0
Siemens NH-1-160 | Siemens NH-1-160 | 160 | [4800.0, 120.0, 7.0, 0.1, 0.004] | 0 | 0 | [210.0, 500.0, 900.0, 2300.0, 5000.0] | 0 | 0
Siemens NH-1-25 | Siemens NH-1-25 | 25 | [4000.0, 1000.0, 10.0, 0.2, 0.02, 0.01] | 0 | 0 | [40.0, 50.0, 100.0, 210.0, 400.0, 500.0] | 0 | 0
Siemens NH-1-50 | Siemens NH-1-50 | 50 | [4000.0, 40.0, 4.0, 1.0, 0.02, 0.01] | 0 | 0 | [86.0, 200.0, 300.0, 400.0, 1000.0, 1280.0] | 0 | 0
Siemens NH-1-63 | Siemens NH-1-63 | 63 | [4000.0, 100.0, 10.0, 2.0, 0.04, 0.01] | 0 | 0 | [100.0, 200.0, 300.0, 400.0, 1000.0, 1500.0] | 0 | 0
Siemens NH-1-80 | Siemens NH-1-80 | 80 | [4800.0, 120.0, 7.0, 0.1, 0.01] | 0 | 0 | [150.58, 250.0, 450.0, 1150.0, 2470.0] | 0 | 0
Siemens NH-2-1000 | Siemens NH-2-1000 | 1000 | [4800.0, 120.0, 7.0, 0.1, 0.004] | 0 | 0 | [1900.0, 3500.0, 8400.0, 24000.0, 52000.0] | 0 | 0
Siemens NH-2-200 | Siemens NH-2-200 | 200 | [4800.0, 120.0, 7.0, 0.1, 0.004] | 0 | 0 | [280.0, 650.0, 1200.0, 3000.0, 7000.0] | 0 | 0
Siemens NH-2-224 | Siemens NH-2-224 | 224 | [4800.0, 120.0, 7.0, 0.2, 0.04, 0.004] | 0 | 0 | [400.0, 750.0, 1453.0, 3025.0, 4315.0, 7600.0] | 0 | 0
Siemens NH-2-250 | Siemens NH-2-250 | 250 | [4800.0, 120.0, 7.0, 0.1, 0.004] | 0 | 0 | [450.0, 800.0, 1650.0, 4000.0, 8500.0] | 0 | 0
Siemens NH-2-315 | Siemens NH-2-315 | 315 | [4800.0, 120.0, 7.0, 0.1, 0.004] | 0 | 0 | [550.0, 920.0, 1900.0, 5000.0, 11000.0] | 0 | 0
Siemens NH-2-355 | Siemens NH-2-355 | 355 | [4800.0, 120.0, 6.0, 0.1, 0.004] | 0 | 0 | [650.0, 1116.27, 2350.0, 5840.0, 12790.0] | 0 | 0
Siemens NH-2-400 | Siemens NH-2-400 | 400 | [4800.0, 120.0, 7.0, 0.1, 0.004] | 0 | 0 | [720.0, 1350.0, 2800.0, 6500.0, 15000.0] | 0 | 0
Siemens NH-2-425 | Siemens NH-2-425 | 425 | [4800.0, 120.0, 7.0, 0.1, 0.004] | 0 | 0 | [850.0, 1500.0, 3050.0, 7500.0, 16500.0] | 0 | 0
Siemens NH-2-630 | Siemens NH-2-630 | 630 | [4800.0, 120.0, 7.0, 0.1, 0.004] | 0 | 0 | [1200.0, 2000.0, 4800.0, 12000.0, 26000.0] | 0 | 0

## dtypes
| element | column | dtype
0 | bus | name | object
1 | bus | vn_kv | float64
2 | bus | type | object
3 | bus | zone | object
4 | bus | in_service | bool
5 | load | name | object
6 | load | bus | uint32
7 | load | p_mw | float64
8 | load | q_mvar | float64
9 | load | const_z_percent | float64
10 | load | const_i_percent | float64
11 | load | sn_mva | float64
12 | load | scaling | float64
13 | load | in_service | bool
14 | load | type | object
15 | ext_grid | name | object
16 | ext_grid | bus | uint32
17 | ext_grid | vm_pu | float64
18 | ext_grid | va_degree | float64
19 | ext_grid | slack_weight | float64
20 | ext_grid | in_service | bool
21 | line | name | object
22 | line | std_type | object
23 | line | from_bus | uint32
24 | line | to_bus | uint32
25 | line | length_km | float64
26 | line | r_ohm_per_km | float64
27 | line | x_ohm_per_km | float64
28 | line | c_nf_per_km | float64
29 | line | g_us_per_km | float64
30 | line | max_i_ka | float64
31 | line | df | float64
32 | line | parallel | uint32
33 | line | type | object
34 | line | in_service | bool
35 | trafo | name | object
36 | trafo | std_type | object
37 | trafo | hv_bus | uint32
38 | trafo | lv_bus | uint32
39 | trafo | sn_mva | float64
40 | trafo | vn_hv_kv | float64
41 | trafo | vn_lv_kv | float64
42 | trafo | vk_percent | float64
43 | trafo | vkr_percent | float64
44 | trafo | pfe_kw | float64
45 | trafo | i0_percent | float64
46 | trafo | shift_degree | float64
47 | trafo | tap_side | object
48 | trafo | tap_neutral | int32
49 | trafo | tap_min | int32
50 | trafo | tap_max | int32
51 | trafo | tap_step_percent | float64
52 | trafo | tap_step_degree | float64
53 | trafo | tap_pos | int32
54 | trafo | tap_phase_shifter | bool
55 | trafo | parallel | uint32
56 | trafo | df | float64
57 | trafo | in_service | bool
58 | line_geodata | coords | object
59 | bus_geodata | x | float64
60 | bus_geodata | y | float64
61 | bus_geodata | coords | object

## parameters
| version | format_version | converged | OPF_converged | name | f_hz | sn_mva
0 | 2.14.6 | 2.14.0 | FALSE | FALSE |  | 50 | 1