## bus
| name | vn_kv | type | zone | in_service
0 | bus_LV_4003-13_0_6_node_0 | 0.4 | n |  | TRUE
1 | bus_LV_4003-13_0_6_node_1 | 0.4 | n |  | TRUE
2 | bus_LV_4003-13_0_6_node_5 | 0.4 | n |  | TRUE
3 | bus_LV_4003-13_0_6_node_4 | 0.4 | n |  | TRUE
4 | bus_LV_4003-13_0_6_node_57 | 0.4 | n |  | TRUE
5 | bus_LV_4003-13_0_6_node_55 | 0.4 | n |  | TRUE
6 | bus_LV_4003-13_0_6_node_107 | 0.4 | n |  | TRUE
7 | bus_LV_4003-13_0_6_node_6 | 0.4 | n |  | TRUE
8 | bus_LV_4003-13_0_6_node_12 | 0.4 | n |  | TRUE
9 | bus_LV_4003-13_0_6_node_188 | 0.4 | n |  | TRUE
10 | bus_LV_4003-13_0_6_node_10 | 0.4 | n |  | TRUE
11 | bus_LV_4003-13_0_6_node_95 | 0.4 | n |  | TRUE
12 | bus_LV_4003-13_0_6_node_159 | 0.4 | n |  | TRUE
13 | bus_LV_4003-13_0_6_node_11 | 0.4 | n |  | TRUE
14 | bus_LV_4003-13_0_6_node_15 | 0.4 | n |  | TRUE
15 | bus_LV_4003-13_0_6_node_120 | 0.4 | n |  | TRUE
16 | bus_LV_4003-13_0_6_node_119 | 0.4 | n |  | TRUE
17 | bus_LV_4003-13_0_6_node_192 | 0.4 | n |  | TRUE
18 | bus_LV_4003-13_0_6_node_125 | 0.4 | n |  | TRUE
19 | bus_LV_4003-13_0_6_node_13 | 0.4 | n |  | TRUE
20 | bus_LV_4003-13_0_6_node_16 | 0.4 | n |  | TRUE
21 | bus_LV_4003-13_0_6_node_173 | 0.4 | n |  | TRUE
22 | bus_LV_4003-13_0_6_node_14 | 0.4 | n |  | TRUE
23 | bus_LV_4003-13_0_6_node_135 | 0.4 | n |  | TRUE
24 | bus_LV_4003-13_0_6_node_17 | 0.4 | n |  | TRUE
25 | bus_LV_4003-13_0_6_node_155 | 0.4 | n |  | TRUE
26 | bus_LV_4003-13_0_6_node_18 | 0.4 | n |  | TRUE
27 | bus_LV_4003-13_0_6_node_25 | 0.4 | n |  | TRUE
28 | bus_LV_4003-13_0_6_node_172 | 0.4 | n |  | TRUE
29 | bus_LV_4003-13_0_6_node_19 | 0.4 | n |  | TRUE
30 | bus_LV_4003-13_0_6_node_20 | 0.4 | n |  | TRUE
31 | bus_LV_4003-13_0_6_node_108 | 0.4 | n |  | TRUE
32 | bus_LV_4003-13_0_6_node_37 | 0.4 | n |  | TRUE
33 | bus_LV_4003-13_0_6_node_21 | 0.4 | n |  | TRUE
34 | bus_LV_4003-13_0_6_node_47 | 0.4 | n |  | TRUE
35 | bus_LV_4003-13_0_6_node_102 | 0.4 | n |  | TRUE
36 | bus_LV_4003-13_0_6_node_22 | 0.4 | n |  | TRUE
37 | bus_LV_4003-13_0_6_node_27 | 0.4 | n |  | TRUE
38 | bus_LV_4003-13_0_6_node_31 | 0.4 | n |  | TRUE
39 | bus_LV_4003-13_0_6_node_23 | 0.4 | n |  | TRUE
40 | bus_LV_4003-13_0_6_node_111 | 0.4 | n |  | TRUE
41 | bus_LV_4003-13_0_6_node_112 | 0.4 | n |  | TRUE
42 | bus_LV_4003-13_0_6_node_109 | 0.4 | n |  | TRUE
43 | bus_LV_4003-13_0_6_node_56 | 0.4 | n |  | TRUE
44 | bus_LV_4003-13_0_6_node_131 | 0.4 | n |  | TRUE
45 | bus_LV_4003-13_0_6_node_34 | 0.4 | n |  | TRUE
46 | bus_LV_4003-13_0_6_node_35 | 0.4 | n |  | TRUE
47 | bus_LV_4003-13_0_6_node_130 | 0.4 | n |  | TRUE
48 | bus_LV_4003-13_0_6_node_98 | 0.4 | n |  | TRUE
49 | bus_LV_4003-13_0_6_node_128 | 0.4 | n |  | TRUE
50 | bus_LV_4003-13_0_6_node_24 | 0.4 | n |  | TRUE
51 | bus_LV_4003-13_0_6_node_93 | 0.4 | n |  | TRUE
52 | bus_LV_4003-13_0_6_node_126 | 0.4 | n |  | TRUE
53 | bus_LV_4003-13_0_6_node_43 | 0.4 | n |  | TRUE
54 | bus_LV_4003-13_0_6_node_67 | 0.4 | n |  | TRUE
55 | bus_LV_4003-13_0_6_node_129 | 0.4 | n |  | TRUE
56 | bus_LV_4003-13_0_6_node_124 | 0.4 | n |  | TRUE
57 | bus_LV_4003-13_0_6_node_187 | 0.4 | n |  | TRUE
58 | bus_LV_4003-13_0_6_node_123 | 0.4 | n |  | TRUE
59 | bus_LV_4003-13_0_6_node_78 | 0.4 | n |  | TRUE
60 | bus_LV_4003-13_0_6_node_76 | 0.4 | n |  | TRUE
61 | bus_LV_4003-13_0_6_node_191 | 0.4 | n |  | TRUE
62 | bus_LV_4003-13_0_6_node_91 | 0.4 | n |  | TRUE
63 | bus_LV_4003-13_0_6_node_59 | 0.4 | n |  | TRUE
64 | bus_LV_4003-13_0_6_node_88 | 0.4 | n |  | TRUE
65 | bus_LV_4003-13_0_6_node_156 | 0.4 | n |  | TRUE
66 | bus_LV_4003-13_0_6_node_46 | 0.4 | n |  | TRUE
67 | bus_LV_4003-13_0_6_node_100 | 0.4 | n |  | TRUE
68 | bus_LV_4003-13_0_6_node_26 | 0.4 | n |  | TRUE
69 | bus_LV_4003-13_0_6_node_122 | 0.4 | n |  | TRUE
70 | bus_LV_4003-13_0_6_node_113 | 0.4 | n |  | TRUE
71 | bus_LV_4003-13_0_6_node_28 | 0.4 | n |  | TRUE
72 | bus_LV_4003-13_0_6_node_29 | 0.4 | n |  | TRUE
73 | bus_LV_4003-13_0_6_node_30 | 0.4 | n |  | TRUE
74 | bus_LV_4003-13_0_6_node_92 | 0.4 | n |  | TRUE
75 | bus_LV_4003-13_0_6_node_60 | 0.4 | n |  | TRUE
76 | bus_LV_4003-13_0_6_node_110 | 0.4 | n |  | TRUE
77 | bus_LV_4003-13_0_6_node_121 | 0.4 | n |  | TRUE
78 | bus_LV_4003-13_0_6_node_33 | 0.4 | n |  | TRUE
79 | bus_LV_4003-13_0_6_node_66 | 0.4 | n |  | TRUE
80 | bus_LV_4003-13_0_6_node_32 | 0.4 | n |  | TRUE
81 | bus_LV_4003-13_0_6_node_61 | 0.4 | n |  | TRUE
82 | bus_LV_4003-13_0_6_node_50 | 0.4 | n |  | TRUE
83 | bus_LV_4003-13_0_6_node_36 | 0.4 | n |  | TRUE
84 | bus_LV_4003-13_0_6_node_58 | 0.4 | n |  | TRUE
85 | bus_LV_4003-13_0_6_node_132 | 0.4 | n |  | TRUE
86 | bus_LV_4003-13_0_6_node_90 | 0.4 | n |  | TRUE
87 | bus_LV_4003-13_0_6_node_134 | 0.4 | n |  | TRUE
88 | bus_LV_4003-13_0_6_node_89 | 0.4 | n |  | TRUE
89 | bus_LV_4003-13_0_6_node_40 | 0.4 | n |  | TRUE
90 | bus_LV_4003-13_0_6_node_41 | 0.4 | n |  | TRUE
91 | bus_LV_4003-13_0_6_node_42 | 0.4 | n |  | TRUE
92 | bus_LV_4003-13_0_6_node_44 | 0.4 | n |  | TRUE
93 | bus_LV_4003-13_0_6_node_45 | 0.4 | n |  | TRUE
94 | bus_LV_4003-13_0_6_node_52 | 0.4 | n |  | TRUE
95 | bus_LV_4003-13_0_6_node_165 | 0.4 | n |  | TRUE
96 | bus_LV_4003-13_0_6_node_168 | 0.4 | n |  | TRUE
97 | bus_LV_4003-13_0_6_node_51 | 0.4 | n |  | TRUE
98 | bus_LV_4003-13_0_6_node_166 | 0.4 | n |  | TRUE
99 | bus_LV_4003-13_0_6_node_48 | 0.4 | n |  | TRUE
100 | bus_LV_4003-13_0_6_node_49 | 0.4 | n |  | TRUE
101 | bus_LV_4003-13_0_6_node_127 | 0.4 | n |  | TRUE
102 | bus_LV_4003-13_0_6_node_74 | 0.4 | n |  | TRUE
103 | bus_LV_4003-13_0_6_node_73 | 0.4 | n |  | TRUE
104 | bus_LV_4003-13_0_6_node_53 | 0.4 | n |  | TRUE
105 | bus_LV_4003-13_0_6_node_54 | 0.4 | n |  | TRUE
106 | bus_LV_4003-13_0_6_node_105 | 0.4 | n |  | TRUE
107 | bus_LV_4003-13_0_6_node_104 | 0.4 | n |  | TRUE
108 | bus_LV_4003-13_0_6_node_86 | 0.4 | n |  | TRUE
109 | bus_LV_4003-13_0_6_node_62 | 0.4 | n |  | TRUE
110 | bus_LV_4003-13_0_6_node_63 | 0.4 | n |  | TRUE
111 | bus_LV_4003-13_0_6_node_65 | 0.4 | n |  | TRUE
112 | bus_LV_4003-13_0_6_node_64 | 0.4 | n |  | TRUE
113 | bus_LV_4003-13_0_6_node_193 | 0.4 | n |  | TRUE
114 | bus_LV_4003-13_0_6_node_68 | 0.4 | n |  | TRUE
115 | bus_LV_4003-13_0_6_node_69 | 0.4 | n |  | TRUE
116 | bus_LV_4003-13_0_6_node_70 | 0.4 | n |  | TRUE
117 | bus_LV_4003-13_0_6_node_71 | 0.4 | n |  | TRUE
118 | bus_LV_4003-13_0_6_node_72 | 0.4 | n |  | TRUE
119 | bus_LV_4003-13_0_6_node_118 | 0.4 | n |  | TRUE
120 | bus_LV_4003-13_0_6_node_83 | 0.4 | n |  | TRUE
121 | bus_LV_4003-13_0_6_node_186 | 0.4 | n |  | TRUE
122 | bus_LV_4003-13_0_6_node_85 | 0.4 | n |  | TRUE
123 | bus_LV_4003-13_0_6_node_81 | 0.4 | n |  | TRUE
124 | bus_LV_4003-13_0_6_node_103 | 0.4 | n |  | TRUE
125 | bus_LV_4003-13_0_6_node_101 | 0.4 | n |  | TRUE
126 | bus_LV_4003-13_0_6_node_75 | 0.4 | n |  | TRUE
127 | bus_LV_4003-13_0_6_node_77 | 0.4 | n |  | TRUE
128 | bus_LV_4003-13_0_6_node_79 | 0.4 | n |  | TRUE
129 | bus_LV_4003-13_0_6_node_80 | 0.4 | n |  | TRUE
130 | bus_LV_4003-13_0_6_node_137 | 0.4 | n |  | TRUE
131 | bus_LV_4003-13_0_6_node_136 | 0.4 | n |  | TRUE
132 | bus_LV_4003-13_0_6_node_82 | 0.4 | n |  | TRUE
133 | bus_LV_4003-13_0_6_node_84 | 0.4 | n |  | TRUE
134 | bus_LV_4003-13_0_6_node_146 | 0.4 | n |  | TRUE
135 | bus_LV_4003-13_0_6_node_106 | 0.4 | n |  | TRUE
136 | bus_LV_4003-13_0_6_node_144 | 0.4 | n |  | TRUE
137 | bus_LV_4003-13_0_6_node_87 | 0.4 | n |  | TRUE
138 | bus_LV_4003-13_0_6_node_133 | 0.4 | n |  | TRUE
139 | bus_LV_4003-13_0_6_node_94 | 0.4 | n |  | TRUE
140 | bus_LV_4003-13_0_6_node_96 | 0.4 | n |  | TRUE
141 | bus_LV_4003-13_0_6_node_97 | 0.4 | n |  | TRUE
142 | bus_LV_4003-13_0_6_node_115 | 0.4 | n |  | TRUE
143 | bus_LV_4003-13_0_6_node_169 | 0.4 | n |  | TRUE
144 | bus_LV_4003-13_0_6_node_114 | 0.4 | n |  | TRUE
145 | bus_LV_4003-13_0_6_node_170 | 0.4 | n |  | TRUE
146 | bus_LV_4003-13_0_6_node_99 | 0.4 | n |  | TRUE
147 | bus_LV_4003-13_0_6_node_142 | 0.4 | n |  | TRUE
148 | bus_LV_4003-13_0_6_node_116 | 0.4 | n |  | TRUE
149 | bus_LV_4003-13_0_6_node_117 | 0.4 | n |  | TRUE
150 | bus_LV_4003-13_0_6_node_139 | 0.4 | n |  | TRUE
151 | bus_LV_4003-13_0_6_node_138 | 0.4 | n |  | TRUE
152 | bus_LV_4003-13_0_6_node_140 | 0.4 | n |  | TRUE
153 | bus_LV_4003-13_0_6_node_141 | 0.4 | n |  | TRUE
154 | bus_LV_4003-13_0_6_node_164 | 0.4 | n |  | TRUE
155 | bus_LV_4003-13_0_6_node_150 | 0.4 | n |  | TRUE
156 | bus_LV_4003-13_0_6_node_143 | 0.4 | n |  | TRUE
157 | bus_LV_4003-13_0_6_node_145 | 0.4 | n |  | TRUE
158 | bus_LV_4003-13_0_6_node_151 | 0.4 | n |  | TRUE
159 | bus_LV_4003-13_0_6_node_149 | 0.4 | n |  | TRUE
160 | bus_LV_4003-13_0_6_node_147 | 0.4 | n |  | TRUE
161 | bus_LV_4003-13_0_6_node_148 | 0.4 | n |  | TRUE
162 | bus_LV_4003-13_0_6_node_152 | 0.4 | n |  | TRUE
163 | bus_LV_4003-13_0_6_node_153 | 0.4 | n |  | TRUE
164 | bus_LV_4003-13_0_6_node_167 | 0.4 | n |  | TRUE
165 | bus_LV_4003-13_0_6_node_182 | 0.4 | n |  | TRUE
166 | bus_LV_4003-13_0_6_node_176 | 0.4 | n |  | TRUE
167 | bus_LV_4003-13_0_6_node_154 | 0.4 | n |  | TRUE
168 | bus_LV_4003-13_0_6_node_190 | 0.4 | n |  | TRUE
169 | bus_LV_4003-13_0_6_node_183 | 0.4 | n |  | TRUE
170 | bus_LV_4003-13_0_6_node_175 | 0.4 | n |  | TRUE
171 | bus_LV_4003-13_0_6_node_189 | 0.4 | n |  | TRUE
172 | bus_LV_4003-13_0_6_node_157 | 0.4 | n |  | TRUE
173 | bus_LV_4003-13_0_6_node_158 | 0.4 | n |  | TRUE
174 | bus_LV_4003-13_0_6_node_162 | 0.4 | n |  | TRUE
175 | bus_LV_4003-13_0_6_node_160 | 0.4 | n |  | TRUE
176 | bus_LV_4003-13_0_6_node_161 | 0.4 | n |  | TRUE
177 | bus_LV_4003-13_0_6_node_163 | 0.4 | n |  | TRUE
178 | bus_LV_4003-13_0_6_node_174 | 0.4 | n |  | TRUE
179 | bus_LV_4003-13_0_6_node_171 | 0.4 | n |  | TRUE
180 | bus_LV_4003-13_0_6_node_178 | 0.4 | n |  | TRUE
181 | bus_LV_4003-13_0_6_node_179 | 0.4 | n |  | TRUE
182 | bus_LV_4003-13_0_6_node_184 | 0.4 | n |  | TRUE
183 | bus_LV_4003-13_0_6_node_185 | 0.4 | n |  | TRUE
184 | bus_MV_612_0_node_89 | 20 | n |  | TRUE

## load
| name | bus | p_mw | q_mvar | const_z_percent | const_i_percent | sn_mva | scaling | in_service | type
0 | LV_4003-13_0_6_load_0 | 0 | 0.011561 | 0.0028974 | 0 | 0 |  | 1 | TRUE | wye
1 | LV_4003-13_0_6_load_55 | 5 | 0.013804 | 0.0034597 | 0 | 0 |  | 1 | TRUE | wye
2 | LV_4003-13_0_6_load_107 | 6 | 0.0059173 | 0.001483 | 0 | 0 |  | 1 | TRUE | wye
3 | LV_4003-13_0_6_load_188 | 9 | 0.012445 | 0.003119 | 0 | 0 |  | 1 | TRUE | wye
4 | LV_4003-13_0_6_load_159 | 12 | 0.0084613 | 0.0021206 | 0 | 0 |  | 1 | TRUE | wye
5 | LV_4003-13_0_6_load_119 | 16 | 0.0028621 | 0.00071732 | 0 | 0 |  | 1 | TRUE | wye
6 | LV_4003-13_0_6_load_192 | 17 | 0.018301 | 0.0045867 | 0 | 0 |  | 1 | TRUE | wye
7 | LV_4003-13_0_6_load_173 | 21 | 0.015009 | 0.0037617 | 0 | 0 |  | 1 | TRUE | wye
8 | LV_4003-13_0_6_load_135 | 23 | 0.023771 | 0.0059575 | 0 | 0 |  | 1 | TRUE | wye
9 | LV_4003-13_0_6_load_155 | 25 | 0.0044891 | 0.0011251 | 0 | 0 |  | 1 | TRUE | wye
10 | LV_4003-13_0_6_load_172 | 28 | 0.003716 | 0.00093132 | 0 | 0 |  | 1 | TRUE | wye
11 | LV_4003-13_0_6_load_108 | 31 | 0.003841 | 0.00096265 | 0 | 0 |  | 1 | TRUE | wye
12 | LV_4003-13_0_6_load_47 | 34 | 0.0021857 | 0.00054778 | 0 | 0 |  | 1 | TRUE | wye
13 | LV_4003-13_0_6_load_102 | 35 | 0.0012723 | 0.00031887 | 0 | 0 |  | 1 | TRUE | wye
14 | LV_4003-13_0_6_load_27 | 37 | 0.0048443 | 0.0012141 | 0 | 0 |  | 1 | TRUE | wye
15 | LV_4003-13_0_6_load_31 | 38 | 0.0019569 | 0.00049044 | 0 | 0 |  | 1 | TRUE | wye
16 | LV_4003-13_0_6_load_111 | 40 | 0.005821 | 0.0014589 | 0 | 0 |  | 1 | TRUE | wye
17 | LV_4003-13_0_6_load_109 | 42 | 0.0080548 | 0.0020187 | 0 | 0 |  | 1 | TRUE | wye
18 | LV_4003-13_0_6_load_131 | 44 | 0.0058062 | 0.0014552 | 0 | 0 |  | 1 | TRUE | wye
19 | LV_4003-13_0_6_load_34 | 45 | 0.013817 | 0.0034629 | 0 | 0 |  | 1 | TRUE | wye
20 | LV_4003-13_0_6_load_35 | 46 | 0.013798 | 0.0034581 | 0 | 0 |  | 1 | TRUE | wye
21 | LV_4003-13_0_6_load_128 | 49 | 0.0079821 | 0.0020005 | 0 | 0 |  | 1 | TRUE | wye
22 | LV_4003-13_0_6_load_24 | 50 | 0.008074 | 0.0020235 | 0 | 0 |  | 1 | TRUE | wye
23 | LV_4003-13_0_6_load_93 | 51 | 0.0039463 | 0.00098902 | 0 | 0 |  | 1 | TRUE | wye
24 | LV_4003-13_0_6_load_126 | 52 | 0.004535 | 0.0011366 | 0 | 0 |  | 1 | TRUE | wye
25 | LV_4003-13_0_6_load_43 | 53 | 0.006269 | 0.0015712 | 0 | 0 |  | 1 | TRUE | wye
26 | LV_4003-13_0_6_load_129 | 55 | 0.0034103 | 0.00085471 | 0 | 0 |  | 1 | TRUE | wye
27 | LV_4003-13_0_6_load_187 | 57 | 0.0039509 | 0.00099019 | 0 | 0 |  | 1 | TRUE | wye
28 | LV_4003-13_0_6_load_76 | 60 | 0.027366 | 0.0068587 | 0 | 0 |  | 1 | TRUE | wye
29 | LV_4003-13_0_6_load_191 | 61 | 0.0060832 | 0.0015246 | 0 | 0 |  | 1 | TRUE | wye
30 | LV_4003-13_0_6_load_59 | 63 | 0.014599 | 0.0036589 | 0 | 0 |  | 1 | TRUE | wye
31 | LV_4003-13_0_6_load_46 | 66 | 0.0021294 | 0.00053368 | 0 | 0 |  | 1 | TRUE | wye
32 | LV_4003-13_0_6_load_100 | 67 | 0.0014103 | 0.00035347 | 0 | 0 |  | 1 | TRUE | wye
33 | LV_4003-13_0_6_load_26 | 68 | 0.0019914 | 0.00049909 | 0 | 0 |  | 1 | TRUE | wye
34 | LV_4003-13_0_6_load_113 | 70 | 0.0048534 | 0.0012164 | 0 | 0 |  | 1 | TRUE | wye
35 | LV_4003-13_0_6_load_92 | 74 | 0.0023234 | 0.00058229 | 0 | 0 |  | 1 | TRUE | wye
36 | LV_4003-13_0_6_load_60 | 75 | 0.0020427 | 0.00051195 | 0 | 0 |  | 1 | TRUE | wye
37 | LV_4003-13_0_6_load_121 | 77 | 0.001468 | 0.00036792 | 0 | 0 |  | 1 | TRUE | wye
38 | LV_4003-13_0_6_load_32 | 80 | 0.0018174 | 0.00045547 | 0 | 0 |  | 1 | TRUE | wye
39 | LV_4003-13_0_6_load_61 | 81 | 0.0012596 | 0.00031569 | 0 | 0 |  | 1 | TRUE | wye
40 | LV_4003-13_0_6_load_50 | 82 | 0.0046432 | 0.0011637 | 0 | 0 |  | 1 | TRUE | wye
41 | LV_4003-13_0_6_load_36 | 83 | 0.014597 | 0.0036583 | 0 | 0 |  | 1 | TRUE | wye
42 | LV_4003-13_0_6_load_90 | 86 | 0.0057106 | 0.0014312 | 0 | 0 |  | 1 | TRUE | wye
43 | LV_4003-13_0_6_load_134 | 87 | 0.014178 | 0.0035533 | 0 | 0 |  | 1 | TRUE | wye
44 | LV_4003-13_0_6_load_40 | 89 | 0.0042841 | 0.0010737 | 0 | 0 |  | 1 | TRUE | wye
45 | LV_4003-13_0_6_load_41 | 90 | 0.0027992 | 0.00070154 | 0 | 0 |  | 1 | TRUE | wye
46 | LV_4003-13_0_6_load_45 | 93 | 0.0032255 | 0.00080838 | 0 | 0 |  | 1 | TRUE | wye
47 | LV_4003-13_0_6_load_52 | 94 | 0.0018688 | 0.00046837 | 0 | 0 |  | 1 | TRUE | wye
48 | LV_4003-13_0_6_load_165 | 95 | 0.0026086 | 0.00065379 | 0 | 0 |  | 1 | TRUE | wye
49 | LV_4003-13_0_6_load_168 | 96 | 0.004843 | 0.0012138 | 0 | 0 |  | 1 | TRUE | wye
50 | LV_4003-13_0_6_load_51 | 97 | 0.0021345 | 0.00053495 | 0 | 0 |  | 1 | TRUE | wye
51 | LV_4003-13_0_6_load_166 | 98 | 0.0076714 | 0.0019226 | 0 | 0 |  | 1 | TRUE | wye
52 | LV_4003-13_0_6_load_127 | 101 | 0.010305 | 0.0025826 | 0 | 0 |  | 1 | TRUE | wye
53 | LV_4003-13_0_6_load_74 | 102 | 0.002121 | 0.00053157 | 0 | 0 |  | 1 | TRUE | wye
54 | LV_4003-13_0_6_load_73 | 103 | 0.0030022 | 0.00075241 | 0 | 0 |  | 1 | TRUE | wye
55 | LV_4003-13_0_6_load_53 | 104 | 0.0019512 | 0.00048902 | 0 | 0 |  | 1 | TRUE | wye
56 | LV_4003-13_0_6_load_54 | 105 | 0.0042905 | 0.0010753 | 0 | 0 |  | 1 | TRUE | wye
57 | LV_4003-13_0_6_load_105 | 106 | 0.0025417 | 0.00063701 | 0 | 0 |  | 1 | TRUE | wye
58 | LV_4003-13_0_6_load_86 | 108 | 0.01601 | 0.0040125 | 0 | 0 |  | 1 | TRUE | wye
59 | LV_4003-13_0_6_load_62 | 109 | 0.0011047 | 0.00027686 | 0 | 0 |  | 1 | TRUE | wye
60 | LV_4003-13_0_6_load_63 | 110 | 0.003306 | 0.00082856 | 0 | 0 |  | 1 | TRUE | wye
61 | LV_4003-13_0_6_load_65 | 111 | 0.002471 | 0.00061929 | 0 | 0 |  | 1 | TRUE | wye
62 | LV_4003-13_0_6_load_193 | 113 | 0.0045512 | 0.0011406 | 0 | 0 |  | 1 | TRUE | wye
63 | LV_4003-13_0_6_load_68 | 114 | 0.0028478 | 0.00071373 | 0 | 0 |  | 1 | TRUE | wye
64 | LV_4003-13_0_6_load_69 | 115 | 0.002028 | 0.00050827 | 0 | 0 |  | 1 | TRUE | wye
65 | LV_4003-13_0_6_load_72 | 118 | 0.0025 | 0.00062655 | 0 | 0 |  | 1 | TRUE | wye
66 | LV_4003-13_0_6_load_118 | 119 | 0.00075953 | 0.00019036 | 0 | 0 |  | 1 | TRUE | wye
67 | LV_4003-13_0_6_load_186 | 121 | 0.0021747 | 0.00054503 | 0 | 0 |  | 1 | TRUE | wye
68 | LV_4003-13_0_6_load_85 | 122 | 0.00073107 | 0.00018322 | 0 | 0 |  | 1 | TRUE | wye
69 | LV_4003-13_0_6_load_81 | 123 | 0.0013449 | 0.00033707 | 0 | 0 |  | 1 | TRUE | wye
70 | LV_4003-13_0_6_load_103 | 124 | 0.001791 | 0.00044888 | 0 | 0 |  | 1 | TRUE | wye
71 | LV_4003-13_0_6_load_101 | 125 | 0.0013559 | 0.00033982 | 0 | 0 |  | 1 | TRUE | wye
72 | LV_4003-13_0_6_load_75 | 126 | 0.001927 | 0.00048294 | 0 | 0 |  | 1 | TRUE | wye
73 | LV_4003-13_0_6_load_79 | 128 | 0.0057079 | 0.0014305 | 0 | 0 |  | 1 | TRUE | wye
74 | LV_4003-13_0_6_load_80 | 129 | 0.0056505 | 0.0014162 | 0 | 0 |  | 1 | TRUE | wye
75 | LV_4003-13_0_6_load_137 | 130 | 0.0046861 | 0.0011745 | 0 | 0 |  | 1 | TRUE | wye
76 | LV_4003-13_0_6_load_136 | 131 | 0.010372 | 0.0025994 | 0 | 0 |  | 1 | TRUE | wye
77 | LV_4003-13_0_6_load_82 | 132 | 0.0014978 | 0.00037539 | 0 | 0 |  | 1 | TRUE | wye
78 | LV_4003-13_0_6_load_84 | 133 | 0.0022273 | 0.00055821 | 0 | 0 |  | 1 | TRUE | wye
79 | LV_4003-13_0_6_load_146 | 134 | 0.0026269 | 0.00065836 | 0 | 0 |  | 1 | TRUE | wye
80 | LV_4003-13_0_6_load_106 | 135 | 0.0022082 | 0.00055342 | 0 | 0 |  | 1 | TRUE | wye
81 | LV_4003-13_0_6_load_87 | 137 | 0.0027797 | 0.00069665 | 0 | 0 |  | 1 | TRUE | wye
82 | LV_4003-13_0_6_load_133 | 138 | 0.0019324 | 0.00048431 | 0 | 0 |  | 1 | TRUE | wye
83 | LV_4003-13_0_6_load_96 | 140 | 0.0030929 | 0.00077516 | 0 | 0 |  | 1 | TRUE | wye
84 | LV_4003-13_0_6_load_97 | 141 | 0.0044272 | 0.0011096 | 0 | 0 |  | 1 | TRUE | wye
85 | LV_4003-13_0_6_load_115 | 142 | 0.0044944 | 0.0011264 | 0 | 0 |  | 1 | TRUE | wye
86 | LV_4003-13_0_6_load_114 | 144 | 0.001407 | 0.00035263 | 0 | 0 |  | 1 | TRUE | wye
87 | LV_4003-13_0_6_load_170 | 145 | 0.0030235 | 0.00075775 | 0 | 0 |  | 1 | TRUE | wye
88 | LV_4003-13_0_6_load_99 | 146 | 0.0030122 | 0.00075492 | 0 | 0 |  | 1 | TRUE | wye
89 | LV_4003-13_0_6_load_142 | 147 | 0.002876 | 0.00072079 | 0 | 0 |  | 1 | TRUE | wye
90 | LV_4003-13_0_6_load_116 | 148 | 0.00084142 | 0.00021088 | 0 | 0 |  | 1 | TRUE | wye
91 | LV_4003-13_0_6_load_117 | 149 | 0.0014107 | 0.00035356 | 0 | 0 |  | 1 | TRUE | wye
92 | LV_4003-13_0_6_load_139 | 150 | 0.0037372 | 0.00093664 | 0 | 0 |  | 1 | TRUE | wye
93 | LV_4003-13_0_6_load_138 | 151 | 0.0029256 | 0.00073322 | 0 | 0 |  | 1 | TRUE | wye
94 | LV_4003-13_0_6_load_140 | 152 | 0.0031088 | 0.00077914 | 0 | 0 |  | 1 | TRUE | wye
95 | LV_4003-13_0_6_load_141 | 153 | 0.0037708 | 0.00094506 | 0 | 0 |  | 1 | TRUE | wye
96 | LV_4003-13_0_6_load_164 | 154 | 0.0042317 | 0.0010606 | 0 | 0 |  | 1 | TRUE | wye
97 | LV_4003-13_0_6_load_143 | 156 | 0.0012345 | 0.00030939 | 0 | 0 |  | 1 | TRUE | wye
98 | LV_4003-13_0_6_load_145 | 157 | 0.0013658 | 0.0003423 | 0 | 0 |  | 1 | TRUE | wye
99 | LV_4003-13_0_6_load_151 | 158 | 0.0035487 | 0.00088939 | 0 | 0 |  | 1 | TRUE | wye
100 | LV_4003-13_0_6_load_147 | 160 | 0.0023879 | 0.00059845 | 0 | 0 |  | 1 | TRUE | wye
101 | LV_4003-13_0_6_load_148 | 161 | 0.0080532 | 0.0020183 | 0 | 0 |  | 1 | TRUE | wye
102 | LV_4003-13_0_6_load_152 | 162 | 0.0017221 | 0.0004316 | 0 | 0 |  | 1 | TRUE | wye
103 | LV_4003-13_0_6_load_153 | 163 | 0.0017837 | 0.00044703 | 0 | 0 |  | 1 | TRUE | wye
104 | LV_4003-13_0_6_load_167 | 164 | 0.0024017 | 0.00060194 | 0 | 0 |  | 1 | TRUE | wye
105 | LV_4003-13_0_6_load_182 | 165 | 0.001527 | 0.00038271 | 0 | 0 |  | 1 | TRUE | wye
106 | LV_4003-13_0_6_load_176 | 166 | 0.0023364 | 0.00058555 | 0 | 0 |  | 1 | TRUE | wye
107 | LV_4003-13_0_6_load_154 | 167 | 0.0027623 | 0.0006923 | 0 | 0 |  | 1 | TRUE | wye
108 | LV_4003-13_0_6_load_190 | 168 | 0.0039561 | 0.00099149 | 0 | 0 |  | 1 | TRUE | wye
109 | LV_4003-13_0_6_load_183 | 169 | 0.0014804 | 0.00037102 | 0 | 0 |  | 1 | TRUE | wye
110 | LV_4003-13_0_6_load_175 | 170 | 0.0021627 | 0.00054203 | 0 | 0 |  | 1 | TRUE | wye
111 | LV_4003-13_0_6_load_189 | 171 | 0.0025816 | 0.00064702 | 0 | 0 |  | 1 | TRUE | wye
112 | LV_4003-13_0_6_load_157 | 172 | 0.0029747 | 0.00074553 | 0 | 0 |  | 1 | TRUE | wye
113 | LV_4003-13_0_6_load_158 | 173 | 0.0012494 | 0.00031313 | 0 | 0 |  | 1 | TRUE | wye
114 | LV_4003-13_0_6_load_162 | 174 | 0.002496 | 0.00062556 | 0 | 0 |  | 1 | TRUE | wye
115 | LV_4003-13_0_6_load_160 | 175 | 0.006599 | 0.0016539 | 0 | 0 |  | 1 | TRUE | wye
116 | LV_4003-13_0_6_load_161 | 176 | 0.002636 | 0.00066065 | 0 | 0 |  | 1 | TRUE | wye
117 | LV_4003-13_0_6_load_174 | 178 | 0.0028589 | 0.00071651 | 0 | 0 |  | 1 | TRUE | wye
118 | LV_4003-13_0_6_load_178 | 180 | 0.0041686 | 0.0010447 | 0 | 0 |  | 1 | TRUE | wye
119 | LV_4003-13_0_6_load_179 | 181 | 0.001672 | 0.00041903 | 0 | 0 |  | 1 | TRUE | wye
120 | LV_4003-13_0_6_load_184 | 182 | 0.0014748 | 0.00036962 | 0 | 0 |  | 1 | TRUE | wye
121 | LV_4003-13_0_6_load_185 | 183 | 0.0013572 | 0.00034014 | 0 | 0 |  | 1 | TRUE | wye

## ext_grid
| name | bus | vm_pu | va_degree | slack_weight | in_service
0 |  | 24 | 1 | 0 | 1 | TRUE

## line
| name | std_type | from_bus | to_bus | length_km | r_ohm_per_km | x_ohm_per_km | c_nf_per_km | g_us_per_km | max_i_ka | df | parallel | type | in_service
0 | LV_4003-13_0_6_line_0 |  | 0 | 1 | 0.034974 | 0.125 | 0.08 | 261 | 0 | 0.364 | 1 | 1 | cs | TRUE
1 | LV_4003-13_0_6_line_1 |  | 1 | 2 | 0.23134 | 0.125 | 0.08 | 261 | 0 | 0.364 | 1 | 1 | cs | TRUE
2 | LV_4003-13_0_6_line_2 |  | 2 | 6 | 0.055431 | 0.125 | 0.08 | 261 | 0 | 0.364 | 1 | 1 | cs | TRUE
3 | LV_4003-13_0_6_line_3 |  | 3 | 4 | 0.015526 | 0.125 | 0.08 | 261 | 0 | 0.364 | 1 | 3 | cs | TRUE
4 | LV_4003-13_0_6_line_4 |  | 3 | 5 | 0.017609 | 0.125 | 0.08 | 261 | 0 | 0.364 | 1 | 3 | cs | TRUE
5 | LV_4003-13_0_6_line_5 |  | 4 | 23 | 0.011896 | 0.125 | 0.08 | 261 | 0 | 0.364 | 1 | 3 | cs | TRUE
6 | LV_4003-13_0_6_line_6 |  | 5 | 43 | 0.0032359 | 0.125 | 0.08 | 261 | 0 | 0.364 | 1 | 3 | cs | TRUE
7 | LV_4003-13_0_6_line_7 |  | 6 | 31 | 0.017753 | 0.125 | 0.08 | 261 | 0 | 0.364 | 1 | 1 | cs | TRUE
8 | LV_4003-13_0_6_line_8 |  | 7 | 8 | 0.030316 | 0.125 | 0.08 | 261 | 0 | 0.364 | 1 | 1 | cs | TRUE
9 | LV_4003-13_0_6_line_9 |  | 7 | 9 | 0.0072571 | 0.125 | 0.08 | 261 | 0 | 0.364 | 1 | 1 | cs | TRUE
10 | LV_4003-13_0_6_line_10 |  | 8 | 17 | 0.010252 | 0.125 | 0.08 | 261 | 0 | 0.364 | 1 | 1 | cs | TRUE
11 | LV_4003-13_0_6_line_11 |  | 8 | 18 | 0.034216 | 0.125 | 0.08 | 261 | 0 | 0.364 | 1 | 1 | cs | TRUE
12 | LV_4003-13_0_6_line_12 |  | 10 | 11 | 0.014747 | 0.125 | 0.08 | 261 | 0 | 0.364 | 1 | 3 | cs | TRUE
13 | LV_4003-13_0_6_line_13 |  | 10 | 12 | 0.0288 | 0.125 | 0.08 | 261 | 0 | 0.364 | 1 | 3 | cs | TRUE
14 | LV_4003-13_0_6_line_14 |  | 11 | 48 | 0.021316 | 0.125 | 0.08 | 261 | 0 | 0.364 | 1 | 3 | cs | TRUE
15 | LV_4003-13_0_6_line_15 |  | 11 | 51 | 0.0050788 | 0.125 | 0.08 | 261 | 0 | 0.364 | 1 | 1 | cs | TRUE
16 | LV_4003-13_0_6_line_16 |  | 12 | 24 | 0.018222 | 0.125 | 0.08 | 261 | 0 | 0.364 | 1 | 3 | cs | TRUE
17 | LV_4003-13_0_6_line_17 |  | 13 | 14 | 0.030896 | 0.125 | 0.08 | 261 | 0 | 0.364 | 1 | 3 | cs | TRUE
18 | LV_4003-13_0_6_line_18 |  | 13 | 15 | 0.031177 | 0.125 | 0.08 | 261 | 0 | 0.364 | 1 | 3 | cs | TRUE
19 | LV_4003-13_0_6_line_19 |  | 13 | 16 | 0.013495 | 0.125 | 0.08 | 261 | 0 | 0.364 | 1 | 1 | cs | TRUE
20 | LV_4003-13_0_6_line_20 |  | 14 | 21 | 0.018482 | 0.125 | 0.08 | 261 | 0 | 0.364 | 1 | 3 | cs | TRUE
21 | LV_4003-13_0_6_line_21 |  | 15 | 52 | 0.025038 | 0.125 | 0.08 | 261 | 0 | 0.364 | 1 | 1 | cs | TRUE
22 | LV_4003-13_0_6_line_22 |  | 15 | 53 | 0.0057139 | 0.125 | 0.08 | 261 | 0 | 0.364 | 1 | 3 | cs | TRUE
23 | LV_4003-13_0_6_line_23 |  | 16 | 54 | 0.020091 | 0.125 | 0.08 | 261 | 0 | 0.364 | 1 | 1 | cs | TRUE
24 | LV_4003-13_0_6_line_24 |  | 18 | 55 | 0.0018718 | 0.125 | 0.08 | 261 | 0 | 0.364 | 1 | 3 | cs | TRUE
25 | LV_4003-13_0_6_line_25 |  | 18 | 22 | 0.03062 | 0.125 | 0.08 | 261 | 0 | 0.364 | 1 | 3 | cs | TRUE
26 | LV_4003-13_0_6_line_26 |  | 19 | 20 | 0.021994 | 0.125 | 0.08 | 261 | 0 | 0.364 | 1 | 3 | cs | TRUE
27 | LV_4003-13_0_6_line_27 |  | 19 | 21 | 0.021046 | 0.125 | 0.08 | 261 | 0 | 0.364 | 1 | 3 | cs | TRUE
28 | LV_4003-13_0_6_line_28 |  | 20 | 24 | 0.051467 | 0.125 | 0.08 | 261 | 0 | 0.364 | 1 | 3 | cs | TRUE
29 | LV_4003-13_0_6_line_29 |  | 20 | 25 | 0.035377 | 0.125 | 0.08 | 261 | 0 | 0.364 | 1 | 1 | cs | TRUE
30 | LV_4003-13_0_6_line_30 |  | 22 | 23 | 0.033617 | 0.125 | 0.08 | 261 | 0 | 0.364 | 1 | 3 | cs | TRUE
31 | LV_4003-13_0_6_line_31 |  | 25 | 65 | 0.0076679 | 0.125 | 0.08 | 261 | 0 | 0.364 | 1 | 1 | cs | TRUE
32 | LV_4003-13_0_6_line_32 |  | 26 | 27 | 0.007206 | 0.125 | 0.08 | 261 | 0 | 0.364 | 1 | 1 | cs | TRUE
33 | LV_4003-13_0_6_line_33 |  | 26 | 28 | 0.046492 | 0.125 | 0.08 | 261 | 0 | 0.364 | 1 | 1 | cs | TRUE
34 | LV_4003-13_0_6_line_34 |  | 27 | 50 | 0.010326 | 0.125 | 0.08 | 261 | 0 | 0.364 | 1 | 1 | cs | TRUE
35 | LV_4003-13_0_6_line_35 |  | 28 | 30 | 0.019178 | 0.125 | 0.08 | 261 | 0 | 0.364 | 1 | 1 | cs | TRUE
36 | LV_4003-13_0_6_line_36 |  | 29 | 30 | 0.064328 | 0.125 | 0.08 | 261 | 0 | 0.364 | 1 | 1 | cs | TRUE
37 | LV_4003-13_0_6_line_37 |  | 29 | 31 | 0.031849 | 0.125 | 0.08 | 261 | 0 | 0.364 | 1 | 1 | cs | TRUE
38 | LV_4003-13_0_6_line_38 |  | 30 | 32 | 0.020868 | 0.125 | 0.08 | 261 | 0 | 0.364 | 1 | 1 | cs | TRUE
39 | LV_4003-13_0_6_line_39 |  | 32 | 44 | 0.014171 | 0.125 | 0.08 | 261 | 0 | 0.364 | 1 | 1 | cs | TRUE
40 | LV_4003-13_0_6_line_40 |  | 33 | 34 | 0.032976 | 0.125 | 0.08 | 261 | 0 | 0.364 | 1 | 1 | cs | TRUE
41 | LV_4003-13_0_6_line_41 |  | 33 | 35 | 0.006528 | 0.125 | 0.08 | 261 | 0 | 0.364 | 1 | 1 | cs | TRUE
42 | LV_4003-13_0_6_line_42 |  | 34 | 66 | 4.2583e-05 | 0.125 | 0.08 | 261 | 0 | 0.364 | 1 | 1 | cs | TRUE
43 | LV_4003-13_0_6_line_43 |  | 35 | 67 | 0.018269 | 0.125 | 0.08 | 261 | 0 | 0.364 | 1 | 1 | cs | TRUE
44 | LV_4003-13_0_6_line_44 |  | 36 | 37 | 0.012672 | 0.125 | 0.08 | 261 | 0 | 0.364 | 1 | 1 | cs | TRUE
45 | LV_4003-13_0_6_line_45 |  | 36 | 38 | 0.011171 | 0.125 | 0.08 | 261 | 0 | 0.364 | 1 | 1 | cs | TRUE
46 | LV_4003-13_0_6_line_46 |  | 37 | 68 | 0.0058713 | 0.125 | 0.08 | 261 | 0 | 0.364 | 1 | 1 | cs | TRUE
47 | LV_4003-13_0_6_line_47 |  | 39 | 40 | 0.0302 | 0.125 | 0.08 | 261 | 0 | 0.364 | 1 | 1 | cs | TRUE
48 | LV_4003-13_0_6_line_48 |  | 39 | 41 | 0.029114 | 0.125 | 0.08 | 261 | 0 | 0.364 | 1 | 1 | cs | TRUE
49 | LV_4003-13_0_6_line_49 |  | 39 | 42 | 0.015202 | 0.125 | 0.08 | 261 | 0 | 0.364 | 1 | 1 | cs | TRUE
50 | LV_4003-13_0_6_line_50 |  | 41 | 69 | 0.006725 | 0.125 | 0.08 | 261 | 0 | 0.364 | 1 | 1 | cs | TRUE
51 | LV_4003-13_0_6_line_51 |  | 41 | 70 | 0.011306 | 0.125 | 0.08 | 261 | 0 | 0.364 | 1 | 1 | cs | TRUE
52 | LV_4003-13_0_6_line_52 |  | 43 | 63 | 0.018611 | 0.125 | 0.08 | 261 | 0 | 0.364 | 1 | 3 | cs | TRUE
53 | LV_4003-13_0_6_line_53 |  | 44 | 85 | 0.018913 | 0.125 | 0.08 | 261 | 0 | 0.364 | 1 | 1 | cs | TRUE
54 | LV_4003-13_0_6_line_54 |  | 45 | 46 | 0.019325 | 0.125 | 0.08 | 261 | 0 | 0.364 | 1 | 1 | cs | TRUE
55 | LV_4003-13_0_6_line_55 |  | 46 | 83 | 0.02194 | 0.125 | 0.08 | 261 | 0 | 0.364 | 1 | 1 | cs | TRUE
56 | LV_4003-13_0_6_line_56 |  | 47 | 48 | 0.005135 | 0.125 | 0.08 | 261 | 0 | 0.364 | 1 | 3 | cs | TRUE
57 | LV_4003-13_0_6_line_57 |  | 47 | 49 | 0.016324 | 0.125 | 0.08 | 261 | 0 | 0.364 | 1 | 3 | cs | TRUE
58 | LV_4003-13_0_6_line_58 |  | 48 | 57 | 0.037372 | 0.125 | 0.08 | 261 | 0 | 0.364 | 1 | 1 | cs | TRUE
59 | LV_4003-13_0_6_line_59 |  | 49 | 55 | 0.016669 | 0.125 | 0.08 | 261 | 0 | 0.364 | 1 | 3 | cs | TRUE
60 | LV_4003-13_0_6_line_60 |  | 51 | 139 | 0.032257 | 0.125 | 0.08 | 261 | 0 | 0.364 | 1 | 1 | cs | TRUE
61 | LV_4003-13_0_6_line_61 |  | 52 | 150 | 0.012135 | 0.125 | 0.08 | 261 | 0 | 0.364 | 1 | 1 | cs | TRUE
62 | LV_4003-13_0_6_line_62 |  | 53 | 90 | 0.0095083 | 0.125 | 0.08 | 261 | 0 | 0.364 | 1 | 3 | cs | TRUE
63 | LV_4003-13_0_6_line_63 |  | 54 | 112 | 0.014713 | 0.125 | 0.08 | 261 | 0 | 0.364 | 1 | 1 | cs | TRUE
64 | LV_4003-13_0_6_line_64 |  | 56 | 57 | 0.0099264 | 0.125 | 0.08 | 261 | 0 | 0.364 | 1 | 1 | cs | TRUE
65 | LV_4003-13_0_6_line_65 |  | 56 | 58 | 0.012505 | 0.125 | 0.08 | 261 | 0 | 0.364 | 1 | 1 | cs | TRUE
66 | LV_4003-13_0_6_line_66 |  | 58 | 61 | 0.021342 | 0.125 | 0.08 | 261 | 0 | 0.364 | 1 | 1 | cs | TRUE
67 | LV_4003-13_0_6_line_67 |  | 58 | 59 | 0.030325 | 0.125 | 0.08 | 261 | 0 | 0.364 | 1 | 1 | cs | TRUE
68 | LV_4003-13_0_6_line_68 |  | 59 | 60 | 0.023281 | 0.125 | 0.08 | 261 | 0 | 0.364 | 1 | 1 | cs | TRUE
69 | LV_4003-13_0_6_line_69 |  | 60 | 126 | 0.0040942 | 0.125 | 0.08 | 261 | 0 | 0.364 | 1 | 1 | cs | TRUE
70 | LV_4003-13_0_6_line_70 |  | 62 | 63 | 0.01887 | 0.125 | 0.08 | 261 | 0 | 0.364 | 1 | 3 | cs | TRUE
71 | LV_4003-13_0_6_line_71 |  | 62 | 64 | 0.039652 | 0.125 | 0.08 | 261 | 0 | 0.364 | 1 | 3 | cs | TRUE
72 | LV_4003-13_0_6_line_72 |  | 64 | 108 | 0.022777 | 0.125 | 0.08 | 261 | 0 | 0.364 | 1 | 2 | cs | TRUE
73 | LV_4003-13_0_6_line_73 |  | 64 | 84 | 0.02305 | 0.125 | 0.08 | 261 | 0 | 0.364 | 1 | 1 | cs | TRUE
74 | LV_4003-13_0_6_line_74 |  | 64 | 86 | 0.016166 | 0.125 | 0.08 | 261 | 0 | 0.364 | 1 | 1 | cs | TRUE
75 | LV_4003-13_0_6_line_75 |  | 65 | 172 | 0.019213 | 0.125 | 0.08 | 261 | 0 | 0.364 | 1 | 1 | cs | TRUE
76 | LV_4003-13_0_6_line_76 |  | 66 | 99 | 0.024866 | 0.125 | 0.08 | 261 | 0 | 0.364 | 1 | 1 | cs | TRUE
77 | LV_4003-13_0_6_line_77 |  | 67 | 146 | 0.010462 | 0.125 | 0.08 | 261 | 0 | 0.364 | 1 | 1 | cs | TRUE
78 | LV_4003-13_0_6_line_78 |  | 68 | 71 | 0.0063054 | 0.125 | 0.08 | 261 | 0 | 0.364 | 1 | 1 | cs | TRUE
79 | LV_4003-13_0_6_line_79 |  | 69 | 113 | 0.02514 | 0.125 | 0.08 | 261 | 0 | 0.364 | 1 | 1 | cs | TRUE
80 | LV_4003-13_0_6_line_80 |  | 70 | 76 | 0.020343 | 0.125 | 0.08 | 261 | 0 | 0.364 | 1 | 1 | cs | TRUE
81 | LV_4003-13_0_6_line_81 |  | 71 | 72 | 0.008521 | 0.125 | 0.08 | 261 | 0 | 0.364 | 1 | 1 | cs | TRUE
82 | LV_4003-13_0_6_line_82 |  | 71 | 73 | 0.031042 | 0.125 | 0.08 | 261 | 0 | 0.364 | 1 | 1 | cs | TRUE
83 | LV_4003-13_0_6_line_83 |  | 72 | 74 | 0.001596 | 0.125 | 0.08 | 261 | 0 | 0.364 | 1 | 1 | cs | TRUE
84 | LV_4003-13_0_6_line_84 |  | 72 | 75 | 0.014638 | 0.125 | 0.08 | 261 | 0 | 0.364 | 1 | 1 | cs | TRUE
85 | LV_4003-13_0_6_line_85 |  | 73 | 76 | 0.019112 | 0.125 | 0.08 | 261 | 0 | 0.364 | 1 | 1 | cs | TRUE
86 | LV_4003-13_0_6_line_86 |  | 73 | 77 | 0.018057 | 0.125 | 0.08 | 261 | 0 | 0.364 | 1 | 1 | cs | TRUE
87 | LV_4003-13_0_6_line_87 |  | 75 | 78 | 0.016909 | 0.125 | 0.08 | 261 | 0 | 0.364 | 1 | 1 | cs | TRUE
88 | LV_4003-13_0_6_line_88 |  | 77 | 79 | 0.016247 | 0.125 | 0.08 | 261 | 0 | 0.364 | 1 | 1 | cs | TRUE
89 | LV_4003-13_0_6_line_89 |  | 78 | 81 | 0.019834 | 0.125 | 0.08 | 261 | 0 | 0.364 | 1 | 1 | cs | TRUE
90 | LV_4003-13_0_6_line_90 |  | 78 | 80 | 0.0044833 | 0.125 | 0.08 | 261 | 0 | 0.364 | 1 | 1 | cs | TRUE
91 | LV_4003-13_0_6_line_91 |  | 79 | 112 | 0.006916 | 0.125 | 0.08 | 261 | 0 | 0.364 | 1 | 1 | cs | TRUE
92 | LV_4003-13_0_6_line_92 |  | 81 | 82 | 0.023017 | 0.125 | 0.08 | 261 | 0 | 0.364 | 1 | 1 | cs | TRUE
93 | LV_4003-13_0_6_line_93 |  | 82 | 99 | 0.013496 | 0.125 | 0.08 | 261 | 0 | 0.364 | 1 | 1 | cs | TRUE
94 | LV_4003-13_0_6_line_94 |  | 83 | 84 | 0.0087914 | 0.125 | 0.08 | 261 | 0 | 0.364 | 1 | 1 | cs | TRUE
95 | LV_4003-13_0_6_line_95 |  | 85 | 138 | 0.0069527 | 0.125 | 0.08 | 261 | 0 | 0.364 | 1 | 1 | cs | TRUE
96 | LV_4003-13_0_6_line_96 |  | 87 | 88 | 0.003854 | 0.125 | 0.08 | 261 | 0 | 0.364 | 1 | 1 | cs | TRUE
97 | LV_4003-13_0_6_line_97 |  | 88 | 138 | 0.020303 | 0.125 | 0.08 | 261 | 0 | 0.364 | 1 | 1 | cs | TRUE
98 | LV_4003-13_0_6_line_98 |  | 88 | 137 | 0.016333 | 0.125 | 0.08 | 261 | 0 | 0.364 | 1 | 1 | cs | TRUE
99 | LV_4003-13_0_6_line_99 |  | 89 | 90 | 0.038521 | 0.125 | 0.08 | 261 | 0 | 0.364 | 1 | 3 | cs | TRUE
100 | LV_4003-13_0_6_line_100 |  | 89 | 91 | 0.0083019 | 0.125 | 0.08 | 261 | 0 | 0.364 | 1 | 3 | cs | TRUE
101 | LV_4003-13_0_6_line_101 |  | 91 | 92 | 0.020136 | 0.125 | 0.08 | 261 | 0 | 0.364 | 1 | 3 | cs | TRUE
102 | LV_4003-13_0_6_line_102 |  | 91 | 93 | 0.010781 | 0.125 | 0.08 | 261 | 0 | 0.364 | 1 | 1 | cs | TRUE
103 | LV_4003-13_0_6_line_103 |  | 92 | 94 | 0.018156 | 0.125 | 0.08 | 261 | 0 | 0.364 | 1 | 3 | cs | TRUE
104 | LV_4003-13_0_6_line_104 |  | 92 | 95 | 0.043589 | 0.125 | 0.08 | 261 | 0 | 0.364 | 1 | 1 | cs | TRUE
105 | LV_4003-13_0_6_line_105 |  | 93 | 96 | 0.013904 | 0.125 | 0.08 | 261 | 0 | 0.364 | 1 | 1 | cs | TRUE
106 | LV_4003-13_0_6_line_106 |  | 94 | 97 | 0.025053 | 0.125 | 0.08 | 261 | 0 | 0.364 | 1 | 3 | cs | TRUE
107 | LV_4003-13_0_6_line_107 |  | 95 | 98 | 0.0083712 | 0.125 | 0.08 | 261 | 0 | 0.364 | 1 | 1 | cs | TRUE
108 | LV_4003-13_0_6_line_108 |  | 97 | 104 | 0.0025927 | 0.125 | 0.08 | 261 | 0 | 0.364 | 1 | 3 | cs | TRUE
109 | LV_4003-13_0_6_line_109 |  | 99 | 100 | 0.009937 | 0.125 | 0.08 | 261 | 0 | 0.364 | 1 | 1 | cs | TRUE
110 | LV_4003-13_0_6_line_110 |  | 100 | 101 | 0.027119 | 0.125 | 0.08 | 261 | 0 | 0.364 | 1 | 1 | cs | TRUE
111 | LV_4003-13_0_6_line_111 |  | 100 | 102 | 0.011359 | 0.125 | 0.08 | 261 | 0 | 0.364 | 1 | 1 | cs | TRUE
112 | LV_4003-13_0_6_line_112 |  | 102 | 103 | 0.020103 | 0.125 | 0.08 | 261 | 0 | 0.364 | 1 | 1 | cs | TRUE
113 | LV_4003-13_0_6_line_113 |  | 103 | 111 | 0.012044 | 0.125 | 0.08 | 261 | 0 | 0.364 | 1 | 1 | cs | TRUE
114 | LV_4003-13_0_6_line_114 |  | 104 | 105 | 0.021029 | 0.125 | 0.08 | 261 | 0 | 0.364 | 1 | 3 | cs | TRUE
115 | LV_4003-13_0_6_line_115 |  | 105 | 106 | 0.00092956 | 0.125 | 0.08 | 261 | 0 | 0.364 | 1 | 3 | cs | TRUE
116 | LV_4003-13_0_6_line_116 |  | 106 | 107 | 0.019557 | 0.125 | 0.08 | 261 | 0 | 0.364 | 1 | 2 | cs | TRUE
117 | LV_4003-13_0_6_line_117 |  | 107 | 135 | 0.017573 | 0.125 | 0.08 | 261 | 0 | 0.364 | 1 | 1 | cs | TRUE
118 | LV_4003-13_0_6_line_118 |  | 107 | 133 | 0.0014641 | 0.125 | 0.08 | 261 | 0 | 0.364 | 1 | 1 | cs | TRUE
119 | LV_4003-13_0_6_line_119 |  | 108 | 137 | 0.017796 | 0.125 | 0.08 | 261 | 0 | 0.364 | 1 | 1 | cs | TRUE
120 | LV_4003-13_0_6_line_120 |  | 109 | 110 | 0.013473 | 0.125 | 0.08 | 261 | 0 | 0.364 | 1 | 1 | cs | TRUE
121 | LV_4003-13_0_6_line_121 |  | 110 | 111 | 0.014881 | 0.125 | 0.08 | 261 | 0 | 0.364 | 1 | 1 | cs | TRUE
122 | LV_4003-13_0_6_line_122 |  | 114 | 115 | 0.0096193 | 0.125 | 0.08 | 261 | 0 | 0.364 | 1 | 1 | cs | TRUE
123 | LV_4003-13_0_6_line_123 |  | 114 | 116 | 0.049121 | 0.125 | 0.08 | 261 | 0 | 0.364 | 1 | 1 | cs | TRUE
124 | LV_4003-13_0_6_line_124 |  | 115 | 117 | 0.025736 | 0.125 | 0.08 | 261 | 0 | 0.364 | 1 | 1 | cs | TRUE
125 | LV_4003-13_0_6_line_125 |  | 116 | 118 | 0.016889 | 0.125 | 0.08 | 261 | 0 | 0.364 | 1 | 1 | cs | TRUE
126 | LV_4003-13_0_6_line_126 |  | 117 | 119 | 0.00411 | 0.125 | 0.08 | 261 | 0 | 0.364 | 1 | 1 | cs | TRUE
127 | LV_4003-13_0_6_line_127 |  | 117 | 120 | 0.011643 | 0.125 | 0.08 | 261 | 0 | 0.364 | 1 | 1 | cs | TRUE
128 | LV_4003-13_0_6_line_128 |  | 119 | 121 | 0.032113 | 0.125 | 0.08 | 261 | 0 | 0.364 | 1 | 1 | cs | TRUE
129 | LV_4003-13_0_6_line_129 |  | 120 | 122 | 0.020398 | 0.125 | 0.08 | 261 | 0 | 0.364 | 1 | 1 | cs | TRUE
130 | LV_4003-13_0_6_line_130 |  | 120 | 123 | 0.0097602 | 0.125 | 0.08 | 261 | 0 | 0.364 | 1 | 1 | cs | TRUE
131 | LV_4003-13_0_6_line_131 |  | 122 | 134 | 0.025914 | 0.125 | 0.08 | 261 | 0 | 0.364 | 1 | 1 | cs | TRUE
132 | LV_4003-13_0_6_line_132 |  | 123 | 132 | 0.021275 | 0.125 | 0.08 | 261 | 0 | 0.364 | 1 | 1 | cs | TRUE
133 | LV_4003-13_0_6_line_133 |  | 124 | 125 | 0.020674 | 0.125 | 0.08 | 261 | 0 | 0.364 | 1 | 1 | cs | TRUE
134 | LV_4003-13_0_6_line_134 |  | 125 | 146 | 0.009626 | 0.125 | 0.08 | 261 | 0 | 0.364 | 1 | 1 | cs | TRUE
135 | LV_4003-13_0_6_line_135 |  | 127 | 128 | 0.020218 | 0.125 | 0.08 | 261 | 0 | 0.364 | 1 | 1 | cs | TRUE
136 | LV_4003-13_0_6_line_136 |  | 127 | 129 | 0.0018683 | 0.125 | 0.08 | 261 | 0 | 0.364 | 1 | 1 | cs | TRUE
137 | LV_4003-13_0_6_line_137 |  | 128 | 130 | 0.0013182 | 0.125 | 0.08 | 261 | 0 | 0.364 | 1 | 1 | cs | TRUE
138 | LV_4003-13_0_6_line_138 |  | 130 | 131 | 0.0064288 | 0.125 | 0.08 | 261 | 0 | 0.364 | 1 | 1 | cs | TRUE
139 | LV_4003-13_0_6_line_139 |  | 131 | 149 | 0.012964 | 0.125 | 0.08 | 261 | 0 | 0.364 | 1 | 1 | cs | TRUE
140 | LV_4003-13_0_6_line_140 |  | 132 | 133 | 0.017817 | 0.125 | 0.08 | 261 | 0 | 0.364 | 1 | 1 | cs | TRUE
141 | LV_4003-13_0_6_line_141 |  | 134 | 136 | 0.011525 | 0.125 | 0.08 | 261 | 0 | 0.364 | 1 | 1 | cs | TRUE
142 | LV_4003-13_0_6_line_142 |  | 136 | 147 | 0.025561 | 0.125 | 0.08 | 261 | 0 | 0.364 | 1 | 1 | cs | TRUE
143 | LV_4003-13_0_6_line_143 |  | 139 | 140 | 0.029796 | 0.125 | 0.08 | 261 | 0 | 0.364 | 1 | 1 | cs | TRUE
144 | LV_4003-13_0_6_line_144 |  | 139 | 141 | 0.03601 | 0.125 | 0.08 | 261 | 0 | 0.364 | 1 | 1 | cs | TRUE
145 | LV_4003-13_0_6_line_145 |  | 140 | 142 | 0.0062061 | 0.125 | 0.08 | 261 | 0 | 0.364 | 1 | 1 | cs | TRUE
146 | LV_4003-13_0_6_line_146 |  | 141 | 143 | 0.032155 | 0.125 | 0.08 | 261 | 0 | 0.364 | 1 | 1 | cs | TRUE
147 | LV_4003-13_0_6_line_147 |  | 142 | 144 | 0.014002 | 0.125 | 0.08 | 261 | 0 | 0.364 | 1 | 1 | cs | TRUE
148 | LV_4003-13_0_6_line_148 |  | 143 | 145 | 0.019951 | 0.125 | 0.08 | 261 | 0 | 0.364 | 1 | 1 | cs | TRUE
149 | LV_4003-13_0_6_line_149 |  | 144 | 148 | 0.0070557 | 0.125 | 0.08 | 261 | 0 | 0.364 | 1 | 1 | cs | TRUE
150 | LV_4003-13_0_6_line_150 |  | 145 | 180 | 0.0077603 | 0.125 | 0.08 | 261 | 0 | 0.364 | 1 | 1 | cs | TRUE
151 | LV_4003-13_0_6_line_151 |  | 147 | 156 | 0.0073237 | 0.125 | 0.08 | 261 | 0 | 0.364 | 1 | 1 | cs | TRUE
152 | LV_4003-13_0_6_line_152 |  | 148 | 149 | 0.01235 | 0.125 | 0.08 | 261 | 0 | 0.364 | 1 | 1 | cs | TRUE
153 | LV_4003-13_0_6_line_153 |  | 150 | 151 | 0.004243 | 0.125 | 0.08 | 261 | 0 | 0.364 | 1 | 1 | cs | TRUE
154 | LV_4003-13_0_6_line_154 |  | 151 | 152 | 0.011184 | 0.125 | 0.08 | 261 | 0 | 0.364 | 1 | 1 | cs | TRUE
155 | LV_4003-13_0_6_line_155 |  | 152 | 153 | 0.011511 | 0.125 | 0.08 | 261 | 0 | 0.364 | 1 | 1 | cs | TRUE
156 | LV_4003-13_0_6_line_156 |  | 153 | 154 | 6.6404e-05 | 0.125 | 0.08 | 261 | 0 | 0.364 | 1 | 1 | cs | TRUE
157 | LV_4003-13_0_6_line_157 |  | 154 | 155 | 0.014584 | 0.125 | 0.08 | 261 | 0 | 0.364 | 1 | 1 | cs | TRUE
158 | LV_4003-13_0_6_line_158 |  | 155 | 164 | 0.003143 | 0.125 | 0.08 | 261 | 0 | 0.364 | 1 | 1 | cs | TRUE
159 | LV_4003-13_0_6_line_159 |  | 156 | 157 | 0.01873 | 0.125 | 0.08 | 261 | 0 | 0.364 | 1 | 1 | cs | TRUE
160 | LV_4003-13_0_6_line_160 |  | 157 | 158 | 0.002987 | 0.125 | 0.08 | 261 | 0 | 0.364 | 1 | 1 | cs | TRUE
161 | LV_4003-13_0_6_line_161 |  | 158 | 159 | 0.025759 | 0.125 | 0.08 | 261 | 0 | 0.364 | 1 | 1 | cs | TRUE
162 | LV_4003-13_0_6_line_162 |  | 159 | 162 | 0.038045 | 0.125 | 0.08 | 261 | 0 | 0.364 | 1 | 1 | cs | TRUE
163 | LV_4003-13_0_6_line_163 |  | 159 | 163 | 0.013101 | 0.125 | 0.08 | 261 | 0 | 0.364 | 1 | 1 | cs | TRUE
164 | LV_4003-13_0_6_line_164 |  | 159 | 160 | 0.037089 | 0.125 | 0.08 | 261 | 0 | 0.364 | 1 | 1 | cs | TRUE
165 | LV_4003-13_0_6_line_165 |  | 160 | 161 | 0.012871 | 0.125 | 0.08 | 261 | 0 | 0.364 | 1 | 1 | cs | TRUE
166 | LV_4003-13_0_6_line_166 |  | 162 | 165 | 0.020187 | 0.125 | 0.08 | 261 | 0 | 0.364 | 1 | 1 | cs | TRUE
167 | LV_4003-13_0_6_line_167 |  | 163 | 166 | 0.0015361 | 0.125 | 0.08 | 261 | 0 | 0.364 | 1 | 1 | cs | TRUE
168 | LV_4003-13_0_6_line_168 |  | 165 | 169 | 0.0097401 | 0.125 | 0.08 | 261 | 0 | 0.364 | 1 | 1 | cs | TRUE
169 | LV_4003-13_0_6_line_169 |  | 166 | 170 | 0.027733 | 0.125 | 0.08 | 261 | 0 | 0.364 | 1 | 1 | cs | TRUE
170 | LV_4003-13_0_6_line_170 |  | 167 | 168 | 0.016432 | 0.125 | 0.08 | 261 | 0 | 0.364 | 1 | 1 | cs | TRUE
171 | LV_4003-13_0_6_line_171 |  | 168 | 171 | 0.0046242 | 0.125 | 0.08 | 261 | 0 | 0.364 | 1 | 1 | cs | TRUE
172 | LV_4003-13_0_6_line_172 |  | 170 | 179 | 0.02535 | 0.125 | 0.08 | 261 | 0 | 0.364 | 1 | 1 | cs | TRUE
173 | LV_4003-13_0_6_line_173 |  | 171 | 172 | 0.023547 | 0.125 | 0.08 | 261 | 0 | 0.364 | 1 | 1 | cs | TRUE
174 | LV_4003-13_0_6_line_174 |  | 173 | 174 | 0.020883 | 0.125 | 0.08 | 261 | 0 | 0.364 | 1 | 1 | cs | TRUE
175 | LV_4003-13_0_6_line_175 |  | 174 | 175 | 0.021272 | 0.125 | 0.08 | 261 | 0 | 0.364 | 1 | 1 | cs | TRUE
176 | LV_4003-13_0_6_line_176 |  | 175 | 176 | 0.0042457 | 0.125 | 0.08 | 261 | 0 | 0.364 | 1 | 1 | cs | TRUE
177 | LV_4003-13_0_6_line_177 |  | 176 | 177 | 0.018819 | 0.125 | 0.08 | 261 | 0 | 0.364 | 1 | 1 | cs | TRUE
178 | LV_4003-13_0_6_line_178 |  | 177 | 178 | 0.01038 | 0.125 | 0.08 | 261 | 0 | 0.364 | 1 | 1 | cs | TRUE
179 | LV_4003-13_0_6_line_179 |  | 178 | 179 | 0.042862 | 0.125 | 0.08 | 261 | 0 | 0.364 | 1 | 1 | cs | TRUE
180 | LV_4003-13_0_6_line_180 |  | 180 | 181 | 0.028593 | 0.125 | 0.08 | 261 | 0 | 0.364 | 1 | 1 | cs | TRUE
181 | LV_4003-13_0_6_line_181 |  | 181 | 182 | 0.010478 | 0.125 | 0.08 | 261 | 0 | 0.364 | 1 | 1 | cs | TRUE
182 | LV_4003-13_0_6_line_182 |  | 182 | 183 | 0.0086636 | 0.125 | 0.08 | 261 | 0 | 0.364 | 1 | 1 | cs | TRUE

## trafo
| name | std_type | hv_bus | lv_bus | sn_mva | vn_hv_kv | vn_lv_kv | vk_percent | vkr_percent | pfe_kw | i0_percent | shift_degree | tap_side | tap_neutral | tap_min | tap_max | tap_step_percent | tap_step_degree | tap_pos | tap_phase_shifter | parallel | df | in_service
0 | LV_4003-13_0_6_trafo_17 | 0.63 MVA 20/0.4 kV | 184 | 24 | 0.63 | 20 | 0.4 | 6 | 1.206 | 1.65 | 0.2619 | 150 | hv | 0 | -2 | 2 | 2.5 | 0 | 0 | FALSE | 1 | 1 | TRUE

## line_geodata
| x0 | y0 | x1 | y1 | x2 | y2 | x3 | y3 | x4 | y4 | x5 | y5 | x6 | y6 | x7 | y7 | x8 | y8 | x9 | y9 | x10 | y10 | x11 | y11 | x12 | y12 | x13 | y13 | x14 | y14 | x15 | y15 | x16 | y16 | x17 | y17 | x18 | y18 | x19 | y19
0 | 2648255.3904 | 1248864.3286 | 2648263.0531 | 1248867.2818 | 2648270.7353 | 1248867.8336 | 2648282.3785 | 1248866.9166 | 2648289.7545 | 1248866.6682
1 | 2648069.1095 | 1248783.7286 | 2648075.7914 | 1248779.1463 | 2648081.6384 | 1248776.9589 | 2648084.5505 | 1248777.2716 | 2648091.5095 | 1248777.6394 | 2648098.0297 | 1248779.9604 | 2648103.6348 | 1248782.4631 | 2648109.214 | 1248786.2887 | 2648116.3169 | 1248793.1065 | 2648123.5452 | 1248801.2262 | 2648125.927 | 1248804.5366 | 2648128.4133 | 1248807.0696 | 2648149.7092 | 1248831.8703 | 2648158.395 | 1248843.6598 | 2648172.4281 | 1248862.7089 | 2648184.3401 | 1248859.3811 | 2648210.4565 | 1248850.3094 | 2648234.3614 | 1248853.2057 | 2648246.8789 | 1248858.978 | 2648255.3904 | 1248864.3286
2 | 2648069.1095 | 1248783.7286 | 2648065.6745 | 1248778.0525 | 2648061.1618 | 1248772.1342 | 2648048.0151 | 1248762.8881 | 2648039.0037 | 1248759.5573 | 2648035.6095 | 1248760.0301 | 2648033.5888 | 1248761.5259 | 2648029.2464 | 1248769.9965 | 2648029.197 | 1248770.205
3 | 2647967.9123 | 1248714.7185 | 2647964.2067 | 1248721.949 | 2647960.2972 | 1248728.2438
4 | 2647960.2972 | 1248728.2438 | 2647942.7692 | 1248726.5523
5 | 2647967.9123 | 1248714.7185 | 2647979.7404 | 1248715.985
6 | 2647939.5483 | 1248726.2415 | 2647942.7692 | 1248726.5523
7 | 2648025.1032 | 1248787.4799 | 2648029.197 | 1248770.205
8 | 2648068.8558 | 1248696.7456 | 2648066.1261 | 1248713.0456 | 2648055.4671 | 1248704.2978
9 | 2648068.8558 | 1248696.7456 | 2648062.5757 | 1248693.1088
10 | 2648055.4671 | 1248704.2978 | 2648047.5684 | 1248710.8605
11 | 2648023.0475 | 1248693.5058 | 2648025.1468 | 1248693.4894 | 2648034.1174 | 1248697.2201 | 2648055.4671 | 1248704.2978
12 | 2648061.6857 | 1248651.6238 | 2648050.9123 | 1248645.7881 | 2648049.4794 | 1248643.7084
13 | 2648061.6857 | 1248651.6238 | 2648088.8101 | 1248661.3026
14 | 2648049.4794 | 1248643.7084 | 2648042.2189 | 1248648.8531 | 2648036.4728 | 1248651.6196 | 2648031.0291 | 1248654.344
15 | 2648049.4794 | 1248643.7084 | 2648048.3264 | 1248638.7624 | 2648048.3265 | 1248638.7622
16 | 2648105.9727 | 1248667.4267 | 2648088.8101 | 1248661.3026
17 | 2648199.0748 | 1248700.1822 | 2648200.3221 | 1248700.9373 | 2648219.1349 | 1248711.6752 | 2648212.1526 | 1248715.0986
18 | 2648212.1526 | 1248715.0986 | 2648219.1349 | 1248711.6752 | 2648236.094 | 1248703.363 | 2648240.2982 | 1248701.7183
19 | 2648212.1526 | 1248715.0986 | 2648222.383 | 1248723.8993
20 | 2648199.0748 | 1248700.1822 | 2648183.3009 | 1248690.551
21 | 2648240.2982 | 1248701.7183 | 2648241.3325 | 1248676.702
22 | 2648240.2982 | 1248701.7183 | 2648245.6206 | 1248699.6396
23 | 2648238.3274 | 1248736.0477 | 2648230.9813 | 1248731.2959 | 2648222.383 | 1248723.8993
24 | 2648023.0475 | 1248693.5058 | 2648023.4495 | 1248691.6776
25 | 2648012.6452 | 1248722.052 | 2648016.8226 | 1248705.986 | 2648017.5007 | 1248703.3675 | 2648023.0475 | 1248693.5058
26 | 2648146.5314 | 1248668.0895 | 2648165.3382 | 1248679.5832
27 | 2648165.3382 | 1248679.5832 | 2648183.3009 | 1248690.551
28 | 2648105.9727 | 1248667.4267 | 2648138.5368 | 1248681.8005 | 2648146.5314 | 1248668.0895
29 | 2648146.5314 | 1248668.0895 | 2648164.3547 | 1248637.5307
30 | 2648012.6452 | 1248722.052 | 2648000.4891 | 1248718.2066 | 2647979.7404 | 1248715.985
31 | 2648168.218 | 1248630.9071 | 2648164.3547 | 1248637.5307
32 | 2647973.3096 | 1248908.0815 | 2647966.1869 | 1248909.3025
33 | 2647973.3096 | 1248908.0815 | 2647975.6547 | 1248899.1389 | 2647981.5125 | 1248881.6078 | 2647982.8155 | 1248870.811 | 2647982.3734 | 1248862.9355
34 | 2647966.1869 | 1248909.3025 | 2647956.1549 | 1248906.8568
35 | 2647976.3435 | 1248844.8189 | 2647980.8619 | 1248855.6294 | 2647982.3734 | 1248862.9355
36 | 2647976.3435 | 1248844.8189 | 2647988.6358 | 1248839.2701 | 2647996.8699 | 1248836.0012 | 2648026.0195 | 1248825.3188 | 2648031.3516 | 1248822.3711 | 2648029.7198 | 1248817.8103
37 | 2648029.7198 | 1248817.8103 | 2648022.6245 | 1248797.9395 | 2648025.1032 | 1248787.4799
38 | 2647963.4209 | 1248839.6109 | 2647964.7196 | 1248844.2801 | 2647966.0255 | 1248848.9938 | 2647976.3435 | 1248844.8189
39 | 2647963.4209 | 1248839.6109 | 2647961.9343 | 1248835.763 | 2647959.983 | 1248832.4227 | 2647957.7279 | 1248830.2363 | 2647955.2045 | 1248828.5481
40 | 2648412.9496 | 1248678.8204 | 2648410.4953 | 1248685.327 | 2648401.5132 | 1248692.2806 | 2648388.0745 | 1248698.1447
41 | 2648412.9496 | 1248678.8204 | 2648414.7034 | 1248672.5324
42 | 2648388.0745 | 1248698.1447 | 2648388.0355 | 1248698.1617
43 | 2648419.6114 | 1248654.9354 | 2648414.7034 | 1248672.5324
44 | 2648318.3216 | 1248794.4715 | 2648316.961 | 1248781.8726
45 | 2648318.3216 | 1248794.4715 | 2648327.5114 | 1248788.1197
46 | 2648316.3306 | 1248776.0353 | 2648316.961 | 1248781.8726
47 | 2648259.8016 | 1248813.1299 | 2648236.3388 | 1248809.7035 | 2648237.3806 | 1248803.2298
48 | 2648259.8016 | 1248813.1299 | 2648258.5734 | 1248784.0448
49 | 2648259.8016 | 1248813.1299 | 2648274.9951 | 1248812.6367
50 | 2648258.5734 | 1248784.0448 | 2648258.2883 | 1248777.3268
51 | 2648258.5734 | 1248784.0448 | 2648269.8689 | 1248783.5529
52 | 2647939.5483 | 1248726.2415 | 2647921.0229 | 1248724.4595
53 | 2647936.8462 | 1248824.1523 | 2647949.5493 | 1248826.6345 | 2647955.2045 | 1248828.5481
54 | 2647967.0235 | 1248765.0863 | 2647986.3297 | 1248765.9464
55 | 2647967.0235 | 1248765.0863 | 2647945.1058 | 1248764.1098
56 | 2648031.0291 | 1248654.344 | 2648030.5346 | 1248659.4545
57 | 2648030.5346 | 1248659.4545 | 2648027.0292 | 1248675.3973
58 | 2648031.0291 | 1248654.344 | 2648025.7327 | 1248655.6576 | 2648018.9376 | 1248654.6241 | 2648005.0842 | 1248649.6197 | 2647994.9376 | 1248647.7756
59 | 2648023.4495 | 1248691.6776 | 2648027.0292 | 1248675.3973
60 | 2648063.4773 | 1248610.3882 | 2648055.3367 | 1248624.4206 | 2648050.5287 | 1248632.565 | 2648048.3265 | 1248638.7622
61 | 2648241.3325 | 1248676.702 | 2648241.8339 | 1248664.577
62 | 2648245.6206 | 1248699.6396 | 2648254.4774 | 1248696.1806
63 | 2648238.3274 | 1248736.0477 | 2648241.3169 | 1248737.9844 | 2648252.4125 | 1248739.4423
64 | 2647985.1712 | 1248646.0006 | 2647994.9376 | 1248647.7756
65 | 2647985.1712 | 1248646.0006 | 2647972.6292 | 1248645.9658
66 | 2647972.6292 | 1248645.9658 | 2647969.5059 | 1248667.077
67 | 2647947.7286 | 1248642.818 | 2647949.299 | 1248649.3795 | 2647972.6292 | 1248645.9658
68 | 2647947.7286 | 1248642.818 | 2647947.1841 | 1248635.453 | 2647951.8951 | 1248629.0201 | 2647951.6496 | 1248621.1017
69 | 2647951.6496 | 1248621.1017 | 2647953.1276 | 1248617.2835
70 | 2647902.2181 | 1248724.1719 | 2647911.5334 | 1248723.5467 | 2647921.0229 | 1248724.4595
71 | 2647902.2181 | 1248724.1719 | 2647906.022 | 1248734.6652 | 2647910.4539 | 1248746.8759 | 2647913.2605 | 1248762.12
72 | 2647913.2605 | 1248762.12 | 2647916.1029 | 1248777.5978 | 2647915.0961 | 1248784.5663
73 | 2647913.2605 | 1248762.12 | 2647936.3231 | 1248763.7185
74 | 2647913.2605 | 1248762.12 | 2647897.6636 | 1248757.8688
75 | 2648168.218 | 1248630.9071 | 2648179.6134 | 1248615.4385
76 | 2648365.245 | 1248708.1066 | 2648388.0355 | 1248698.1617
77 | 2648422.4235 | 1248644.8587 | 2648422.043 | 1248646.217 | 2648419.6114 | 1248654.9354
78 | 2648315.6536 | 1248769.7664 | 2648316.3306 | 1248776.0353
79 | 2648258.2883 | 1248777.3268 | 2648237.4094 | 1248777.4126 | 2648237.8597 | 1248773.1134
80 | 2648290.1926 | 1248782.6678 | 2648269.8689 | 1248783.5529
81 | 2648315.6536 | 1248769.7664 | 2648315.4965 | 1248761.2482
82 | 2648285.0116 | 1248764.2687 | 2648315.6536 | 1248769.7664
83 | 2648313.8956 | 1248761.2685 | 2648315.4965 | 1248761.2482
84 | 2648315.4965 | 1248761.2482 | 2648330.1332 | 1248761.0271
85 | 2648285.0116 | 1248764.2687 | 2648290.1926 | 1248782.6678
86 | 2648285.0116 | 1248764.2687 | 2648283.6348 | 1248762.7232 | 2648270.3751 | 1248753.7919
87 | 2648347.0405 | 1248760.7716 | 2648330.1332 | 1248761.0271
88 | 2648256.9001 | 1248744.7157 | 2648270.3751 | 1248753.7919
89 | 2648347.0405 | 1248760.7716 | 2648355.4065 | 1248742.7884
90 | 2648347.0405 | 1248760.7716 | 2648345.15 | 1248764.8367
91 | 2648256.9001 | 1248744.7157 | 2648252.4125 | 1248739.4423
92 | 2648355.4065 | 1248742.7884 | 2648361.5204 | 1248729.6463 | 2648363.7717 | 1248721.4264
93 | 2648365.245 | 1248708.1066 | 2648365.0693 | 1248716.6887 | 2648363.7717 | 1248721.4264
94 | 2647936.3231 | 1248763.7185 | 2647945.1058 | 1248764.1098
95 | 2647936.8462 | 1248824.1523 | 2647930.0532 | 1248822.6708
96 | 2647910.2161 | 1248818.3444 | 2647906.4506 | 1248817.5235
97 | 2647910.2161 | 1248818.3444 | 2647930.0532 | 1248822.6708
98 | 2647910.2161 | 1248818.3444 | 2647912.5515 | 1248802.1796
99 | 2648254.4774 | 1248696.1806 | 2648260.3494 | 1248693.8872 | 2648289.6788 | 1248680.5559
100 | 2648297.2366 | 1248677.1205 | 2648289.6788 | 1248680.5559
101 | 2648297.2366 | 1248677.1205 | 2648307.9232 | 1248672.2598 | 2648315.3781 | 1248668.2956
102 | 2648297.2366 | 1248677.1205 | 2648295.6531 | 1248666.4566
103 | 2648315.3781 | 1248668.2956 | 2648331.402 | 1248659.7581
104 | 2648315.3781 | 1248668.2956 | 2648307.6178 | 1248625.4035
105 | 2648293.6109 | 1248652.7035 | 2648295.6531 | 1248666.4566
106 | 2648331.402 | 1248659.7581 | 2648338.2135 | 1248656.129 | 2648342.4219 | 1248650.2593 | 2648345.4639 | 1248642.9903 | 2648346.2157 | 1248640.8875
107 | 2648299.5721 | 1248623.092 | 2648307.6178 | 1248625.4035
108 | 2648347.0886 | 1248638.4461 | 2648346.2157 | 1248640.8875
109 | 2648365.245 | 1248708.1066 | 2648355.5826 | 1248710.5406
110 | 2648355.5826 | 1248710.5406 | 2648347.8572 | 1248705.9968 | 2648339.3583 | 1248707.4285 | 2648335.7099 | 1248706.6538 | 2648330.6831 | 1248703.6108
111 | 2648355.5826 | 1248710.5406 | 2648344.5678 | 1248713.3162
112 | 2648325.074 | 1248718.2283 | 2648344.5678 | 1248713.3162
113 | 2648325.074 | 1248718.2283 | 2648313.3952 | 1248721.1713
114 | 2648354.1683 | 1248618.6451 | 2648347.0886 | 1248638.4461
115 | 2648354.4813 | 1248617.7698 | 2648354.1683 | 1248618.6451
116 | 2648361.0654 | 1248599.3547 | 2648354.4813 | 1248617.7698
117 | 2648361.0654 | 1248599.3547 | 2648344.4621 | 1248593.5987
118 | 2648361.0654 | 1248599.3547 | 2648361.5097 | 1248597.9597
119 | 2647915.0961 | 1248784.5663 | 2647912.5515 | 1248802.1796
120 | 2648286.4417 | 1248729.9148 | 2648299.1737 | 1248725.507
121 | 2648313.3952 | 1248721.1713 | 2648307.1569 | 1248722.7432 | 2648299.1737 | 1248725.507
122 | 2648406.0771 | 1248524.3554 | 2648397.5911 | 1248528.8852
123 | 2648452.2714 | 1248528.6845 | 2648417.1058 | 1248518.4683 | 2648406.0771 | 1248524.3554
124 | 2648374.3758 | 1248539.4672 | 2648379.1315 | 1248538.7389 | 2648397.5911 | 1248528.8852
125 | 2648452.2714 | 1248528.6845 | 2648448.4634 | 1248545.1388
126 | 2648374.3758 | 1248539.4672 | 2648373.1972 | 1248535.5299
127 | 2648374.3758 | 1248539.4672 | 2648374.802 | 1248551.1008
128 | 2648373.1972 | 1248535.5299 | 2648371.1194 | 1248528.5889 | 2648362.8231 | 1248511.6209 | 2648359.0165 | 1248507.0091
129 | 2648374.802 | 1248551.1008 | 2648368.1922 | 1248551.4027 | 2648356.0082 | 1248557.8424
130 | 2648374.802 | 1248551.1008 | 2648373.5978 | 1248560.7864
131 | 2648356.0082 | 1248557.8424 | 2648333.6781 | 1248569.6448 | 2648333.0918 | 1248569.941
132 | 2648373.5978 | 1248560.7864 | 2648370.7369 | 1248568.9908 | 2648366.917 | 1248580.9835
133 | 2648430.5961 | 1248615.6819 | 2648425.0199 | 1248635.5895
134 | 2648422.4235 | 1248644.8587 | 2648425.0199 | 1248635.5895
135 | 2647969.0998 | 1248562.3476 | 2647987.9756 | 1248569.5923
136 | 2647969.0998 | 1248562.3476 | 2647967.3799 | 1248561.6176
137 | 2647987.9756 | 1248569.5923 | 2647989.2063 | 1248570.0647
138 | 2647995.2082 | 1248572.3683 | 2647989.2063 | 1248570.0647
139 | 2648007.3115 | 1248577.0136 | 2647995.2082 | 1248572.3683
140 | 2648361.5097 | 1248597.9597 | 2648366.917 | 1248580.9835
141 | 2648322.805 | 1248575.1377 | 2648333.0918 | 1248569.941
142 | 2648322.805 | 1248575.1377 | 2648315.7143 | 1248573.3009 | 2648297.9363 | 1248569.2369
143 | 2648063.4773 | 1248610.3882 | 2648063.1018 | 1248604.5479 | 2648059.7657 | 1248598.7726 | 2648052.3182 | 1248594.3759 | 2648044.276 | 1248591.2565
144 | 2648063.4773 | 1248610.3882 | 2648077.2131 | 1248610.3439 | 2648087.0164 | 1248607.3102 | 2648096.0962 | 1248599.4452
145 | 2648044.276 | 1248591.2565 | 2648038.4899 | 1248589.0122
146 | 2648107.2178 | 1248569.8154 | 2648106.3794 | 1248575.4235 | 2648103.032 | 1248588.7275 | 2648096.0962 | 1248599.4452
147 | 2648025.4283 | 1248583.9671 | 2648030.6241 | 1248585.9613 | 2648038.4899 | 1248589.0122
148 | 2648107.2178 | 1248569.8154 | 2648096.9531 | 1248564.562 | 2648088.7256 | 1248562.7704
149 | 2648025.4283 | 1248583.9671 | 2648018.8411 | 1248581.4388
150 | 2648081.3644 | 1248560.5001 | 2648083.6412 | 1248561.6632 | 2648088.7256 | 1248562.7704
151 | 2648297.9363 | 1248569.2369 | 2648290.7967 | 1248567.6049
152 | 2648007.3115 | 1248577.0136 | 2648018.8411 | 1248581.4388
153 | 2648242.0092 | 1248660.3376 | 2648241.8339 | 1248664.577
154 | 2648233.3951 | 1248653.2053 | 2648242.0092 | 1248660.3376 | 2648242.0092 | 1248660.3376
155 | 2648233.3951 | 1248653.2053 | 2648224.529 | 1248645.8643
156 | 2648224.4779 | 1248645.822 | 2648224.529 | 1248645.8643
157 | 2648213.2446 | 1248636.5211 | 2648224.4779 | 1248645.822
158 | 2648213.2446 | 1248636.5211 | 2648211.0441 | 1248638.7714
159 | 2648290.7967 | 1248567.6049 | 2648272.5375 | 1248563.4309
160 | 2648269.6256 | 1248562.7652 | 2648272.5375 | 1248563.4309
161 | 2648245.1382 | 1248555.1254 | 2648255.0405 | 1248559.4311 | 2648269.6256 | 1248562.7652
162 | 2648245.1382 | 1248555.1254 | 2648275.9082 | 1248532.751
163 | 2648245.1382 | 1248555.1254 | 2648242.1065 | 1248550.9424 | 2648237.4475 | 1248544.5196
164 | 2648245.1382 | 1248555.1254 | 2648241.6956 | 1248592.0547
165 | 2648241.6956 | 1248592.0547 | 2648241.6882 | 1248592.1335 | 2648241.1991 | 1248604.9159 | 2648241.1991 | 1248604.9159
166 | 2648292.6137 | 1248521.4667 | 2648287.2513 | 1248524.503 | 2648275.9082 | 1248532.751
167 | 2648237.4475 | 1248544.5196 | 2648236.5455 | 1248543.2761
168 | 2648292.6137 | 1248521.4667 | 2648301.0894 | 1248516.6676
169 | 2648220.2615 | 1248520.8271 | 2648236.5455 | 1248543.2761
170 | 2648199.6401 | 1248595.7759 | 2648211.8936 | 1248584.8279
171 | 2648196.1918 | 1248598.8568 | 2648199.6401 | 1248595.7759
172 | 2648205.3739 | 1248500.3097 | 2648209.8246 | 1248506.4389 | 2648220.2615 | 1248520.8271
173 | 2648179.6134 | 1248615.4385 | 2648183.4275 | 1248610.2611 | 2648196.1918 | 1248598.8568
174 | 2648146.2959 | 1248574.8208 | 2648142.9525 | 1248587.1503 | 2648144.1987 | 1248595.1619
175 | 2648146.2959 | 1248574.8208 | 2648149.6703 | 1248562.377 | 2648153.714 | 1248555.0384
176 | 2648153.714 | 1248555.0384 | 2648155.763 | 1248551.3199
177 | 2648164.8453 | 1248534.8371 | 2648155.763 | 1248551.3199
178 | 2648164.8453 | 1248534.8371 | 2648172.7471 | 1248528.1054
179 | 2648205.3739 | 1248500.3097 | 2648172.7471 | 1248528.1054
180 | 2648081.3644 | 1248560.5001 | 2648078.0238 | 1248558.7935 | 2648069.4478 | 1248546.4268 | 2648060.8892 | 1248541.6687
181 | 2648051.7316 | 1248536.5777 | 2648060.8892 | 1248541.6687
182 | 2648044.1595 | 1248532.3681 | 2648051.7316 | 1248536.5777

## bus_geodata
| x | y | coords
0 | 2648289.7545 | 1248866.6682
1 | 2648255.3904 | 1248864.3286
2 | 2648069.1095 | 1248783.7286
3 | 2647960.2972 | 1248728.2438
4 | 2647967.9123 | 1248714.7185
5 | 2647942.7692 | 1248726.5523
6 | 2648029.197 | 1248770.205
7 | 2648068.8558 | 1248696.7456
8 | 2648055.4671 | 1248704.2978
9 | 2648062.5757 | 1248693.1088
10 | 2648061.6857 | 1248651.6238
11 | 2648049.4794 | 1248643.7084
12 | 2648088.8101 | 1248661.3026
13 | 2648212.1526 | 1248715.0986
14 | 2648199.0748 | 1248700.1822
15 | 2648240.2982 | 1248701.7183
16 | 2648222.383 | 1248723.8993
17 | 2648047.5684 | 1248710.8605
18 | 2648023.0475 | 1248693.5058
19 | 2648165.3382 | 1248679.5832
20 | 2648146.5314 | 1248668.0895
21 | 2648183.3009 | 1248690.551
22 | 2648012.6452 | 1248722.052
23 | 2647979.7404 | 1248715.985
24 | 2648105.9727 | 1248667.4267
25 | 2648164.3547 | 1248637.5307
26 | 2647973.3096 | 1248908.0815
27 | 2647966.1869 | 1248909.3025
28 | 2647982.3734 | 1248862.9355
29 | 2648029.7198 | 1248817.8103
30 | 2647976.3435 | 1248844.8189
31 | 2648025.1032 | 1248787.4799
32 | 2647963.4209 | 1248839.6109
33 | 2648412.9496 | 1248678.8204
34 | 2648388.0745 | 1248698.1447
35 | 2648414.7034 | 1248672.5324
36 | 2648318.3216 | 1248794.4715
37 | 2648316.961 | 1248781.8726
38 | 2648327.5114 | 1248788.1197
39 | 2648259.8016 | 1248813.1299
40 | 2648237.3806 | 1248803.2298
41 | 2648258.5734 | 1248784.0448
42 | 2648274.9951 | 1248812.6367
43 | 2647939.5483 | 1248726.2415
44 | 2647955.2045 | 1248828.5481
45 | 2647986.3297 | 1248765.9464
46 | 2647967.0235 | 1248765.0863
47 | 2648030.5346 | 1248659.4545
48 | 2648031.029 | 1248654.344
49 | 2648027.0292 | 1248675.3973
50 | 2647956.1549 | 1248906.8568
51 | 2648048.3265 | 1248638.7622
52 | 2648241.3325 | 1248676.702
53 | 2648245.6206 | 1248699.6396
54 | 2648238.3274 | 1248736.0477
55 | 2648023.4495 | 1248691.6776
56 | 2647985.1712 | 1248646.0006
57 | 2647994.9376 | 1248647.7756
58 | 2647972.6292 | 1248645.9658
59 | 2647947.7286 | 1248642.818
60 | 2647951.6496 | 1248621.1017
61 | 2647969.5059 | 1248667.077
62 | 2647902.2181 | 1248724.1719
63 | 2647921.0229 | 1248724.4595
64 | 2647913.2605 | 1248762.12
65 | 2648168.218 | 1248630.9071
66 | 2648388.0355 | 1248698.1617
67 | 2648419.6114 | 1248654.9354
68 | 2648316.3306 | 1248776.0353
69 | 2648258.2883 | 1248777.3268
70 | 2648269.8689 | 1248783.5529
71 | 2648315.6536 | 1248769.7664
72 | 2648315.4965 | 1248761.2482
73 | 2648285.0116 | 1248764.2687
74 | 2648313.8956 | 1248761.2685
75 | 2648330.1332 | 1248761.0271
76 | 2648290.1926 | 1248782.6678
77 | 2648270.3751 | 1248753.7919
78 | 2648347.0405 | 1248760.7716
79 | 2648256.9001 | 1248744.7157
80 | 2648345.15 | 1248764.8367
81 | 2648355.4065 | 1248742.7884
82 | 2648363.7717 | 1248721.4264
83 | 2647945.1058 | 1248764.1098
84 | 2647936.3231 | 1248763.7185
85 | 2647936.8462 | 1248824.1523
86 | 2647897.6636 | 1248757.8688
87 | 2647906.4506 | 1248817.5235
88 | 2647910.2161 | 1248818.3444
89 | 2648289.6788 | 1248680.5559
90 | 2648254.4774 | 1248696.1806
91 | 2648297.2366 | 1248677.1205
92 | 2648315.3781 | 1248668.2956
93 | 2648295.6531 | 1248666.4566
94 | 2648331.402 | 1248659.7581
95 | 2648307.6178 | 1248625.4035
96 | 2648293.6109 | 1248652.7035
97 | 2648346.2157 | 1248640.8875
98 | 2648299.5721 | 1248623.092
99 | 2648365.245 | 1248708.1066
100 | 2648355.5826 | 1248710.5406
101 | 2648330.6831 | 1248703.6108
102 | 2648344.5678 | 1248713.3162
103 | 2648325.074 | 1248718.2283
104 | 2648347.0886 | 1248638.4461
105 | 2648354.1683 | 1248618.6451
106 | 2648354.4813 | 1248617.7698
107 | 2648361.0654 | 1248599.3547
108 | 2647915.0961 | 1248784.5663
109 | 2648286.4417 | 1248729.9148
110 | 2648299.1737 | 1248725.507
111 | 2648313.3952 | 1248721.1713
112 | 2648252.4125 | 1248739.4423
113 | 2648237.8597 | 1248773.1134
114 | 2648406.0771 | 1248524.3554
115 | 2648397.5911 | 1248528.8852
116 | 2648452.2714 | 1248528.6845
117 | 2648374.3758 | 1248539.4672
118 | 2648448.4634 | 1248545.1389
119 | 2648373.1972 | 1248535.5299
120 | 2648374.802 | 1248551.1008
121 | 2648359.0165 | 1248507.0091
122 | 2648356.0082 | 1248557.8424
123 | 2648373.5978 | 1248560.7864
124 | 2648430.5961 | 1248615.6819
125 | 2648425.0199 | 1248635.5895
126 | 2647953.1276 | 1248617.2835
127 | 2647969.0998 | 1248562.3476
128 | 2647987.9756 | 1248569.5923
129 | 2647967.3799 | 1248561.6176
130 | 2647989.2063 | 1248570.0647
131 | 2647995.2082 | 1248572.3683
132 | 2648366.917 | 1248580.9835
133 | 2648361.5097 | 1248597.9597
134 | 2648333.0918 | 1248569.941
135 | 2648344.4621 | 1248593.5987
136 | 2648322.805 | 1248575.1377
137 | 2647912.5515 | 1248802.1796
138 | 2647930.0532 | 1248822.6708
139 | 2648063.4773 | 1248610.3882
140 | 2648044.276 | 1248591.2565
141 | 2648096.0962 | 1248599.4452
142 | 2648038.4899 | 1248589.0122
143 | 2648107.2178 | 1248569.8154
144 | 2648025.4283 | 1248583.9671
145 | 2648088.7256 | 1248562.7704
146 | 2648422.4235 | 1248644.8587
147 | 2648297.9363 | 1248569.2369
148 | 2648018.8411 | 1248581.4388
149 | 2648007.3115 | 1248577.0136
150 | 2648241.8339 | 1248664.577
151 | 2648242.0092 | 1248660.3376
152 | 2648233.3951 | 1248653.2053
153 | 2648224.529 | 1248645.8643
154 | 2648224.4779 | 1248645.822
155 | 2648213.2446 | 1248636.5211
156 | 2648290.7967 | 1248567.6049
157 | 2648272.5375 | 1248563.4309
158 | 2648269.6256 | 1248562.7652
159 | 2648245.1382 | 1248555.1254
160 | 2648241.6956 | 1248592.0547
161 | 2648241.1991 | 1248604.9159
162 | 2648275.9082 | 1248532.751
163 | 2648237.4475 | 1248544.5196
164 | 2648211.0441 | 1248638.7714
165 | 2648292.6137 | 1248521.4667
166 | 2648236.5455 | 1248543.2761
167 | 2648211.8936 | 1248584.8279
168 | 2648199.6401 | 1248595.7759
169 | 2648301.0894 | 1248516.6676
170 | 2648220.2615 | 1248520.8271
171 | 2648196.1918 | 1248598.8568
172 | 2648179.6134 | 1248615.4385
173 | 2648144.1987 | 1248595.1619
174 | 2648146.2959 | 1248574.8208
175 | 2648153.714 | 1248555.0384
176 | 2648155.763 | 1248551.3199
177 | 2648164.8453 | 1248534.8371
178 | 2648172.7471 | 1248528.1054
179 | 2648205.3739 | 1248500.3097
180 | 2648081.3644 | 1248560.5001
181 | 2648060.8892 | 1248541.6687
182 | 2648051.7316 | 1248536.5777
183 | 2648044.1595 | 1248532.3681
184 | 2648104.3178 | 1248671.2937

## line_std_types
| c_nf_per_km | r_ohm_per_km | x_ohm_per_km | max_i_ka | type | q_mm2 | alpha | voltage_rating
NAYY 4x50 SE | 210 | 0.642 | 0.083 | 0.142 | cs | 50 | 0.00403 | LV
NAYY 4x120 SE | 264 | 0.225 | 0.08 | 0.242 | cs | 120 | 0.00403 | LV
NAYY 4x150 SE | 261 | 0.208 | 0.08 | 0.27 | cs | 150 | 0.00403 | LV
NA2XS2Y 1x95 RM/25 12/20 kV | 216 | 0.313 | 0.132 | 0.252 | cs | 95 | 0.00403 | MV
NA2XS2Y 1x185 RM/25 12/20 kV | 273 | 0.161 | 0.117 | 0.362 | cs | 185 | 0.00403 | MV
NA2XS2Y 1x240 RM/25 12/20 kV | 304 | 0.122 | 0.112 | 0.421 | cs | 240 | 0.00403 | MV
NA2XS2Y 1x95 RM/25 6/10 kV | 315 | 0.313 | 0.123 | 0.249 | cs | 95 | 0.00403 | MV
NA2XS2Y 1x185 RM/25 6/10 kV | 406 | 0.161 | 0.11 | 0.358 | cs | 185 | 0.00403 | MV
NA2XS2Y 1x240 RM/25 6/10 kV | 456 | 0.122 | 0.105 | 0.416 | cs | 240 | 0.00403 | MV
NA2XS2Y 1x150 RM/25 12/20 kV | 250 | 0.206 | 0.116 | 0.319 | cs | 150 | 0.00403 | MV
NA2XS2Y 1x120 RM/25 12/20 kV | 230 | 0.253 | 0.119 | 0.283 | cs | 120 | 0.00403 | MV
NA2XS2Y 1x70 RM/25 12/20 kV | 190 | 0.443 | 0.132 | 0.22 | cs | 70 | 0.00403 | MV
NA2XS2Y 1x150 RM/25 6/10 kV | 360 | 0.206 | 0.11 | 0.315 | cs | 150 | 0.00403 | MV
NA2XS2Y 1x120 RM/25 6/10 kV | 340 | 0.253 | 0.113 | 0.28 | cs | 120 | 0.00403 | MV
NA2XS2Y 1x70 RM/25 6/10 kV | 280 | 0.443 | 0.123 | 0.217 | cs | 70 | 0.00403 | MV
N2XS(FL)2Y 1x120 RM/35 64/110 kV | 112 | 0.153 | 0.166 | 0.366 | cs | 120 | 0.00393 | HV
N2XS(FL)2Y 1x185 RM/35 64/110 kV | 125 | 0.099 | 0.156 | 0.457 | cs | 185 | 0.00393 | HV
N2XS(FL)2Y 1x240 RM/35 64/110 kV | 135 | 0.075 | 0.149 | 0.526 | cs | 240 | 0.00393 | HV
N2XS(FL)2Y 1x300 RM/35 64/110 kV | 144 | 0.06 | 0.144 | 0.588 | cs | 300 | 0.00393 | HV
15-AL1/3-ST1A 0.4 | 11 | 1.8769 | 0.35 | 0.105 | ol | 16 | 0.00403 | LV
24-AL1/4-ST1A 0.4 | 11.25 | 1.2012 | 0.335 | 0.14 | ol | 24 | 0.00403 | LV
48-AL1/8-ST1A 0.4 | 12.2 | 0.5939 | 0.3 | 0.21 | ol | 48 | 0.00403 | LV
94-AL1/15-ST1A 0.4 | 13.2 | 0.306 | 0.29 | 0.35 | ol | 94 | 0.00403 | LV
34-AL1/6-ST1A 10.0 | 9.7 | 0.8342 | 0.36 | 0.17 | ol | 34 | 0.00403 | MV
48-AL1/8-ST1A 10.0 | 10.1 | 0.5939 | 0.35 | 0.21 | ol | 48 | 0.00403 | MV
70-AL1/11-ST1A 10.0 | 10.4 | 0.4132 | 0.339 | 0.29 | ol | 70 | 0.00403 | MV
94-AL1/15-ST1A 10.0 | 10.75 | 0.306 | 0.33 | 0.35 | ol | 94 | 0.00403 | MV
122-AL1/20-ST1A 10.0 | 11.1 | 0.2376 | 0.323 | 0.41 | ol | 122 | 0.00403 | MV
149-AL1/24-ST1A 10.0 | 11.25 | 0.194 | 0.315 | 0.47 | ol | 149 | 0.00403 | MV
34-AL1/6-ST1A 20.0 | 9.15 | 0.8342 | 0.382 | 0.17 | ol | 34 | 0.00403 | MV
48-AL1/8-ST1A 20.0 | 9.5 | 0.5939 | 0.372 | 0.21 | ol | 48 | 0.00403 | MV
70-AL1/11-ST1A 20.0 | 9.7 | 0.4132 | 0.36 | 0.29 | ol | 70 | 0.00403 | MV
94-AL1/15-ST1A 20.0 | 10 | 0.306 | 0.35 | 0.35 | ol | 94 | 0.00403 | MV
122-AL1/20-ST1A 20.0 | 10.3 | 0.2376 | 0.344 | 0.41 | ol | 122 | 0.00403 | MV
149-AL1/24-ST1A 20.0 | 10.5 | 0.194 | 0.337 | 0.47 | ol | 149 | 0.00403 | MV
184-AL1/30-ST1A 20.0 | 10.75 | 0.1571 | 0.33 | 0.535 | ol | 184 | 0.00403 | MV
243-AL1/39-ST1A 20.0 | 11 | 0.1188 | 0.32 | 0.645 | ol | 243 | 0.00403 | MV
48-AL1/8-ST1A 110.0 | 8 | 0.5939 | 0.46 | 0.21 | ol | 48 | 0.00403 | HV
70-AL1/11-ST1A 110.0 | 8.4 | 0.4132 | 0.45 | 0.29 | ol | 70 | 0.00403 | HV
94-AL1/15-ST1A 110.0 | 8.65 | 0.306 | 0.44 | 0.35 | ol | 94 | 0.00403 | HV
122-AL1/20-ST1A 110.0 | 8.5 | 0.2376 | 0.43 | 0.41 | ol | 122 | 0.00403 | HV
149-AL1/24-ST1A 110.0 | 8.75 | 0.194 | 0.41 | 0.47 | ol | 149 | 0.00403 | HV
184-AL1/30-ST1A 110.0 | 8.8 | 0.1571 | 0.4 | 0.535 | ol | 184 | 0.00403 | HV
243-AL1/39-ST1A 110.0 | 9 | 0.1188 | 0.39 | 0.645 | ol | 243 | 0.00403 | HV
305-AL1/39-ST1A 110.0 | 9.2 | 0.0949 | 0.38 | 0.74 | ol | 305 | 0.00403 | HV
490-AL1/64-ST1A 110.0 | 9.75 | 0.059 | 0.37 | 0.96 | ol | 490 | 0.00403 | HV
679-AL1/86-ST1A 110.0 | 9.95 | 0.042 | 0.36 | 1.15 | ol | 679 | 0.00403 | HV
490-AL1/64-ST1A 220.0 | 10 | 0.059 | 0.285 | 0.96 | ol | 490 | 0.00403 | HV
679-AL1/86-ST1A 220.0 | 11.7 | 0.042 | 0.275 | 1.15 | ol | 679 | 0.00403 | HV
490-AL1/64-ST1A 380.0 | 11 | 0.059 | 0.253 | 0.96 | ol | 490 | 0.00403 | HV
679-AL1/86-ST1A 380.0 | 14.6 | 0.042 | 0.25 | 1.15 | ol | 679 | 0.00403 | HV

## trafo_std_types
| i0_percent | pfe_kw | vkr_percent | sn_mva | vn_lv_kv | vn_hv_kv | vk_percent | shift_degree | vector_group | tap_side | tap_neutral | tap_min | tap_max | tap_step_degree | tap_step_percent | tap_phase_shifter
160 MVA 380/110 kV | 0.06 | 60 | 0.25 | 160 | 110 | 380 | 12.2 | 0 | Yy0 | hv | 0 | -9 | 9 | 0 | 1.5 | FALSE
100 MVA 220/110 kV | 0.06 | 55 | 0.26 | 100 | 110 | 220 | 12 | 0 | Yy0 | hv | 0 | -9 | 9 | 0 | 1.5 | FALSE
63 MVA 110/20 kV | 0.04 | 22 | 0.32 | 63 | 20 | 110 | 18 | 150 | YNd5 | hv | 0 | -9 | 9 | 0 | 1.5 | FALSE
40 MVA 110/20 kV | 0.05 | 18 | 0.34 | 40 | 20 | 110 | 16.2 | 150 | YNd5 | hv | 0 | -9 | 9 | 0 | 1.5 | FALSE
25 MVA 110/20 kV | 0.07 | 14 | 0.41 | 25 | 20 | 110 | 12 | 150 | YNd5 | hv | 0 | -9 | 9 | 0 | 1.5 | FALSE
63 MVA 110/10 kV | 0.04 | 22 | 0.32 | 63 | 10 | 110 | 18 | 150 | YNd5 | hv | 0 | -9 | 9 | 0 | 1.5 | FALSE
40 MVA 110/10 kV | 0.05 | 18 | 0.34 | 40 | 10 | 110 | 16.2 | 150 | YNd5 | hv | 0 | -9 | 9 | 0 | 1.5 | FALSE
25 MVA 110/10 kV | 0.07 | 14 | 0.41 | 25 | 10 | 110 | 12 | 150 | YNd5 | hv | 0 | -9 | 9 | 0 | 1.5 | FALSE
0.25 MVA 20/0.4 kV | 0.32 | 0.8 | 1.44 | 0.25 | 0.4 | 20 | 6 | 150 | Yzn5 | hv | 0 | -2 | 2 | 0 | 2.5 | FALSE
0.4 MVA 20/0.4 kV | 0.3375 | 1.35 | 1.425 | 0.4 | 0.4 | 20 | 6 | 150 | Dyn5 | hv | 0 | -2 | 2 | 0 | 2.5 | FALSE
0.63 MVA 20/0.4 kV | 0.2619 | 1.65 | 1.206 | 0.63 | 0.4 | 20 | 6 | 150 | Dyn5 | hv | 0 | -2 | 2 | 0 | 2.5 | FALSE
0.25 MVA 10/0.4 kV | 0.24 | 0.6 | 1.2 | 0.25 | 0.4 | 10 | 4 | 150 | Dyn5 | hv | 0 | -2 | 2 | 0 | 2.5 | FALSE
0.4 MVA 10/0.4 kV | 0.2375 | 0.95 | 1.325 | 0.4 | 0.4 | 10 | 4 | 150 | Dyn5 | hv | 0 | -2 | 2 | 0 | 2.5 | FALSE
0.63 MVA 10/0.4 kV | 0.1873 | 1.18 | 1.0794 | 0.63 | 0.4 | 10 | 4 | 150 | Dyn5 | hv | 0 | -2 | 2 | 0 | 2.5 | FALSE

## trafo3w_std_types
| sn_hv_mva | sn_mv_mva | sn_lv_mva | vn_hv_kv | vn_mv_kv | vn_lv_kv | vk_hv_percent | vk_mv_percent | vk_lv_percent | vkr_hv_percent | vkr_mv_percent | vkr_lv_percent | pfe_kw | i0_percent | shift_mv_degree | shift_lv_degree | vector_group | tap_side | tap_neutral | tap_min | tap_max | tap_step_percent
63/25/38 MVA 110/20/10 kV | 63 | 25 | 38 | 110 | 20 | 10 | 10.4 | 10.4 | 10.4 | 0.28 | 0.32 | 0.35 | 35 | 0.89 | 0 | 0 | YN0yn0yn0 | hv | 0 | -10 | 10 | 1.2
63/25/38 MVA 110/10/10 kV | 63 | 25 | 38 | 110 | 10 | 10 | 10.4 | 10.4 | 10.4 | 0.28 | 0.32 | 0.35 | 35 | 0.89 | 0 | 0 | YN0yn0yn0 | hv | 0 | -10 | 10 | 1.2

## fuse_std_types
| fuse_type | i_rated_a | t_avg | t_min | t_total | x_avg | x_min | x_total
HV 100A | HV 100A | 100 | 0 | [10.0, 3.64, 0.854, 0.281, 0.1, 0.0531, 0.022, 0.01] | [10.0, 4.267, 1.21, 0.403, 0.1, 0.058, 0.022, 0.01] | 0 | [300.0, 350.0, 450.0, 550.0, 700.0, 850.0, 1200.0, 1752.0] | [600.0, 700.0, 900.0, 1150.0, 1665.0, 2000.0, 3000.0, 4313.0]
HV 10A | HV 10A | 10 | 0 | [10.0, 1675.0, 0.344, 0.156, 0.1, 0.0417, 0.0171, 0.01] | [10.0, 1.3, 0.3, 0.155, 0.1, 0.0555, 0.023, 0.01] | 0 | [30.0, 32.0, 35.0, 37.0, 39.0, 50.0, 70.0, 88.0] | [60.0, 70.0, 80.0, 87.0, 94.0, 110.0, 150.0, 216.0]
HV 125A | HV 125A | 125 | 0 | [10.0, 1.82, 0.344, 0.1, 0.0467, 0.0269, 0.01] | [10.0, 2.478, 0.426, 0.1, 0.0427, 0.0211, 0.01] | 0 | [375.0, 500.0, 700.0, 925.0, 1200.0, 1500.0, 2341.0] | [750.0, 1000.0, 1500.0, 2200.0, 3000.0, 4000.0, 5765.0]
HV 160A | HV 160A | 160 | 0 | [10.0, 4.15, 1.03, 0.198, 0.1, 0.051, 0.0172, 0.01] | [10.0, 2.3, 0.734, 0.274, 0.1, 0.046, 0.0177, 0.01] | 0 | [480.0, 550.0, 700.0, 1000.0, 1260.0, 1600.0, 2500.0, 3227.0] | [960.0, 1300.0, 1700.0, 2200.0, 2996.0, 4000.0, 6000.0, 7946.0]
HV 16A | HV 16A | 16 | 0 | [10.0, 0.352, 0.164, 0.1, 0.0649, 0.0342, 0.01] | [10.0, 2.34, 0.722, 0.181, 0.1, 0.055, 0.0296, 0.01] | 0 | [48.0, 60.0, 65.0, 71.0, 80.0, 100.0, 162.0] | [96.0, 110.0, 125.0, 150.0, 168.0, 200.0, 250.0, 398.0]
HV 200A | HV 200A | 200 | 0 | [10.0, 4.267, 1.21, 0.403, 0.1, 0.058, 0.022, 0.01] | [10.0, 3.73, 1.654, 0.328, 0.1, 0.0531, 0.019, 0.01] | 0 | [600.0, 700.0, 900.0, 1150.0, 1665.0, 2000.0, 3000.0, 4313.0] | [1200.0, 1500.0, 1800.0, 2700.0, 3960.0, 5000.0, 7500.0, 10620.0]
HV 20A | HV 20A | 20 | 0 | [10.0, 1.3, 0.3, 0.155, 0.1, 0.0555, 0.023, 0.01] | [10.0, 1.3, 0.161, 0.1, 0.0611, 0.0399, 0.0141, 0.01] | 0 | [60.0, 70.0, 80.0, 87.0, 94.0, 110.0, 150.0, 216.0] | [120.0, 150.0, 200.0, 223.0, 260.0, 300.0, 450.0, 532.0]
HV 25A | HV 25A | 25 | 0 | [10.0, 2.512, 0.833, 0.299, 0.1, 0.0372, 0.0223, 0.01] | [10.0, 3.125, 0.597, 0.198, 0.1, 0.0378, 0.022, 0.01] | 0 | [75.0, 82.0, 90.0, 100.0, 124.0, 170.0, 200.0, 289.0] | [150.0, 170.0, 210.0, 250.0, 294.0, 400.0, 500.0, 711.0]
HV 31.5A | HV 31.5A | 31.5 | 0 | [10.0, 2.34, 0.722, 0.181, 0.1, 0.055, 0.0296, 0.01] | [10.0, 2.84, 0.368, 0.164, 0.1, 0.0621, 0.0378, 0.0195, 0.01] | 0 | [95.0, 110.0, 125.0, 150.0, 165.0, 200.0, 250.0, 390.0] | [189.0, 220.0, 300.0, 350.0, 393.0, 450.0, 530.0, 700.0, 960.0]
HV 40A | HV 40A | 40 | 0 | [10.0, 1.3, 0.161, 0.1, 0.0611, 0.0399, 0.0141, 0.01] | [10.0, 2.05, 0.369, 0.198, 0.1, 0.051, 0.0298, 0.01] | 0 | [120.0, 150.0, 200.0, 223.0, 260.0, 300.0, 450.0, 532.0] | [240.0, 300.0, 400.0, 450.0, 530.0, 650.0, 800.0, 1311.0]
HV 50A | HV 50A | 50 | 0 | [10.0, 3.215, 0.597, 0.198, 0.1, 0.0378, 0.022, 0.01] | [10.0, 3.64, 0.854, 0.281, 0.1, 0.0531, 0.022, 0.01] | 0 | [150.0, 170.0, 210.0, 250.0, 294.0, 400.0, 500.0, 711.0] | [300.0, 350.0, 450.0, 550.0, 700.0, 850.0, 1200.0, 1752.0]
HV 6.3A | HV 6.3A | 6.3 | 0 | [10.0, 1.39, 0.344, 0.168, 0.1, 0.056, 0.0263, 0.01] | [10.0, 1.711, 0.516, 0.198, 0.1, 0.0634, 0.0303, 0.01] | 0 | [19.0, 19.5, 20.4, 20.8, 22.0, 25.0, 32.0, 48.0] | [38.0, 40.0, 43.0, 48.0, 53.0, 60.0, 75.0, 118.0]
HV 63A | HV 63A | 63 | 0 | [10.0, 2.84, 0.368, 0.164, 0.1, 0.0621, 0.0378, 0.0195, 0.01] | [10.0, 1.82, 0.344, 0.1, 0.0467, 0.0269, 0.01] | 0 | [189.0, 220.0, 300.0, 350.0, 393.0, 450.0, 530.0, 700.0, 961.0] | [378.0, 500.0, 700.0, 934.0, 1200.0, 1500.0, 2366.0]
HV 80A | HV 80A | 80 | 0 | [10.0, 2.05, 0.369, 0.198, 0.1, 0.051, 0.0298, 0.01] | [10.0, 4.15, 1.03, 0.198, 0.1, 0.051, 0.0172, 0.01] | 0 | [240.0, 300.0, 400.0, 450.0, 530.0, 650.0, 800.0, 1311.0] | [480.0, 550.0, 700.0, 1000.0, 1260.0, 1600.0, 2500.0, 3227.0]
Siemens NH-1-100 | Siemens NH-1-100 | 100 | [5400.0, 2000.0, 400.0, 20.0, 1.0, 0.2, 0.012, 0.004] | 0 | 0 | [150.0, 190.0, 250.0, 430.0, 900.0, 1250.0, 2700.0, 3600.0] | 0 | 0
Siemens NH-1-125 | Siemens NH-1-125 | 125 | [4800.0, 120.0, 7.0, 0.1, 0.004] | 0 | 0 | [180.0, 400.0, 740.0, 2000.0, 4250.0] | 0 | 0
Siemens NH-1-16 | Siemens NH-1-16 | 16 | [4000.0, 400.0, 2.0, 0.1, 0.04, 0.01] | 0 | 0 | [26.0, 35.0, 75.0, 150.0, 200.0, 300.0] | 0 | 0
Siemens NH-1-160 | Siemens NH-1-160 | 160 | [4800.0, 120.0, 7.0, 0.1, 0.004] | 0 | 0 | [210.0, 500.0, 900.0, 2300.0, 5000.0] | 0 | 0
Siemens NH-1-25 | Siemens NH-1-25 | 25 | [4000.0, 1000.0, 10.0, 0.2, 0.02, 0.01] | 0 | 0 | [40.0, 50.0, 100.0, 210.0, 400.0, 500.0] | 0 | 0
Siemens NH-1-50 | Siemens NH-1-50 | 50 | [4000.0, 40.0, 4.0, 1.0, 0.02, 0.01] | 0 | 0 | [86.0, 200.0, 300.0, 400.0, 1000.0, 1280.0] | 0 | 0
Siemens NH-1-63 | Siemens NH-1-63 | 63 | [4000.0, 100.0, 10.0, 2.0, 0.04, 0.01] | 0 | 0 | [100.0, 200.0, 300.0, 400.0, 1000.0, 1500.0] | 0 | 0
Siemens NH-1-80 | Siemens NH-1-80 | 80 | [4800.0, 120.0, 7.0, 0.1, 0.01] | 0 | 0 | [150.58, 250.0, 450.0, 1150.0, 2470.0] | 0 | 0
Siemens NH-2-1000 | Siemens NH-2-1000 | 1000 | [4800.0, 120.0, 7.0, 0.1, 0.004] | 0 | 0 | [1900.0, 3500.0, 8400.0, 24000.0, 52000.0] | 0 | 0
Siemens NH-2-200 | Siemens NH-2-200 | 200 | [4800.0, 120.0, 7.0, 0.1, 0.004] | 0 | 0 | [280.0, 650.0, 1200.0, 3000.0, 7000.0] | 0 | 0
Siemens NH-2-224 | Siemens NH-2-224 | 224 | [4800.0, 120.0, 7.0, 0.2, 0.04, 0.004] | 0 | 0 | [400.0, 750.0, 1453.0, 3025.0, 4315.0, 7600.0] | 0 | 0
Siemens NH-2-250 | Siemens NH-2-250 | 250 | [4800.0, 120.0, 7.0, 0.1, 0.004] | 0 | 0 | [450.0, 800.0, 1650.0, 4000.0, 8500.0] | 0 | 0
Siemens NH-2-315 | Siemens NH-2-315 | 315 | [4800.0, 120.0, 7.0, 0.1, 0.004] | 0 | 0 | [550.0, 920.0, 1900.0, 5000.0, 11000.0] | 0 | 0
Siemens NH-2-355 | Siemens NH-2-355 | 355 | [4800.0, 120.0, 6.0, 0.1, 0.004] | 0 | 0 | [650.0, 1116.27, 2350.0, 5840.0, 12790.0] | 0 | 0
Siemens NH-2-400 | Siemens NH-2-400 | 400 | [4800.0, 120.0, 7.0, 0.1, 0.004] | 0 | 0 | [720.0, 1350.0, 2800.0, 6500.0, 15000.0] | 0 | 0
Siemens NH-2-425 | Siemens NH-2-425 | 425 | [4800.0, 120.0, 7.0, 0.1, 0.004] | 0 | 0 | [850.0, 1500.0, 3050.0, 7500.0, 16500.0] | 0 | 0
Siemens NH-2-630 | Siemens NH-2-630 | 630 | [4800.0, 120.0, 7.0, 0.1, 0.004] | 0 | 0 | [1200.0, 2000.0, 4800.0, 12000.0, 26000.0] | 0 | 0

## dtypes
| element | column | dtype
0 | bus | name | object
1 | bus | vn_kv | float64
2 | bus | type | object
3 | bus | zone | object
4 | bus | in_service | bool
5 | load | name | object
6 | load | bus | uint32
7 | load | p_mw | float64
8 | load | q_mvar | float64
9 | load | const_z_percent | float64
10 | load | const_i_percent | float64
11 | load | sn_mva | float64
12 | load | scaling | float64
13 | load | in_service | bool
14 | load | type | object
15 | ext_grid | name | object
16 | ext_grid | bus | uint32
17 | ext_grid | vm_pu | float64
18 | ext_grid | va_degree | float64
19 | ext_grid | slack_weight | float64
20 | ext_grid | in_service | bool
21 | line | name | object
22 | line | std_type | object
23 | line | from_bus | uint32
24 | line | to_bus | uint32
25 | line | length_km | float64
26 | line | r_ohm_per_km | float64
27 | line | x_ohm_per_km | float64
28 | line | c_nf_per_km | float64
29 | line | g_us_per_km | float64
30 | line | max_i_ka | float64
31 | line | df | float64
32 | line | parallel | uint32
33 | line | type | object
34 | line | in_service | bool
35 | trafo | name | object
36 | trafo | std_type | object
37 | trafo | hv_bus | uint32
38 | trafo | lv_bus | uint32
39 | trafo | sn_mva | float64
40 | trafo | vn_hv_kv | float64
41 | trafo | vn_lv_kv | float64
42 | trafo | vk_percent | float64
43 | trafo | vkr_percent | float64
44 | trafo | pfe_kw | float64
45 | trafo | i0_percent | float64
46 | trafo | shift_degree | float64
47 | trafo | tap_side | object
48 | trafo | tap_neutral | int32
49 | trafo | tap_min | int32
50 | trafo | tap_max | int32
51 | trafo | tap_step_percent | float64
52 | trafo | tap_step_degree | float64
53 | trafo | tap_pos | int32
54 | trafo | tap_phase_shifter | bool
55 | trafo | parallel | uint32
56 | trafo | df | float64
57 | trafo | in_service | bool
58 | line_geodata | coords | object
59 | bus_geodata | x | float64
60 | bus_geodata | y | float64
61 | bus_geodata | coords | object

## parameters
| version | format_version | converged | OPF_converged | name | f_hz | sn_mva
0 | 2.14.6 | 2.14.0 | FALSE | FALSE |  | 50 | 1