## bus
| name | vn_kv | type | zone | in_service
0 | bus_LV_4003-9_0_7_node_0 | 0.4 | n |  | TRUE
1 | bus_LV_4003-9_0_7_node_1 | 0.4 | n |  | TRUE
2 | bus_LV_4003-9_0_7_node_2 | 0.4 | n |  | TRUE
3 | bus_LV_4003-9_0_7_node_3 | 0.4 | n |  | TRUE
4 | bus_LV_4003-9_0_7_node_4 | 0.4 | n |  | TRUE
5 | bus_LV_4003-9_0_7_node_40 | 0.4 | n |  | TRUE
6 | bus_LV_4003-9_0_7_node_8 | 0.4 | n |  | TRUE
7 | bus_LV_4003-9_0_7_node_5 | 0.4 | n |  | TRUE
8 | bus_LV_4003-9_0_7_node_39 | 0.4 | n |  | TRUE
9 | bus_LV_4003-9_0_7_node_13 | 0.4 | n |  | TRUE
10 | bus_LV_4003-9_0_7_node_6 | 0.4 | n |  | TRUE
11 | bus_LV_4003-9_0_7_node_7 | 0.4 | n |  | TRUE
12 | bus_LV_4003-9_0_7_node_15 | 0.4 | n |  | TRUE
13 | bus_LV_4003-9_0_7_node_22 | 0.4 | n |  | TRUE
14 | bus_LV_4003-9_0_7_node_14 | 0.4 | n |  | TRUE
15 | bus_LV_4003-9_0_7_node_23 | 0.4 | n |  | TRUE
16 | bus_LV_4003-9_0_7_node_20 | 0.4 | n |  | TRUE
17 | bus_LV_4003-9_0_7_node_11 | 0.4 | n |  | TRUE
18 | bus_LV_4003-9_0_7_node_9 | 0.4 | n |  | TRUE
19 | bus_LV_4003-9_0_7_node_10 | 0.4 | n |  | TRUE
20 | bus_LV_4003-9_0_7_node_12 | 0.4 | n |  | TRUE
21 | bus_LV_4003-9_0_7_node_19 | 0.4 | n |  | TRUE
22 | bus_LV_4003-9_0_7_node_63 | 0.4 | n |  | TRUE
23 | bus_LV_4003-9_0_7_node_62 | 0.4 | n |  | TRUE
24 | bus_LV_4003-9_0_7_node_16 | 0.4 | n |  | TRUE
25 | bus_LV_4003-9_0_7_node_17 | 0.4 | n |  | TRUE
26 | bus_LV_4003-9_0_7_node_26 | 0.4 | n |  | TRUE
27 | bus_LV_4003-9_0_7_node_18 | 0.4 | n |  | TRUE
28 | bus_LV_4003-9_0_7_node_57 | 0.4 | n |  | TRUE
29 | bus_LV_4003-9_0_7_node_28 | 0.4 | n |  | TRUE
30 | bus_LV_4003-9_0_7_node_27 | 0.4 | n |  | TRUE
31 | bus_LV_4003-9_0_7_node_69 | 0.4 | n |  | TRUE
32 | bus_LV_4003-9_0_7_node_56 | 0.4 | n |  | TRUE
33 | bus_LV_4003-9_0_7_node_51 | 0.4 | n |  | TRUE
34 | bus_LV_4003-9_0_7_node_21 | 0.4 | n |  | TRUE
35 | bus_LV_4003-9_0_7_node_24 | 0.4 | n |  | TRUE
36 | bus_LV_4003-9_0_7_node_25 | 0.4 | n |  | TRUE
37 | bus_LV_4003-9_0_7_node_85 | 0.4 | n |  | TRUE
38 | bus_LV_4003-9_0_7_node_41 | 0.4 | n |  | TRUE
39 | bus_LV_4003-9_0_7_node_29 | 0.4 | n |  | TRUE
40 | bus_LV_4003-9_0_7_node_30 | 0.4 | n |  | TRUE
41 | bus_LV_4003-9_0_7_node_31 | 0.4 | n |  | TRUE
42 | bus_LV_4003-9_0_7_node_32 | 0.4 | n |  | TRUE
43 | bus_LV_4003-9_0_7_node_33 | 0.4 | n |  | TRUE
44 | bus_LV_4003-9_0_7_node_43 | 0.4 | n |  | TRUE
45 | bus_LV_4003-9_0_7_node_49 | 0.4 | n |  | TRUE
46 | bus_LV_4003-9_0_7_node_48 | 0.4 | n |  | TRUE
47 | bus_LV_4003-9_0_7_node_34 | 0.4 | n |  | TRUE
48 | bus_LV_4003-9_0_7_node_36 | 0.4 | n |  | TRUE
49 | bus_LV_4003-9_0_7_node_38 | 0.4 | n |  | TRUE
50 | bus_LV_4003-9_0_7_node_37 | 0.4 | n |  | TRUE
51 | bus_LV_4003-9_0_7_node_44 | 0.4 | n |  | TRUE
52 | bus_LV_4003-9_0_7_node_45 | 0.4 | n |  | TRUE
53 | bus_LV_4003-9_0_7_node_42 | 0.4 | n |  | TRUE
54 | bus_LV_4003-9_0_7_node_73 | 0.4 | n |  | TRUE
55 | bus_LV_4003-9_0_7_node_52 | 0.4 | n |  | TRUE
56 | bus_LV_4003-9_0_7_node_80 | 0.4 | n |  | TRUE
57 | bus_LV_4003-9_0_7_node_46 | 0.4 | n |  | TRUE
58 | bus_LV_4003-9_0_7_node_47 | 0.4 | n |  | TRUE
59 | bus_LV_4003-9_0_7_node_50 | 0.4 | n |  | TRUE
60 | bus_LV_4003-9_0_7_node_53 | 0.4 | n |  | TRUE
61 | bus_LV_4003-9_0_7_node_54 | 0.4 | n |  | TRUE
62 | bus_LV_4003-9_0_7_node_59 | 0.4 | n |  | TRUE
63 | bus_LV_4003-9_0_7_node_58 | 0.4 | n |  | TRUE
64 | bus_LV_4003-9_0_7_node_66 | 0.4 | n |  | TRUE
65 | bus_LV_4003-9_0_7_node_68 | 0.4 | n |  | TRUE
66 | bus_LV_4003-9_0_7_node_64 | 0.4 | n |  | TRUE
67 | bus_LV_4003-9_0_7_node_60 | 0.4 | n |  | TRUE
68 | bus_LV_4003-9_0_7_node_61 | 0.4 | n |  | TRUE
69 | bus_LV_4003-9_0_7_node_65 | 0.4 | n |  | TRUE
70 | bus_LV_4003-9_0_7_node_67 | 0.4 | n |  | TRUE
71 | bus_LV_4003-9_0_7_node_76 | 0.4 | n |  | TRUE
72 | bus_LV_4003-9_0_7_node_72 | 0.4 | n |  | TRUE
73 | bus_LV_4003-9_0_7_node_71 | 0.4 | n |  | TRUE
74 | bus_LV_4003-9_0_7_node_74 | 0.4 | n |  | TRUE
75 | bus_LV_4003-9_0_7_node_158 | 0.4 | n |  | TRUE
76 | bus_LV_4003-9_0_7_node_157 | 0.4 | n |  | TRUE
77 | bus_LV_4003-9_0_7_node_75 | 0.4 | n |  | TRUE
78 | bus_LV_4003-9_0_7_node_159 | 0.4 | n |  | TRUE
79 | bus_LV_4003-9_0_7_node_162 | 0.4 | n |  | TRUE
80 | bus_LV_4003-9_0_7_node_86 | 0.4 | n |  | TRUE
81 | bus_LV_4003-9_0_7_node_78 | 0.4 | n |  | TRUE
82 | bus_LV_4003-9_0_7_node_84 | 0.4 | n |  | TRUE
83 | bus_LV_4003-9_0_7_node_81 | 0.4 | n |  | TRUE
84 | bus_LV_4003-9_0_7_node_144 | 0.4 | n |  | TRUE
85 | bus_LV_4003-9_0_7_node_161 | 0.4 | n |  | TRUE
86 | bus_LV_4003-9_0_7_node_160 | 0.4 | n |  | TRUE
87 | bus_LV_4003-9_0_7_node_137 | 0.4 | n |  | TRUE
88 | bus_LV_4003-9_0_7_node_142 | 0.4 | n |  | TRUE
89 | bus_LV_4003-9_0_7_node_79 | 0.4 | n |  | TRUE
90 | bus_LV_4003-9_0_7_node_177 | 0.4 | n |  | TRUE
91 | bus_LV_4003-9_0_7_node_176 | 0.4 | n |  | TRUE
92 | bus_LV_4003-9_0_7_node_180 | 0.4 | n |  | TRUE
93 | bus_LV_4003-9_0_7_node_178 | 0.4 | n |  | TRUE
94 | bus_LV_4003-9_0_7_node_166 | 0.4 | n |  | TRUE
95 | bus_LV_4003-9_0_7_node_133 | 0.4 | n |  | TRUE
96 | bus_LV_4003-9_0_7_node_87 | 0.4 | n |  | TRUE
97 | bus_LV_4003-9_0_7_node_82 | 0.4 | n |  | TRUE
98 | bus_LV_4003-9_0_7_node_179 | 0.4 | n |  | TRUE
99 | bus_LV_4003-9_0_7_node_182 | 0.4 | n |  | TRUE
100 | bus_LV_4003-9_0_7_node_109 | 0.4 | n |  | TRUE
101 | bus_LV_4003-9_0_7_node_107 | 0.4 | n |  | TRUE
102 | bus_LV_4003-9_0_7_node_120 | 0.4 | n |  | TRUE
103 | bus_LV_4003-9_0_7_node_116 | 0.4 | n |  | TRUE
104 | bus_LV_4003-9_0_7_node_88 | 0.4 | n |  | TRUE
105 | bus_LV_4003-9_0_7_node_89 | 0.4 | n |  | TRUE
106 | bus_LV_4003-9_0_7_node_90 | 0.4 | n |  | TRUE
107 | bus_LV_4003-9_0_7_node_92 | 0.4 | n |  | TRUE
108 | bus_LV_4003-9_0_7_node_94 | 0.4 | n |  | TRUE
109 | bus_LV_4003-9_0_7_node_105 | 0.4 | n |  | TRUE
110 | bus_LV_4003-9_0_7_node_93 | 0.4 | n |  | TRUE
111 | bus_LV_4003-9_0_7_node_121 | 0.4 | n |  | TRUE
112 | bus_LV_4003-9_0_7_node_102 | 0.4 | n |  | TRUE
113 | bus_LV_4003-9_0_7_node_96 | 0.4 | n |  | TRUE
114 | bus_LV_4003-9_0_7_node_97 | 0.4 | n |  | TRUE
115 | bus_LV_4003-9_0_7_node_98 | 0.4 | n |  | TRUE
116 | bus_LV_4003-9_0_7_node_99 | 0.4 | n |  | TRUE
117 | bus_LV_4003-9_0_7_node_113 | 0.4 | n |  | TRUE
118 | bus_LV_4003-9_0_7_node_112 | 0.4 | n |  | TRUE
119 | bus_LV_4003-9_0_7_node_100 | 0.4 | n |  | TRUE
120 | bus_LV_4003-9_0_7_node_101 | 0.4 | n |  | TRUE
121 | bus_LV_4003-9_0_7_node_103 | 0.4 | n |  | TRUE
122 | bus_LV_4003-9_0_7_node_104 | 0.4 | n |  | TRUE
123 | bus_LV_4003-9_0_7_node_115 | 0.4 | n |  | TRUE
124 | bus_LV_4003-9_0_7_node_149 | 0.4 | n |  | TRUE
125 | bus_LV_4003-9_0_7_node_117 | 0.4 | n |  | TRUE
126 | bus_LV_4003-9_0_7_node_173 | 0.4 | n |  | TRUE
127 | bus_LV_4003-9_0_7_node_114 | 0.4 | n |  | TRUE
128 | bus_LV_4003-9_0_7_node_150 | 0.4 | n |  | TRUE
129 | bus_LV_4003-9_0_7_node_128 | 0.4 | n |  | TRUE
130 | bus_LV_4003-9_0_7_node_118 | 0.4 | n |  | TRUE
131 | bus_LV_4003-9_0_7_node_106 | 0.4 | n |  | TRUE
132 | bus_LV_4003-9_0_7_node_108 | 0.4 | n |  | TRUE
133 | bus_LV_4003-9_0_7_node_110 | 0.4 | n |  | TRUE
134 | bus_LV_4003-9_0_7_node_111 | 0.4 | n |  | TRUE
135 | bus_LV_4003-9_0_7_node_119 | 0.4 | n |  | TRUE
136 | bus_LV_4003-9_0_7_node_124 | 0.4 | n |  | TRUE
137 | bus_LV_4003-9_0_7_node_122 | 0.4 | n |  | TRUE
138 | bus_LV_4003-9_0_7_node_148 | 0.4 | n |  | TRUE
139 | bus_LV_4003-9_0_7_node_123 | 0.4 | n |  | TRUE
140 | bus_LV_4003-9_0_7_node_125 | 0.4 | n |  | TRUE
141 | bus_LV_4003-9_0_7_node_126 | 0.4 | n |  | TRUE
142 | bus_LV_4003-9_0_7_node_127 | 0.4 | n |  | TRUE
143 | bus_LV_4003-9_0_7_node_129 | 0.4 | n |  | TRUE
144 | bus_LV_4003-9_0_7_node_130 | 0.4 | n |  | TRUE
145 | bus_LV_4003-9_0_7_node_131 | 0.4 | n |  | TRUE
146 | bus_LV_4003-9_0_7_node_132 | 0.4 | n |  | TRUE
147 | bus_LV_4003-9_0_7_node_139 | 0.4 | n |  | TRUE
148 | bus_LV_4003-9_0_7_node_140 | 0.4 | n |  | TRUE
149 | bus_LV_4003-9_0_7_node_174 | 0.4 | n |  | TRUE
150 | bus_LV_4003-9_0_7_node_175 | 0.4 | n |  | TRUE
151 | bus_LV_4003-9_0_7_node_134 | 0.4 | n |  | TRUE
152 | bus_LV_4003-9_0_7_node_135 | 0.4 | n |  | TRUE
153 | bus_LV_4003-9_0_7_node_136 | 0.4 | n |  | TRUE
154 | bus_LV_4003-9_0_7_node_138 | 0.4 | n |  | TRUE
155 | bus_LV_4003-9_0_7_node_152 | 0.4 | n |  | TRUE
156 | bus_LV_4003-9_0_7_node_151 | 0.4 | n |  | TRUE
157 | bus_LV_4003-9_0_7_node_156 | 0.4 | n |  | TRUE
158 | bus_LV_4003-9_0_7_node_141 | 0.4 | n |  | TRUE
159 | bus_LV_4003-9_0_7_node_143 | 0.4 | n |  | TRUE
160 | bus_LV_4003-9_0_7_node_145 | 0.4 | n |  | TRUE
161 | bus_LV_4003-9_0_7_node_146 | 0.4 | n |  | TRUE
162 | bus_LV_4003-9_0_7_node_147 | 0.4 | n |  | TRUE
163 | bus_LV_4003-9_0_7_node_153 | 0.4 | n |  | TRUE
164 | bus_LV_4003-9_0_7_node_154 | 0.4 | n |  | TRUE
165 | bus_LV_4003-9_0_7_node_155 | 0.4 | n |  | TRUE
166 | bus_LV_4003-9_0_7_node_167 | 0.4 | n |  | TRUE
167 | bus_LV_4003-9_0_7_node_170 | 0.4 | n |  | TRUE
168 | bus_LV_4003-9_0_7_node_168 | 0.4 | n |  | TRUE
169 | bus_LV_4003-9_0_7_node_165 | 0.4 | n |  | TRUE
170 | bus_LV_4003-9_0_7_node_163 | 0.4 | n |  | TRUE
171 | bus_LV_4003-9_0_7_node_169 | 0.4 | n |  | TRUE
172 | bus_LV_4003-9_0_7_node_171 | 0.4 | n |  | TRUE
173 | bus_LV_4003-9_0_7_node_172 | 0.4 | n |  | TRUE
174 | bus_MV_612_0_node_101 | 20 | n |  | TRUE

## load
| name | bus | p_mw | q_mvar | const_z_percent | const_i_percent | sn_mva | scaling | in_service | type
0 | LV_4003-9_0_7_load_0 | 0 | 0.0039775 | 0.00099686 | 0 | 0 |  | 1 | TRUE | wye
1 | LV_4003-9_0_7_load_1 | 1 | 0.0047921 | 0.001201 | 0 | 0 |  | 1 | TRUE | wye
2 | LV_4003-9_0_7_load_2 | 2 | 0.0025528 | 0.00063979 | 0 | 0 |  | 1 | TRUE | wye
3 | LV_4003-9_0_7_load_3 | 3 | 0.0040088 | 0.0010047 | 0 | 0 |  | 1 | TRUE | wye
4 | LV_4003-9_0_7_load_40 | 5 | 0.0044653 | 0.0011191 | 0 | 0 |  | 1 | TRUE | wye
5 | LV_4003-9_0_7_load_8 | 6 | 0.0026433 | 0.00066247 | 0 | 0 |  | 1 | TRUE | wye
6 | LV_4003-9_0_7_load_5 | 7 | 0.0080758 | 0.002024 | 0 | 0 |  | 1 | TRUE | wye
7 | LV_4003-9_0_7_load_13 | 9 | 0.0022201 | 0.00055641 | 0 | 0 |  | 1 | TRUE | wye
8 | LV_4003-9_0_7_load_6 | 10 | 0.0077132 | 0.0019331 | 0 | 0 |  | 1 | TRUE | wye
9 | LV_4003-9_0_7_load_15 | 12 | 0.0071406 | 0.0017896 | 0 | 0 |  | 1 | TRUE | wye
10 | LV_4003-9_0_7_load_14 | 14 | 0.0071074 | 0.0017813 | 0 | 0 |  | 1 | TRUE | wye
11 | LV_4003-9_0_7_load_23 | 15 | 0.0085679 | 0.0021473 | 0 | 0 |  | 1 | TRUE | wye
12 | LV_4003-9_0_7_load_20 | 16 | 0.0059061 | 0.0014802 | 0 | 0 |  | 1 | TRUE | wye
13 | LV_4003-9_0_7_load_11 | 17 | 0.0048213 | 0.0012083 | 0 | 0 |  | 1 | TRUE | wye
14 | LV_4003-9_0_7_load_9 | 18 | 0.0047061 | 0.0011795 | 0 | 0 |  | 1 | TRUE | wye
15 | LV_4003-9_0_7_load_10 | 19 | 0.00070383 | 0.0001764 | 0 | 0 |  | 1 | TRUE | wye
16 | LV_4003-9_0_7_load_12 | 20 | 0.00058761 | 0.00014727 | 0 | 0 |  | 1 | TRUE | wye
17 | LV_4003-9_0_7_load_63 | 22 | 0.00054961 | 0.00013774 | 0 | 0 |  | 1 | TRUE | wye
18 | LV_4003-9_0_7_load_62 | 23 | 0.00068929 | 0.00017275 | 0 | 0 |  | 1 | TRUE | wye
19 | LV_4003-9_0_7_load_17 | 25 | 0.00064553 | 0.00016178 | 0 | 0 |  | 1 | TRUE | wye
20 | LV_4003-9_0_7_load_26 | 26 | 0.0048493 | 0.0012153 | 0 | 0 |  | 1 | TRUE | wye
21 | LV_4003-9_0_7_load_28 | 29 | 0.001477 | 0.00037016 | 0 | 0 |  | 1 | TRUE | wye
22 | LV_4003-9_0_7_load_27 | 30 | 0.0047251 | 0.0011842 | 0 | 0 |  | 1 | TRUE | wye
23 | LV_4003-9_0_7_load_69 | 31 | 0.0038187 | 0.00095705 | 0 | 0 |  | 1 | TRUE | wye
24 | LV_4003-9_0_7_load_51 | 33 | 0.0015085 | 0.00037806 | 0 | 0 |  | 1 | TRUE | wye
25 | LV_4003-9_0_7_load_21 | 34 | 0.0053867 | 0.00135 | 0 | 0 |  | 1 | TRUE | wye
26 | LV_4003-9_0_7_load_24 | 35 | 0.0091433 | 0.0022915 | 0 | 0 |  | 1 | TRUE | wye
27 | LV_4003-9_0_7_load_25 | 36 | 0.0042782 | 0.0010722 | 0 | 0 |  | 1 | TRUE | wye
28 | LV_4003-9_0_7_load_85 | 37 | 0.0062151 | 0.0015576 | 0 | 0 |  | 1 | TRUE | wye
29 | LV_4003-9_0_7_load_29 | 39 | 0.0018648 | 0.00046736 | 0 | 0 |  | 1 | TRUE | wye
30 | LV_4003-9_0_7_load_30 | 40 | 0.0025892 | 0.00064892 | 0 | 0 |  | 1 | TRUE | wye
31 | LV_4003-9_0_7_load_31 | 41 | 0.0015865 | 0.00039761 | 0 | 0 |  | 1 | TRUE | wye
32 | LV_4003-9_0_7_load_32 | 42 | 0.0015079 | 0.00037791 | 0 | 0 |  | 1 | TRUE | wye
33 | LV_4003-9_0_7_load_33 | 43 | 0.0015113 | 0.00037878 | 0 | 0 |  | 1 | TRUE | wye
34 | LV_4003-9_0_7_load_49 | 45 | 0.0017924 | 0.00044923 | 0 | 0 |  | 1 | TRUE | wye
35 | LV_4003-9_0_7_load_48 | 46 | 0.0016338 | 0.00040946 | 0 | 0 |  | 1 | TRUE | wye
36 | LV_4003-9_0_7_load_34 | 47 | 0.0018669 | 0.00046788 | 0 | 0 |  | 1 | TRUE | wye
37 | LV_4003-9_0_7_load_38 | 49 | 0.0018206 | 0.00045628 | 0 | 0 |  | 1 | TRUE | wye
38 | LV_4003-9_0_7_load_37 | 50 | 0.0012874 | 0.00032266 | 0 | 0 |  | 1 | TRUE | wye
39 | LV_4003-9_0_7_load_44 | 51 | 0.0017172 | 0.00043038 | 0 | 0 |  | 1 | TRUE | wye
40 | LV_4003-9_0_7_load_45 | 52 | 0.0015092 | 0.00037823 | 0 | 0 |  | 1 | TRUE | wye
41 | LV_4003-9_0_7_load_52 | 55 | 0.0044421 | 0.0011133 | 0 | 0 |  | 1 | TRUE | wye
42 | LV_4003-9_0_7_load_46 | 57 | 0.0024909 | 0.00062428 | 0 | 0 |  | 1 | TRUE | wye
43 | LV_4003-9_0_7_load_47 | 58 | 0.0024094 | 0.00060385 | 0 | 0 |  | 1 | TRUE | wye
44 | LV_4003-9_0_7_load_50 | 59 | 0.001467 | 0.00036767 | 0 | 0 |  | 1 | TRUE | wye
45 | LV_4003-9_0_7_load_53 | 60 | 0.0059653 | 0.001495 | 0 | 0 |  | 1 | TRUE | wye
46 | LV_4003-9_0_7_load_59 | 62 | 0.00025424 | 6.3718e-05 | 0 | 0 |  | 1 | TRUE | wye
47 | LV_4003-9_0_7_load_58 | 63 | 0.00029496 | 7.3924e-05 | 0 | 0 |  | 1 | TRUE | wye
48 | LV_4003-9_0_7_load_64 | 66 | 0.004482 | 0.0011233 | 0 | 0 |  | 1 | TRUE | wye
49 | LV_4003-9_0_7_load_61 | 68 | 0.0020822 | 0.00052185 | 0 | 0 |  | 1 | TRUE | wye
50 | LV_4003-9_0_7_load_65 | 69 | 0.0027048 | 0.00067789 | 0 | 0 |  | 1 | TRUE | wye
51 | LV_4003-9_0_7_load_72 | 72 | 0.0053221 | 0.0013338 | 0 | 0 |  | 1 | TRUE | wye
52 | LV_4003-9_0_7_load_157 | 76 | 0.0034149 | 0.00085585 | 0 | 0 |  | 1 | TRUE | wye
53 | LV_4003-9_0_7_load_162 | 79 | 0.0044022 | 0.0011033 | 0 | 0 |  | 1 | TRUE | wye
54 | LV_4003-9_0_7_load_86 | 80 | 0.0071538 | 0.0017929 | 0 | 0 |  | 1 | TRUE | wye
55 | LV_4003-9_0_7_load_84 | 82 | 0.005093 | 0.0012764 | 0 | 0 |  | 1 | TRUE | wye
56 | LV_4003-9_0_7_load_81 | 83 | 0.009743 | 0.0024418 | 0 | 0 |  | 1 | TRUE | wye
57 | LV_4003-9_0_7_load_161 | 85 | 0.002233 | 0.00055964 | 0 | 0 |  | 1 | TRUE | wye
58 | LV_4003-9_0_7_load_160 | 86 | 0.001778 | 0.0004456 | 0 | 0 |  | 1 | TRUE | wye
59 | LV_4003-9_0_7_load_137 | 87 | 0.002072 | 0.00051929 | 0 | 0 |  | 1 | TRUE | wye
60 | LV_4003-9_0_7_load_142 | 88 | 0.0035561 | 0.00089124 | 0 | 0 |  | 1 | TRUE | wye
61 | LV_4003-9_0_7_load_176 | 91 | 0.097409 | 0.024413 | 0 | 0 |  | 1 | TRUE | wye
62 | LV_4003-9_0_7_load_180 | 92 | 0.012018 | 0.003012 | 0 | 0 |  | 1 | TRUE | wye
63 | LV_4003-9_0_7_load_178 | 93 | 0.0058972 | 0.001478 | 0 | 0 |  | 1 | TRUE | wye
64 | LV_4003-9_0_7_load_166 | 94 | 0.0029931 | 0.00075015 | 0 | 0 |  | 1 | TRUE | wye
65 | LV_4003-9_0_7_load_133 | 95 | 0.0011057 | 0.00027711 | 0 | 0 |  | 1 | TRUE | wye
66 | LV_4003-9_0_7_load_87 | 96 | 0.0010388 | 0.00026034 | 0 | 0 |  | 1 | TRUE | wye
67 | LV_4003-9_0_7_load_179 | 98 | 0.0024708 | 0.00061924 | 0 | 0 |  | 1 | TRUE | wye
68 | LV_4003-9_0_7_load_182 | 99 | 0.01104 | 0.0027669 | 0 | 0 |  | 1 | TRUE | wye
69 | LV_4003-9_0_7_load_109 | 100 | 0.0019063 | 0.00047777 | 0 | 0 |  | 1 | TRUE | wye
70 | LV_4003-9_0_7_load_107 | 101 | 0.0022427 | 0.00056208 | 0 | 0 |  | 1 | TRUE | wye
71 | LV_4003-9_0_7_load_120 | 102 | 0.0018928 | 0.00047439 | 0 | 0 |  | 1 | TRUE | wye
72 | LV_4003-9_0_7_load_116 | 103 | 0.0032806 | 0.00082219 | 0 | 0 |  | 1 | TRUE | wye
73 | LV_4003-9_0_7_load_88 | 104 | 0.0008085 | 0.00020263 | 0 | 0 |  | 1 | TRUE | wye
74 | LV_4003-9_0_7_load_89 | 105 | 0.010293 | 0.0025798 | 0 | 0 |  | 1 | TRUE | wye
75 | LV_4003-9_0_7_load_90 | 106 | 0.0098992 | 0.002481 | 0 | 0 |  | 1 | TRUE | wye
76 | LV_4003-9_0_7_load_93 | 110 | 0.010253 | 0.0025697 | 0 | 0 |  | 1 | TRUE | wye
77 | LV_4003-9_0_7_load_121 | 111 | 0.021897 | 0.0054879 | 0 | 0 |  | 1 | TRUE | wye
78 | LV_4003-9_0_7_load_96 | 113 | 0.0015329 | 0.00038417 | 0 | 0 |  | 1 | TRUE | wye
79 | LV_4003-9_0_7_load_97 | 114 | 0.0021514 | 0.00053918 | 0 | 0 |  | 1 | TRUE | wye
80 | LV_4003-9_0_7_load_98 | 115 | 0.0014722 | 0.00036897 | 0 | 0 |  | 1 | TRUE | wye
81 | LV_4003-9_0_7_load_99 | 116 | 0.0024012 | 0.00060179 | 0 | 0 |  | 1 | TRUE | wye
82 | LV_4003-9_0_7_load_113 | 117 | 0.0019256 | 0.0004826 | 0 | 0 |  | 1 | TRUE | wye
83 | LV_4003-9_0_7_load_112 | 118 | 0.0028437 | 0.00071271 | 0 | 0 |  | 1 | TRUE | wye
84 | LV_4003-9_0_7_load_100 | 119 | 0.0027196 | 0.00068159 | 0 | 0 |  | 1 | TRUE | wye
85 | LV_4003-9_0_7_load_101 | 120 | 0.00043608 | 0.00010929 | 0 | 0 |  | 1 | TRUE | wye
86 | LV_4003-9_0_7_load_104 | 122 | 0.0034676 | 0.00086906 | 0 | 0 |  | 1 | TRUE | wye
87 | LV_4003-9_0_7_load_117 | 125 | 0.0052304 | 0.0013109 | 0 | 0 |  | 1 | TRUE | wye
88 | LV_4003-9_0_7_load_173 | 126 | 0.0010777 | 0.0002701 | 0 | 0 |  | 1 | TRUE | wye
89 | LV_4003-9_0_7_load_128 | 129 | 0.001774 | 0.00044459 | 0 | 0 |  | 1 | TRUE | wye
90 | LV_4003-9_0_7_load_118 | 130 | 0.0017697 | 0.00044353 | 0 | 0 |  | 1 | TRUE | wye
91 | LV_4003-9_0_7_load_106 | 131 | 0.00073502 | 0.00018421 | 0 | 0 |  | 1 | TRUE | wye
92 | LV_4003-9_0_7_load_110 | 133 | 0.0016166 | 0.00040517 | 0 | 0 |  | 1 | TRUE | wye
93 | LV_4003-9_0_7_load_119 | 135 | 0.0018574 | 0.0004655 | 0 | 0 |  | 1 | TRUE | wye
94 | LV_4003-9_0_7_load_124 | 136 | 0.0011552 | 0.00028952 | 0 | 0 |  | 1 | TRUE | wye
95 | LV_4003-9_0_7_load_122 | 137 | 0.0012528 | 0.00031398 | 0 | 0 |  | 1 | TRUE | wye
96 | LV_4003-9_0_7_load_148 | 138 | 0.0024931 | 0.00062483 | 0 | 0 |  | 1 | TRUE | wye
97 | LV_4003-9_0_7_load_123 | 139 | 0.0013795 | 0.00034573 | 0 | 0 |  | 1 | TRUE | wye
98 | LV_4003-9_0_7_load_125 | 140 | 0.0019035 | 0.00047706 | 0 | 0 |  | 1 | TRUE | wye
99 | LV_4003-9_0_7_load_126 | 141 | 0.0077431 | 0.0019406 | 0 | 0 |  | 1 | TRUE | wye
100 | LV_4003-9_0_7_load_127 | 142 | 0.0010335 | 0.00025903 | 0 | 0 |  | 1 | TRUE | wye
101 | LV_4003-9_0_7_load_129 | 143 | 0.0042735 | 0.001071 | 0 | 0 |  | 1 | TRUE | wye
102 | LV_4003-9_0_7_load_130 | 144 | 0.0039724 | 0.00099559 | 0 | 0 |  | 1 | TRUE | wye
103 | LV_4003-9_0_7_load_131 | 145 | 0.00087986 | 0.00022051 | 0 | 0 |  | 1 | TRUE | wye
104 | LV_4003-9_0_7_load_139 | 147 | 0.0041158 | 0.0010315 | 0 | 0 |  | 1 | TRUE | wye
105 | LV_4003-9_0_7_load_174 | 149 | 0.0045966 | 0.001152 | 0 | 0 |  | 1 | TRUE | wye
106 | LV_4003-9_0_7_load_175 | 150 | 0.0023732 | 0.00059477 | 0 | 0 |  | 1 | TRUE | wye
107 | LV_4003-9_0_7_load_134 | 151 | 0.0090809 | 0.0022759 | 0 | 0 |  | 1 | TRUE | wye
108 | LV_4003-9_0_7_load_135 | 152 | 0.0044901 | 0.0011253 | 0 | 0 |  | 1 | TRUE | wye
109 | LV_4003-9_0_7_load_136 | 153 | 0.003458 | 0.00086666 | 0 | 0 |  | 1 | TRUE | wye
110 | LV_4003-9_0_7_load_138 | 154 | 0.0026482 | 0.0006637 | 0 | 0 |  | 1 | TRUE | wye
111 | LV_4003-9_0_7_load_152 | 155 | 0.0041766 | 0.0010468 | 0 | 0 |  | 1 | TRUE | wye
112 | LV_4003-9_0_7_load_151 | 156 | 0.0024475 | 0.0006134 | 0 | 0 |  | 1 | TRUE | wye
113 | LV_4003-9_0_7_load_156 | 157 | 0.0048558 | 0.001217 | 0 | 0 |  | 1 | TRUE | wye
114 | LV_4003-9_0_7_load_141 | 158 | 0.0069974 | 0.0017537 | 0 | 0 |  | 1 | TRUE | wye
115 | LV_4003-9_0_7_load_143 | 159 | 0.0036704 | 0.0009199 | 0 | 0 |  | 1 | TRUE | wye
116 | LV_4003-9_0_7_load_145 | 160 | 0.0071243 | 0.0017855 | 0 | 0 |  | 1 | TRUE | wye
117 | LV_4003-9_0_7_load_146 | 161 | 0.004045 | 0.0010138 | 0 | 0 |  | 1 | TRUE | wye
118 | LV_4003-9_0_7_load_147 | 162 | 0.0018842 | 0.00047223 | 0 | 0 |  | 1 | TRUE | wye
119 | LV_4003-9_0_7_load_154 | 164 | 0.002389 | 0.00059875 | 0 | 0 |  | 1 | TRUE | wye
120 | LV_4003-9_0_7_load_155 | 165 | 0.0029764 | 0.00074596 | 0 | 0 |  | 1 | TRUE | wye
121 | LV_4003-9_0_7_load_167 | 166 | 0.0055149 | 0.0013822 | 0 | 0 |  | 1 | TRUE | wye
122 | LV_4003-9_0_7_load_168 | 168 | 0.0034415 | 0.00086251 | 0 | 0 |  | 1 | TRUE | wye
123 | LV_4003-9_0_7_load_163 | 170 | 0.0047869 | 0.0011997 | 0 | 0 |  | 1 | TRUE | wye
124 | LV_4003-9_0_7_load_169 | 171 | 0.0025364 | 0.00063568 | 0 | 0 |  | 1 | TRUE | wye
125 | LV_4003-9_0_7_load_171 | 172 | 0.0034724 | 0.00087027 | 0 | 0 |  | 1 | TRUE | wye
126 | LV_4003-9_0_7_load_172 | 173 | 0.0070717 | 0.0017723 | 0 | 0 |  | 1 | TRUE | wye

## ext_grid
| name | bus | vm_pu | va_degree | slack_weight | in_service
0 |  | 71 | 1 | 0 | 1 | TRUE

## line
| name | std_type | from_bus | to_bus | length_km | r_ohm_per_km | x_ohm_per_km | c_nf_per_km | g_us_per_km | max_i_ka | df | parallel | type | in_service
0 | LV_4003-9_0_7_line_0 |  | 0 | 1 | 0.017655 | 0.125 | 0.08 | 261 | 0 | 0.364 | 1 | 1 | cs | TRUE
1 | LV_4003-9_0_7_line_1 |  | 0 | 2 | 0.0010054 | 0.125 | 0.08 | 261 | 0 | 0.364 | 1 | 1 | cs | TRUE
2 | LV_4003-9_0_7_line_2 |  | 1 | 3 | 0.018232 | 0.125 | 0.08 | 261 | 0 | 0.364 | 1 | 1 | cs | TRUE
3 | LV_4003-9_0_7_line_3 |  | 2 | 4 | 0.01302 | 0.125 | 0.08 | 261 | 0 | 0.364 | 1 | 1 | cs | TRUE
4 | LV_4003-9_0_7_line_4 |  | 3 | 5 | 0.017453 | 0.125 | 0.08 | 261 | 0 | 0.364 | 1 | 1 | cs | TRUE
5 | LV_4003-9_0_7_line_5 |  | 4 | 6 | 0.01077 | 0.125 | 0.08 | 261 | 0 | 0.364 | 1 | 5 | cs | TRUE
6 | LV_4003-9_0_7_line_6 |  | 4 | 7 | 0.022285 | 0.125 | 0.08 | 261 | 0 | 0.364 | 1 | 5 | cs | TRUE
7 | LV_4003-9_0_7_line_7 |  | 5 | 8 | 0.029106 | 0.125 | 0.08 | 261 | 0 | 0.364 | 1 | 1 | cs | TRUE
8 | LV_4003-9_0_7_line_8 |  | 6 | 9 | 0.024878 | 0.125 | 0.08 | 261 | 0 | 0.364 | 1 | 5 | cs | TRUE
9 | LV_4003-9_0_7_line_9 |  | 7 | 10 | 0.019956 | 0.125 | 0.08 | 261 | 0 | 0.364 | 1 | 5 | cs | TRUE
10 | LV_4003-9_0_7_line_10 |  | 8 | 50 | 0.018598 | 0.125 | 0.08 | 261 | 0 | 0.364 | 1 | 1 | cs | TRUE
11 | LV_4003-9_0_7_line_11 |  | 9 | 17 | 0.012308 | 0.125 | 0.08 | 261 | 0 | 0.364 | 1 | 5 | cs | TRUE
12 | LV_4003-9_0_7_line_12 |  | 10 | 11 | 0.01995 | 0.125 | 0.08 | 261 | 0 | 0.364 | 1 | 5 | cs | TRUE
13 | LV_4003-9_0_7_line_13 |  | 11 | 12 | 0.023393 | 0.125 | 0.08 | 261 | 0 | 0.364 | 1 | 5 | cs | TRUE
14 | LV_4003-9_0_7_line_14 |  | 11 | 13 | 0.018755 | 0.125 | 0.08 | 261 | 0 | 0.364 | 1 | 5 | cs | TRUE
15 | LV_4003-9_0_7_line_15 |  | 12 | 14 | 0.011672 | 0.125 | 0.08 | 261 | 0 | 0.364 | 1 | 5 | cs | TRUE
16 | LV_4003-9_0_7_line_16 |  | 13 | 15 | 0.023419 | 0.125 | 0.08 | 261 | 0 | 0.364 | 1 | 5 | cs | TRUE
17 | LV_4003-9_0_7_line_17 |  | 13 | 16 | 0.020902 | 0.125 | 0.08 | 261 | 0 | 0.364 | 1 | 1 | cs | TRUE
18 | LV_4003-9_0_7_line_18 |  | 14 | 24 | 0.034871 | 0.125 | 0.08 | 261 | 0 | 0.364 | 1 | 5 | cs | TRUE
19 | LV_4003-9_0_7_line_19 |  | 15 | 35 | 0.015467 | 0.125 | 0.08 | 261 | 0 | 0.364 | 1 | 5 | cs | TRUE
20 | LV_4003-9_0_7_line_20 |  | 16 | 34 | 0.016777 | 0.125 | 0.08 | 261 | 0 | 0.364 | 1 | 1 | cs | TRUE
21 | LV_4003-9_0_7_line_21 |  | 17 | 18 | 0.013168 | 0.125 | 0.08 | 261 | 0 | 0.364 | 1 | 5 | cs | TRUE
22 | LV_4003-9_0_7_line_22 |  | 18 | 19 | 0.0039921 | 0.125 | 0.08 | 261 | 0 | 0.364 | 1 | 2 | cs | TRUE
23 | LV_4003-9_0_7_line_23 |  | 19 | 20 | 0.0085757 | 0.125 | 0.08 | 261 | 0 | 0.364 | 1 | 1 | cs | TRUE
24 | LV_4003-9_0_7_line_24 |  | 20 | 21 | 0.016899 | 0.125 | 0.08 | 261 | 0 | 0.364 | 1 | 1 | cs | TRUE
25 | LV_4003-9_0_7_line_25 |  | 21 | 22 | 0.038413 | 0.125 | 0.08 | 261 | 0 | 0.364 | 1 | 1 | cs | TRUE
26 | LV_4003-9_0_7_line_26 |  | 21 | 23 | 0.028676 | 0.125 | 0.08 | 261 | 0 | 0.364 | 1 | 1 | cs | TRUE
27 | LV_4003-9_0_7_line_27 |  | 22 | 32 | 0.033118 | 0.125 | 0.08 | 261 | 0 | 0.364 | 1 | 1 | cs | TRUE
28 | LV_4003-9_0_7_line_28 |  | 23 | 33 | 0.024761 | 0.125 | 0.08 | 261 | 0 | 0.364 | 1 | 1 | cs | TRUE
29 | LV_4003-9_0_7_line_29 |  | 24 | 25 | 0.015463 | 0.125 | 0.08 | 261 | 0 | 0.364 | 1 | 5 | cs | TRUE
30 | LV_4003-9_0_7_line_30 |  | 25 | 26 | 0.012964 | 0.125 | 0.08 | 261 | 0 | 0.364 | 1 | 5 | cs | TRUE
31 | LV_4003-9_0_7_line_31 |  | 26 | 30 | 0.012728 | 0.125 | 0.08 | 261 | 0 | 0.364 | 1 | 5 | cs | TRUE
32 | LV_4003-9_0_7_line_32 |  | 27 | 28 | 0.028693 | 0.125 | 0.08 | 261 | 0 | 0.364 | 1 | 5 | cs | TRUE
33 | LV_4003-9_0_7_line_33 |  | 27 | 29 | 0.024966 | 0.125 | 0.08 | 261 | 0 | 0.364 | 1 | 5 | cs | TRUE
34 | LV_4003-9_0_7_line_34 |  | 28 | 31 | 0.016499 | 0.125 | 0.08 | 261 | 0 | 0.364 | 1 | 5 | cs | TRUE
35 | LV_4003-9_0_7_line_35 |  | 29 | 30 | 0.013933 | 0.125 | 0.08 | 261 | 0 | 0.364 | 1 | 5 | cs | TRUE
36 | LV_4003-9_0_7_line_36 |  | 31 | 65 | 0.0053186 | 0.125 | 0.08 | 261 | 0 | 0.364 | 1 | 5 | cs | TRUE
37 | LV_4003-9_0_7_line_37 |  | 32 | 62 | 0.016769 | 0.125 | 0.08 | 261 | 0 | 0.364 | 1 | 1 | cs | TRUE
38 | LV_4003-9_0_7_line_38 |  | 32 | 61 | 0.003772 | 0.125 | 0.08 | 261 | 0 | 0.364 | 1 | 1 | cs | TRUE
39 | LV_4003-9_0_7_line_39 |  | 33 | 44 | 0.017472 | 0.125 | 0.08 | 261 | 0 | 0.364 | 1 | 1 | cs | TRUE
40 | LV_4003-9_0_7_line_40 |  | 35 | 36 | 0.01323 | 0.125 | 0.08 | 261 | 0 | 0.364 | 1 | 5 | cs | TRUE
41 | LV_4003-9_0_7_line_41 |  | 36 | 37 | 0.012761 | 0.125 | 0.08 | 261 | 0 | 0.364 | 1 | 5 | cs | TRUE
42 | LV_4003-9_0_7_line_42 |  | 37 | 38 | 0.022681 | 0.125 | 0.08 | 261 | 0 | 0.364 | 1 | 5 | cs | TRUE
43 | LV_4003-9_0_7_line_43 |  | 38 | 53 | 0.050766 | 0.125 | 0.08 | 261 | 0 | 0.364 | 1 | 1 | cs | TRUE
44 | LV_4003-9_0_7_line_44 |  | 38 | 54 | 0.040378 | 0.125 | 0.08 | 261 | 0 | 0.364 | 1 | 5 | cs | TRUE
45 | LV_4003-9_0_7_line_45 |  | 39 | 40 | 0.018924 | 0.125 | 0.08 | 261 | 0 | 0.364 | 1 | 1 | cs | TRUE
46 | LV_4003-9_0_7_line_46 |  | 39 | 41 | 0.018497 | 0.125 | 0.08 | 261 | 0 | 0.364 | 1 | 1 | cs | TRUE
47 | LV_4003-9_0_7_line_47 |  | 40 | 42 | 0.018868 | 0.125 | 0.08 | 261 | 0 | 0.364 | 1 | 1 | cs | TRUE
48 | LV_4003-9_0_7_line_48 |  | 41 | 43 | 0.020474 | 0.125 | 0.08 | 261 | 0 | 0.364 | 1 | 1 | cs | TRUE
49 | LV_4003-9_0_7_line_49 |  | 42 | 44 | 0.014336 | 0.125 | 0.08 | 261 | 0 | 0.364 | 1 | 1 | cs | TRUE
50 | LV_4003-9_0_7_line_50 |  | 43 | 45 | 0.00034341 | 0.125 | 0.08 | 261 | 0 | 0.364 | 1 | 1 | cs | TRUE
51 | LV_4003-9_0_7_line_51 |  | 45 | 46 | 0.018489 | 0.125 | 0.08 | 261 | 0 | 0.364 | 1 | 1 | cs | TRUE
52 | LV_4003-9_0_7_line_52 |  | 46 | 59 | 0.00039313 | 0.125 | 0.08 | 261 | 0 | 0.364 | 1 | 1 | cs | TRUE
53 | LV_4003-9_0_7_line_53 |  | 47 | 48 | 0.022139 | 0.125 | 0.08 | 261 | 0 | 0.364 | 1 | 1 | cs | TRUE
54 | LV_4003-9_0_7_line_54 |  | 48 | 49 | 0.012354 | 0.125 | 0.08 | 261 | 0 | 0.364 | 1 | 1 | cs | TRUE
55 | LV_4003-9_0_7_line_55 |  | 49 | 51 | 0.019386 | 0.125 | 0.08 | 261 | 0 | 0.364 | 1 | 1 | cs | TRUE
56 | LV_4003-9_0_7_line_56 |  | 51 | 52 | 0.0018471 | 0.125 | 0.08 | 261 | 0 | 0.364 | 1 | 1 | cs | TRUE
57 | LV_4003-9_0_7_line_57 |  | 52 | 57 | 0.014871 | 0.125 | 0.08 | 261 | 0 | 0.364 | 1 | 1 | cs | TRUE
58 | LV_4003-9_0_7_line_58 |  | 53 | 55 | 0.080675 | 0.125 | 0.08 | 261 | 0 | 0.364 | 1 | 1 | cs | TRUE
59 | LV_4003-9_0_7_line_59 |  | 54 | 56 | 0.018707 | 0.125 | 0.08 | 261 | 0 | 0.364 | 1 | 5 | cs | TRUE
60 | LV_4003-9_0_7_line_60 |  | 56 | 92 | 0.013379 | 0.125 | 0.08 | 261 | 0 | 0.364 | 1 | 1 | cs | TRUE
61 | LV_4003-9_0_7_line_61 |  | 56 | 93 | 0.015437 | 0.125 | 0.08 | 261 | 0 | 0.364 | 1 | 1 | cs | TRUE
62 | LV_4003-9_0_7_line_62 |  | 56 | 89 | 0.017487 | 0.125 | 0.08 | 261 | 0 | 0.364 | 1 | 5 | cs | TRUE
63 | LV_4003-9_0_7_line_63 |  | 57 | 58 | 0.003341 | 0.125 | 0.08 | 261 | 0 | 0.364 | 1 | 1 | cs | TRUE
64 | LV_4003-9_0_7_line_64 |  | 58 | 59 | 0.019096 | 0.125 | 0.08 | 261 | 0 | 0.364 | 1 | 1 | cs | TRUE
65 | LV_4003-9_0_7_line_65 |  | 60 | 61 | 0.026868 | 0.125 | 0.08 | 261 | 0 | 0.364 | 1 | 1 | cs | TRUE
66 | LV_4003-9_0_7_line_66 |  | 62 | 63 | 0.0063729 | 0.125 | 0.08 | 261 | 0 | 0.364 | 1 | 1 | cs | TRUE
67 | LV_4003-9_0_7_line_67 |  | 63 | 67 | 0.038536 | 0.125 | 0.08 | 261 | 0 | 0.364 | 1 | 1 | cs | TRUE
68 | LV_4003-9_0_7_line_68 |  | 64 | 65 | 0.013573 | 0.125 | 0.08 | 261 | 0 | 0.364 | 1 | 5 | cs | TRUE
69 | LV_4003-9_0_7_line_69 |  | 64 | 66 | 0.011474 | 0.125 | 0.08 | 261 | 0 | 0.364 | 1 | 5 | cs | TRUE
70 | LV_4003-9_0_7_line_70 |  | 65 | 73 | 0.054982 | 0.125 | 0.08 | 261 | 0 | 0.364 | 1 | 5 | cs | TRUE
71 | LV_4003-9_0_7_line_71 |  | 66 | 69 | 0.024375 | 0.125 | 0.08 | 261 | 0 | 0.364 | 1 | 5 | cs | TRUE
72 | LV_4003-9_0_7_line_72 |  | 67 | 68 | 0.036593 | 0.125 | 0.08 | 261 | 0 | 0.364 | 1 | 1 | cs | TRUE
73 | LV_4003-9_0_7_line_73 |  | 69 | 70 | 0.023719 | 0.125 | 0.08 | 261 | 0 | 0.364 | 1 | 5 | cs | TRUE
74 | LV_4003-9_0_7_line_74 |  | 70 | 71 | 0.043274 | 0.125 | 0.08 | 261 | 0 | 0.364 | 1 | 5 | cs | TRUE
75 | LV_4003-9_0_7_line_75 |  | 70 | 72 | 0.032987 | 0.125 | 0.08 | 261 | 0 | 0.364 | 1 | 1 | cs | TRUE
76 | LV_4003-9_0_7_line_76 |  | 71 | 80 | 0.022596 | 0.125 | 0.08 | 261 | 0 | 0.364 | 1 | 1 | cs | TRUE
77 | LV_4003-9_0_7_line_77 |  | 73 | 84 | 0.007019 | 0.125 | 0.08 | 261 | 0 | 0.364 | 1 | 5 | cs | TRUE
78 | LV_4003-9_0_7_line_78 |  | 73 | 76 | 0.023291 | 0.125 | 0.08 | 261 | 0 | 0.364 | 1 | 1 | cs | TRUE
79 | LV_4003-9_0_7_line_79 |  | 74 | 75 | 0.11098 | 0.125 | 0.08 | 261 | 0 | 0.364 | 1 | 1 | cs | TRUE
80 | LV_4003-9_0_7_line_80 |  | 74 | 76 | 0.014843 | 0.125 | 0.08 | 261 | 0 | 0.364 | 1 | 1 | cs | TRUE
81 | LV_4003-9_0_7_line_81 |  | 75 | 94 | 0.017139 | 0.125 | 0.08 | 261 | 0 | 0.364 | 1 | 1 | cs | TRUE
82 | LV_4003-9_0_7_line_82 |  | 77 | 78 | 0.005114 | 0.125 | 0.08 | 261 | 0 | 0.364 | 1 | 1 | cs | TRUE
83 | LV_4003-9_0_7_line_83 |  | 77 | 79 | 0.033389 | 0.125 | 0.08 | 261 | 0 | 0.364 | 1 | 1 | cs | TRUE
84 | LV_4003-9_0_7_line_84 |  | 78 | 86 | 0.029266 | 0.125 | 0.08 | 261 | 0 | 0.364 | 1 | 1 | cs | TRUE
85 | LV_4003-9_0_7_line_85 |  | 78 | 95 | 0.019105 | 0.125 | 0.08 | 261 | 0 | 0.364 | 1 | 1 | cs | TRUE
86 | LV_4003-9_0_7_line_86 |  | 80 | 96 | 0.12173 | 0.125 | 0.08 | 261 | 0 | 0.364 | 1 | 1 | cs | TRUE
87 | LV_4003-9_0_7_line_87 |  | 81 | 82 | 0.041347 | 0.125 | 0.08 | 261 | 0 | 0.364 | 1 | 5 | cs | TRUE
88 | LV_4003-9_0_7_line_88 |  | 81 | 83 | 0.053683 | 0.125 | 0.08 | 261 | 0 | 0.364 | 1 | 5 | cs | TRUE
89 | LV_4003-9_0_7_line_89 |  | 82 | 90 | 0.016704 | 0.125 | 0.08 | 261 | 0 | 0.364 | 1 | 5 | cs | TRUE
90 | LV_4003-9_0_7_line_90 |  | 83 | 97 | 0.077243 | 0.125 | 0.08 | 261 | 0 | 0.364 | 1 | 5 | cs | TRUE
91 | LV_4003-9_0_7_line_91 |  | 84 | 87 | 0.0038463 | 0.125 | 0.08 | 261 | 0 | 0.364 | 1 | 5 | cs | TRUE
92 | LV_4003-9_0_7_line_92 |  | 84 | 88 | 0.015869 | 0.125 | 0.08 | 261 | 0 | 0.364 | 1 | 1 | cs | TRUE
93 | LV_4003-9_0_7_line_93 |  | 85 | 86 | 0.012668 | 0.125 | 0.08 | 261 | 0 | 0.364 | 1 | 1 | cs | TRUE
94 | LV_4003-9_0_7_line_94 |  | 87 | 152 | 0.022344 | 0.125 | 0.08 | 261 | 0 | 0.364 | 1 | 5 | cs | TRUE
95 | LV_4003-9_0_7_line_95 |  | 88 | 158 | 0.0042854 | 0.125 | 0.08 | 261 | 0 | 0.364 | 1 | 1 | cs | TRUE
96 | LV_4003-9_0_7_line_96 |  | 89 | 90 | 0.025375 | 0.125 | 0.08 | 261 | 0 | 0.364 | 1 | 5 | cs | TRUE
97 | LV_4003-9_0_7_line_97 |  | 89 | 91 | 0.027311 | 0.125 | 0.08 | 261 | 0 | 0.364 | 1 | 3 | cs | TRUE
98 | LV_4003-9_0_7_line_98 |  | 93 | 98 | 0.0082323 | 0.125 | 0.08 | 261 | 0 | 0.364 | 1 | 1 | cs | TRUE
99 | LV_4003-9_0_7_line_99 |  | 94 | 169 | 0.057988 | 0.125 | 0.08 | 261 | 0 | 0.364 | 1 | 1 | cs | TRUE
100 | LV_4003-9_0_7_line_100 |  | 95 | 145 | 0.0079425 | 0.125 | 0.08 | 261 | 0 | 0.364 | 1 | 1 | cs | TRUE
101 | LV_4003-9_0_7_line_101 |  | 96 | 104 | 0.026915 | 0.125 | 0.08 | 261 | 0 | 0.364 | 1 | 1 | cs | TRUE
102 | LV_4003-9_0_7_line_102 |  | 97 | 99 | 0.10743 | 0.125 | 0.08 | 261 | 0 | 0.364 | 1 | 4 | cs | TRUE
103 | LV_4003-9_0_7_line_103 |  | 100 | 101 | 0.010735 | 0.125 | 0.08 | 261 | 0 | 0.364 | 1 | 1 | cs | TRUE
104 | LV_4003-9_0_7_line_104 |  | 101 | 131 | 0.017015 | 0.125 | 0.08 | 261 | 0 | 0.364 | 1 | 1 | cs | TRUE
105 | LV_4003-9_0_7_line_105 |  | 102 | 103 | 0.0063649 | 0.125 | 0.08 | 261 | 0 | 0.364 | 1 | 1 | cs | TRUE
106 | LV_4003-9_0_7_line_106 |  | 103 | 127 | 0.00977 | 0.125 | 0.08 | 261 | 0 | 0.364 | 1 | 1 | cs | TRUE
107 | LV_4003-9_0_7_line_107 |  | 105 | 106 | 0.026454 | 0.125 | 0.08 | 261 | 0 | 0.364 | 1 | 1 | cs | TRUE
108 | LV_4003-9_0_7_line_108 |  | 106 | 107 | 0.0037409 | 0.125 | 0.08 | 261 | 0 | 0.364 | 1 | 1 | cs | TRUE
109 | LV_4003-9_0_7_line_109 |  | 107 | 108 | 0.062853 | 0.125 | 0.08 | 261 | 0 | 0.364 | 1 | 5 | cs | TRUE
110 | LV_4003-9_0_7_line_110 |  | 107 | 109 | 0.02872 | 0.125 | 0.08 | 261 | 0 | 0.364 | 1 | 5 | cs | TRUE
111 | LV_4003-9_0_7_line_111 |  | 108 | 111 | 0.025661 | 0.125 | 0.08 | 261 | 0 | 0.364 | 1 | 4 | cs | TRUE
112 | LV_4003-9_0_7_line_112 |  | 109 | 112 | 0.03777 | 0.125 | 0.08 | 261 | 0 | 0.364 | 1 | 5 | cs | TRUE
113 | LV_4003-9_0_7_line_113 |  | 109 | 110 | 0.01355 | 0.125 | 0.08 | 261 | 0 | 0.364 | 1 | 1 | cs | TRUE
114 | LV_4003-9_0_7_line_114 |  | 112 | 122 | 0.017305 | 0.125 | 0.08 | 261 | 0 | 0.364 | 1 | 5 | cs | TRUE
115 | LV_4003-9_0_7_line_115 |  | 112 | 119 | 0.035215 | 0.125 | 0.08 | 261 | 0 | 0.364 | 1 | 5 | cs | TRUE
116 | LV_4003-9_0_7_line_116 |  | 113 | 114 | 0.0025051 | 0.125 | 0.08 | 261 | 0 | 0.364 | 1 | 1 | cs | TRUE
117 | LV_4003-9_0_7_line_117 |  | 113 | 115 | 0.0022784 | 0.125 | 0.08 | 261 | 0 | 0.364 | 1 | 1 | cs | TRUE
118 | LV_4003-9_0_7_line_118 |  | 114 | 116 | 0.012355 | 0.125 | 0.08 | 261 | 0 | 0.364 | 1 | 1 | cs | TRUE
119 | LV_4003-9_0_7_line_119 |  | 116 | 117 | 0.0026279 | 0.125 | 0.08 | 261 | 0 | 0.364 | 1 | 1 | cs | TRUE
120 | LV_4003-9_0_7_line_120 |  | 117 | 118 | 0.018792 | 0.125 | 0.08 | 261 | 0 | 0.364 | 1 | 1 | cs | TRUE
121 | LV_4003-9_0_7_line_121 |  | 118 | 127 | 0.014751 | 0.125 | 0.08 | 261 | 0 | 0.364 | 1 | 1 | cs | TRUE
122 | LV_4003-9_0_7_line_122 |  | 119 | 120 | 0.048158 | 0.125 | 0.08 | 261 | 0 | 0.364 | 1 | 5 | cs | TRUE
123 | LV_4003-9_0_7_line_123 |  | 120 | 121 | 0.02333 | 0.125 | 0.08 | 261 | 0 | 0.364 | 1 | 5 | cs | TRUE
124 | LV_4003-9_0_7_line_124 |  | 121 | 123 | 0.034341 | 0.125 | 0.08 | 261 | 0 | 0.364 | 1 | 1 | cs | TRUE
125 | LV_4003-9_0_7_line_125 |  | 121 | 124 | 0.023727 | 0.125 | 0.08 | 261 | 0 | 0.364 | 1 | 5 | cs | TRUE
126 | LV_4003-9_0_7_line_126 |  | 122 | 125 | 0.015096 | 0.125 | 0.08 | 261 | 0 | 0.364 | 1 | 5 | cs | TRUE
127 | LV_4003-9_0_7_line_127 |  | 123 | 126 | 0.044386 | 0.125 | 0.08 | 261 | 0 | 0.364 | 1 | 1 | cs | TRUE
128 | LV_4003-9_0_7_line_128 |  | 123 | 127 | 0.009251 | 0.125 | 0.08 | 261 | 0 | 0.364 | 1 | 1 | cs | TRUE
129 | LV_4003-9_0_7_line_129 |  | 124 | 128 | 0.084844 | 0.125 | 0.08 | 261 | 0 | 0.364 | 1 | 5 | cs | TRUE
130 | LV_4003-9_0_7_line_130 |  | 124 | 129 | 0.027733 | 0.125 | 0.08 | 261 | 0 | 0.364 | 1 | 1 | cs | TRUE
131 | LV_4003-9_0_7_line_131 |  | 125 | 130 | 0.0067438 | 0.125 | 0.08 | 261 | 0 | 0.364 | 1 | 2 | cs | TRUE
132 | LV_4003-9_0_7_line_132 |  | 126 | 138 | 0.00085091 | 0.125 | 0.08 | 261 | 0 | 0.364 | 1 | 1 | cs | TRUE
133 | LV_4003-9_0_7_line_133 |  | 128 | 147 | 0.025086 | 0.125 | 0.08 | 261 | 0 | 0.364 | 1 | 5 | cs | TRUE
134 | LV_4003-9_0_7_line_134 |  | 129 | 142 | 0.01512 | 0.125 | 0.08 | 261 | 0 | 0.364 | 1 | 1 | cs | TRUE
135 | LV_4003-9_0_7_line_135 |  | 130 | 135 | 0.023397 | 0.125 | 0.08 | 261 | 0 | 0.364 | 1 | 1 | cs | TRUE
136 | LV_4003-9_0_7_line_136 |  | 131 | 132 | 0.011571 | 0.125 | 0.08 | 261 | 0 | 0.364 | 1 | 1 | cs | TRUE
137 | LV_4003-9_0_7_line_137 |  | 132 | 133 | 0.020383 | 0.125 | 0.08 | 261 | 0 | 0.364 | 1 | 1 | cs | TRUE
138 | LV_4003-9_0_7_line_138 |  | 132 | 134 | 0.05524 | 0.125 | 0.08 | 261 | 0 | 0.364 | 1 | 1 | cs | TRUE
139 | LV_4003-9_0_7_line_139 |  | 133 | 135 | 0.0034982 | 0.125 | 0.08 | 261 | 0 | 0.364 | 1 | 1 | cs | TRUE
140 | LV_4003-9_0_7_line_140 |  | 134 | 136 | 0.022912 | 0.125 | 0.08 | 261 | 0 | 0.364 | 1 | 1 | cs | TRUE
141 | LV_4003-9_0_7_line_141 |  | 136 | 137 | 0.00019464 | 0.125 | 0.08 | 261 | 0 | 0.364 | 1 | 1 | cs | TRUE
142 | LV_4003-9_0_7_line_142 |  | 137 | 139 | 0.000415 | 0.125 | 0.08 | 261 | 0 | 0.364 | 1 | 1 | cs | TRUE
143 | LV_4003-9_0_7_line_143 |  | 138 | 162 | 0.025797 | 0.125 | 0.08 | 261 | 0 | 0.364 | 1 | 1 | cs | TRUE
144 | LV_4003-9_0_7_line_144 |  | 139 | 140 | 0.022324 | 0.125 | 0.08 | 261 | 0 | 0.364 | 1 | 1 | cs | TRUE
145 | LV_4003-9_0_7_line_145 |  | 141 | 142 | 0.0091792 | 0.125 | 0.08 | 261 | 0 | 0.364 | 1 | 1 | cs | TRUE
146 | LV_4003-9_0_7_line_146 |  | 143 | 144 | 0.019563 | 0.125 | 0.08 | 261 | 0 | 0.364 | 1 | 1 | cs | TRUE
147 | LV_4003-9_0_7_line_147 |  | 143 | 145 | 0.01889 | 0.125 | 0.08 | 261 | 0 | 0.364 | 1 | 1 | cs | TRUE
148 | LV_4003-9_0_7_line_148 |  | 144 | 146 | 0.020971 | 0.125 | 0.08 | 261 | 0 | 0.364 | 1 | 1 | cs | TRUE
149 | LV_4003-9_0_7_line_149 |  | 146 | 147 | 0.0094424 | 0.125 | 0.08 | 261 | 0 | 0.364 | 1 | 5 | cs | TRUE
150 | LV_4003-9_0_7_line_150 |  | 146 | 148 | 0.024054 | 0.125 | 0.08 | 261 | 0 | 0.364 | 1 | 5 | cs | TRUE
151 | LV_4003-9_0_7_line_151 |  | 148 | 149 | 0.024485 | 0.125 | 0.08 | 261 | 0 | 0.364 | 1 | 5 | cs | TRUE
152 | LV_4003-9_0_7_line_152 |  | 148 | 150 | 0.0032065 | 0.125 | 0.08 | 261 | 0 | 0.364 | 1 | 1 | cs | TRUE
153 | LV_4003-9_0_7_line_153 |  | 149 | 157 | 0.020938 | 0.125 | 0.08 | 261 | 0 | 0.364 | 1 | 5 | cs | TRUE
154 | LV_4003-9_0_7_line_154 |  | 151 | 152 | 0.017196 | 0.125 | 0.08 | 261 | 0 | 0.364 | 1 | 5 | cs | TRUE
155 | LV_4003-9_0_7_line_155 |  | 151 | 153 | 0.0022137 | 0.125 | 0.08 | 261 | 0 | 0.364 | 1 | 5 | cs | TRUE
156 | LV_4003-9_0_7_line_156 |  | 153 | 154 | 0.0092773 | 0.125 | 0.08 | 261 | 0 | 0.364 | 1 | 5 | cs | TRUE
157 | LV_4003-9_0_7_line_157 |  | 154 | 155 | 0.01511 | 0.125 | 0.08 | 261 | 0 | 0.364 | 1 | 5 | cs | TRUE
158 | LV_4003-9_0_7_line_158 |  | 155 | 156 | 0.019102 | 0.125 | 0.08 | 261 | 0 | 0.364 | 1 | 5 | cs | TRUE
159 | LV_4003-9_0_7_line_159 |  | 156 | 163 | 0.016514 | 0.125 | 0.08 | 261 | 0 | 0.364 | 1 | 5 | cs | TRUE
160 | LV_4003-9_0_7_line_160 |  | 157 | 163 | 0.02265 | 0.125 | 0.08 | 261 | 0 | 0.364 | 1 | 5 | cs | TRUE
161 | LV_4003-9_0_7_line_161 |  | 158 | 159 | 0.020752 | 0.125 | 0.08 | 261 | 0 | 0.364 | 1 | 1 | cs | TRUE
162 | LV_4003-9_0_7_line_162 |  | 159 | 160 | 0.017802 | 0.125 | 0.08 | 261 | 0 | 0.364 | 1 | 1 | cs | TRUE
163 | LV_4003-9_0_7_line_163 |  | 161 | 162 | 0.0018263 | 0.125 | 0.08 | 261 | 0 | 0.364 | 1 | 1 | cs | TRUE
164 | LV_4003-9_0_7_line_164 |  | 163 | 164 | 0.013001 | 0.125 | 0.08 | 261 | 0 | 0.364 | 1 | 1 | cs | TRUE
165 | LV_4003-9_0_7_line_165 |  | 163 | 165 | 0.030648 | 0.125 | 0.08 | 261 | 0 | 0.364 | 1 | 1 | cs | TRUE
166 | LV_4003-9_0_7_line_166 |  | 164 | 166 | 0.038517 | 0.125 | 0.08 | 261 | 0 | 0.364 | 1 | 1 | cs | TRUE
167 | LV_4003-9_0_7_line_167 |  | 165 | 167 | 0.018422 | 0.125 | 0.08 | 261 | 0 | 0.364 | 1 | 1 | cs | TRUE
168 | LV_4003-9_0_7_line_168 |  | 167 | 168 | 0.014025 | 0.125 | 0.08 | 261 | 0 | 0.364 | 1 | 1 | cs | TRUE
169 | LV_4003-9_0_7_line_169 |  | 168 | 171 | 0.026745 | 0.125 | 0.08 | 261 | 0 | 0.364 | 1 | 1 | cs | TRUE
170 | LV_4003-9_0_7_line_170 |  | 169 | 170 | 0.015728 | 0.125 | 0.08 | 261 | 0 | 0.364 | 1 | 1 | cs | TRUE
171 | LV_4003-9_0_7_line_171 |  | 171 | 172 | 0.0018504 | 0.125 | 0.08 | 261 | 0 | 0.364 | 1 | 1 | cs | TRUE
172 | LV_4003-9_0_7_line_172 |  | 172 | 173 | 0.016386 | 0.125 | 0.08 | 261 | 0 | 0.364 | 1 | 1 | cs | TRUE

## trafo
| name | std_type | hv_bus | lv_bus | sn_mva | vn_hv_kv | vn_lv_kv | vk_percent | vkr_percent | pfe_kw | i0_percent | shift_degree | tap_side | tap_neutral | tap_min | tap_max | tap_step_percent | tap_step_degree | tap_pos | tap_phase_shifter | parallel | df | in_service
0 | LV_4003-9_0_7_trafo_76 | 0.63 MVA 20/0.4 kV | 174 | 71 | 0.63 | 20 | 0.4 | 6 | 1.206 | 1.65 | 0.2619 | 150 | hv | 0 | -2 | 2 | 2.5 | 0 | 0 | FALSE | 1 | 1 | TRUE

## line_geodata
| x0 | y0 | x1 | y1 | x2 | y2 | x3 | y3 | x4 | y4 | x5 | y5 | x6 | y6 | x7 | y7 | x8 | y8
0 | 2648658.4737 | 1249322.0148 | 2648674.0061 | 1249330.4078
1 | 2648658.4737 | 1249322.0148 | 2648657.5892 | 1249321.5369
2 | 2648674.0061 | 1249330.4078 | 2648690.0459 | 1249339.0749
3 | 2648646.1344 | 1249315.3472 | 2648657.5892 | 1249321.5369
4 | 2648690.0459 | 1249339.0749 | 2648705.4004 | 1249347.3718
5 | 2648646.1344 | 1249315.3472 | 2648636.7808 | 1249310.0081
6 | 2648646.1344 | 1249315.3472 | 2648654.2508 | 1249294.5924
7 | 2648731.0067 | 1249361.2082 | 2648705.4004 | 1249347.3718
8 | 2648636.7808 | 1249310.0081 | 2648615.1748 | 1249297.6753
9 | 2648654.2508 | 1249294.5924 | 2648661.5188 | 1249276.0073
10 | 2648731.0067 | 1249361.2082 | 2648721.9752 | 1249377.4659
11 | 2648604.4857 | 1249291.5738 | 2648615.1748 | 1249297.6753
12 | 2648668.7848 | 1249257.4271 | 2648661.5188 | 1249276.0073
13 | 2648668.7848 | 1249257.4271 | 2648647.7277 | 1249247.2364
14 | 2648668.7848 | 1249257.4271 | 2648685.9362 | 1249265.1286
15 | 2648647.7277 | 1249247.2364 | 2648647.7277 | 1249247.2364 | 2648636.0658 | 1249246.7403
16 | 2648685.9362 | 1249265.1286 | 2648707.2999 | 1249274.7225
17 | 2648685.9362 | 1249265.1286 | 2648693.903 | 1249245.8049
18 | 2648601.3058 | 1249244.7987 | 2648603.0455 | 1249245.3355 | 2648636.0658 | 1249246.7403
19 | 2648721.4091 | 1249281.0586 | 2648707.2999 | 1249274.7225
20 | 2648700.2977 | 1249230.2944 | 2648693.903 | 1249245.8049
21 | 2648604.4857 | 1249291.5738 | 2648593.05 | 1249285.0462
22 | 2648593.05 | 1249285.0462 | 2648589.5829 | 1249283.0672
23 | 2648582.1351 | 1249278.816 | 2648589.5829 | 1249283.0672
24 | 2648567.4592 | 1249270.4388 | 2648582.1351 | 1249278.816
25 | 2648567.4592 | 1249270.4388 | 2648531.4459 | 1249257.0737
26 | 2648567.4592 | 1249270.4388 | 2648555.7003 | 1249296.5926
27 | 2648500.3975 | 1249245.5511 | 2648531.4459 | 1249257.0737
28 | 2648555.7003 | 1249296.5926 | 2648545.5466 | 1249319.1762
29 | 2648601.3058 | 1249244.7987 | 2648607.2932 | 1249230.5419
30 | 2648607.2932 | 1249230.5419 | 2648612.3131 | 1249218.5889
31 | 2648617.2414 | 1249206.854 | 2648612.3131 | 1249218.5889
32 | 2648593.9629 | 1249187.2551 | 2648595.5352 | 1249182.4314 | 2648597.225 | 1249165.1113 | 2648597.8269 | 1249158.9232
33 | 2648593.9629 | 1249187.2551 | 2648617.2332 | 1249196.3004
34 | 2648597.8269 | 1249158.9232 | 2648614.1304 | 1249161.4532
35 | 2648617.2414 | 1249206.854 | 2648621.0504 | 1249197.7842 | 2648617.2332 | 1249196.3004
36 | 2648619.3861 | 1249162.2688 | 2648614.1304 | 1249161.4532
37 | 2648500.3975 | 1249245.5511 | 2648494.0978 | 1249261.0918
38 | 2648500.949 | 1249241.8197 | 2648500.3975 | 1249245.5511
39 | 2648538.3821 | 1249335.1113 | 2648545.5466 | 1249319.1762
40 | 2648721.4091 | 1249281.0586 | 2648733.4784 | 1249286.4786
41 | 2648733.4784 | 1249286.4786 | 2648745.1194 | 1249291.7063
42 | 2648765.8099 | 1249300.9979 | 2648745.1194 | 1249291.7063
43 | 2648765.8099 | 1249300.9979 | 2648749.6676 | 1249327.6166 | 2648767.0639 | 1249336.7213
44 | 2648765.8099 | 1249300.9979 | 2648766.8892 | 1249299.2167 | 2648780.3527 | 1249277.0123 | 2648771.0723 | 1249268.8972
45 | 2648568.0625 | 1249349.9985 | 2648584.9783 | 1249358.4831
46 | 2648601.5123 | 1249366.7763 | 2648584.9783 | 1249358.4831
47 | 2648568.0625 | 1249349.9985 | 2648551.1968 | 1249341.5389
48 | 2648601.5123 | 1249366.7763 | 2648619.8129 | 1249375.9556
49 | 2648538.3821 | 1249335.1113 | 2648551.1968 | 1249341.5389
50 | 2648619.8129 | 1249375.9556 | 2648620.1199 | 1249376.1095
51 | 2648636.6465 | 1249384.399 | 2648620.1199 | 1249376.1095
52 | 2648636.6465 | 1249384.399 | 2648636.9979 | 1249384.5753
53 | 2648700.3681 | 1249416.3606 | 2648689.569 | 1249435.6872
54 | 2648700.3681 | 1249416.3606 | 2648689.3256 | 1249410.8219
55 | 2648671.997 | 1249402.1302 | 2648689.3256 | 1249410.8219
56 | 2648671.997 | 1249402.1302 | 2648670.3459 | 1249401.302
57 | 2648670.3459 | 1249401.302 | 2648657.0535 | 1249394.6348
58 | 2648767.0639 | 1249336.7213 | 2648741.1373 | 1249382.5393 | 2648750.2696 | 1249387.5399 | 2648741.3037 | 1249402.707
59 | 2648771.0723 | 1249268.8972 | 2648778.8952 | 1249259.6219 | 2648785.4196 | 1249260.4206
60 | 2648795.9672 | 1249268.6907 | 2648785.4196 | 1249260.4206
61 | 2648785.4196 | 1249260.4206 | 2648788.8602 | 1249257.9472 | 2648789.6639 | 1249256.6196 | 2648794.568 | 1249248.3117
62 | 2648779.3851 | 1249248.7186 | 2648778.8952 | 1249259.6219 | 2648785.4196 | 1249260.4206
63 | 2648657.0535 | 1249394.6348 | 2648654.0671 | 1249393.1368
64 | 2648636.9979 | 1249384.5753 | 2648654.0671 | 1249393.1368
65 | 2648500.949 | 1249241.8197 | 2648503.712 | 1249215.0945
66 | 2648494.0978 | 1249261.0918 | 2648491.7036 | 1249266.9979
67 | 2648477.2263 | 1249302.7115 | 2648491.7036 | 1249266.9979
68 | 2648619.3861 | 1249162.2688 | 2648629.2678 | 1249163.4061 | 2648631.7213 | 1249160.691
69 | 2648631.7213 | 1249160.691 | 2648635.3864 | 1249161.2325 | 2648643.1383 | 1249161.7559
70 | 2648619.3861 | 1249162.2688 | 2648637.4092 | 1249139.2231 | 2648642.7394 | 1249130.9946 | 2648644.5714 | 1249129.4864 | 2648647.2654 | 1249128.7524 | 2648646.5405 | 1249123.2427 | 2648645.3397 | 1249122.3545 | 2648642.3603 | 1249120.1508
71 | 2648643.1383 | 1249161.7559 | 2648667.4575 | 1249163.3979
72 | 2648477.2263 | 1249302.7115 | 2648511.7972 | 1249314.7061
73 | 2648689.9121 | 1249165.3048 | 2648680.4389 | 1249167.7509 | 2648672.3176 | 1249163.726 | 2648667.4575 | 1249163.3979
74 | 2648689.9121 | 1249165.3048 | 2648698.4319 | 1249163.1066 | 2648701.4869 | 1249159.785 | 2648719.5654 | 1249153.0177 | 2648729.2217 | 1249148.5051
75 | 2648689.9121 | 1249165.3048 | 2648694.6964 | 1249180.3431 | 2648704.0155 | 1249194.8072
76 | 2648729.2217 | 1249148.5051 | 2648731.5188 | 1249146.4559 | 2648735.0896 | 1249142.8495 | 2648740.3983 | 1249138.1566 | 2648746.5693 | 1249134.1501
77 | 2648646.0186 | 1249114.1545 | 2648642.3603 | 1249120.1508
78 | 2648642.3603 | 1249120.1508 | 2648629.9171 | 1249138.5613 | 2648629.491 | 1249139.5428
79 | 2648569.2972 | 1249114.2926 | 2648553.3244 | 1249139.6235 | 2648552.59 | 1249140.7849 | 2648551.2198 | 1249145.8327 | 2648567.3166 | 1249147.7546 | 2648599.2954 | 1249151.1077 | 2648625.2247 | 1249153.7219
80 | 2648625.2247 | 1249153.7219 | 2648627.9546 | 1249143.0816 | 2648629.491 | 1249139.5428
81 | 2648569.2972 | 1249114.2926 | 2648573.3147 | 1249108.6773 | 2648579.095 | 1249100.2314
82 | 2648731.5392 | 1249136.6272 | 2648730.6972 | 1249131.5836
83 | 2648731.5392 | 1249136.6272 | 2648753.3704 | 1249124.3316 | 2648760.3933 | 1249119.846
84 | 2648730.6972 | 1249131.5836 | 2648713.5635 | 1249138.2362 | 2648703.1866 | 1249141.527
85 | 2648730.6972 | 1249131.5836 | 2648727.5447 | 1249112.7402
86 | 2648848.4783 | 1249067.5774 | 2648814.9422 | 1249089.759 | 2648746.5693 | 1249134.1501
87 | 2648788.0661 | 1249169.125 | 2648789.4694 | 1249179.3434 | 2648792.1713 | 1249188.6608 | 2648791.9368 | 1249206.1374 | 2648791.9249 | 1249209.9908
88 | 2648788.0661 | 1249169.125 | 2648792.0688 | 1249167.1677 | 2648804.5185 | 1249159.0201 | 2648809.4604 | 1249157.6265 | 2648814.7177 | 1249158.2813 | 2648820.2851 | 1249161.6072 | 2648826.1502 | 1249163.6346 | 2648831.5689 | 1249163.9349 | 2648837.3675 | 1249163.9305
89 | 2648791.8733 | 1249226.6952 | 2648791.9249 | 1249209.9908
90 | 2648880.4807 | 1249202.3638 | 2648858.5776 | 1249192.232 | 2648863.8761 | 1249171.3838 | 2648863.616 | 1249167.2122 | 2648861.7382 | 1249165.1064 | 2648858.7204 | 1249163.914 | 2648837.3675 | 1249163.9305
91 | 2648646.0186 | 1249114.1545 | 2648648.0768 | 1249110.9053
92 | 2648646.0186 | 1249114.1545 | 2648632.2987 | 1249106.1811
93 | 2648703.1866 | 1249141.527 | 2648695.8947 | 1249143.8394 | 2648690.9958 | 1249144.9296
94 | 2648660.0339 | 1249092.0296 | 2648648.0768 | 1249110.9053
95 | 2648628.5935 | 1249104.0278 | 2648632.2987 | 1249106.1811
96 | 2648791.8733 | 1249226.6952 | 2648791.1057 | 1249227.3116 | 2648779.3851 | 1249248.7186
97 | 2648779.3851 | 1249248.7186 | 2648767.136 | 1249236.176 | 2648762.0273 | 1249229.3961 | 2648760.7451 | 1249229.2514
98 | 2648798.4598 | 1249241.0591 | 2648795.3072 | 1249247.0595 | 2648794.568 | 1249248.3117
99 | 2648611.8459 | 1249052.3771 | 2648579.095 | 1249100.2314
100 | 2648727.5447 | 1249112.7402 | 2648726.2341 | 1249104.9065
101 | 2648848.4783 | 1249067.5774 | 2648869.0192 | 1249053.9911 | 2648870.9612 | 1249052.7827
102 | 2648880.4807 | 1249202.3638 | 2648913.0842 | 1249304.7241
103 | 2648996.5263 | 1249054.0147 | 2649004.1477 | 1249046.4541
104 | 2649016.2272 | 1249034.4708 | 2649004.1477 | 1249046.4541
105 | 2648925.4828 | 1249079.9067 | 2648920.6789 | 1249075.7313
106 | 2648913.305 | 1249069.3221 | 2648920.6789 | 1249075.7313
107 | 2648937.6956 | 1248922.0112 | 2648918.6032 | 1248940.3222
108 | 2648940.3955 | 1248919.4218 | 2648937.6956 | 1248922.0112
109 | 2648918.3221 | 1248898.7035 | 2648930.0525 | 1248886.3141 | 2648951.0389 | 1248907.913 | 2648940.3955 | 1248919.4218
110 | 2648940.3955 | 1248919.4218 | 2648955.6962 | 1248943.7534
111 | 2648918.3221 | 1248898.7035 | 2648898.6759 | 1248882.1954
112 | 2648955.6962 | 1248943.7534 | 2648972.4681 | 1248956.3337 | 2648960.5234 | 1248968.1542
113 | 2648955.6962 | 1248943.7534 | 2648946.3421 | 1248953.557
114 | 2648960.5234 | 1248968.1542 | 2648973.3222 | 1248979.8014
115 | 2648960.5234 | 1248968.1542 | 2648946.7451 | 1248980.7602 | 2648934.6351 | 1248992.0254
116 | 2648947.8553 | 1249035.2465 | 2648949.6389 | 1249033.4875
117 | 2648951.2611 | 1249031.8876 | 2648949.6389 | 1249033.4875
118 | 2648947.8553 | 1249035.2465 | 2648939.0587 | 1249043.9223
119 | 2648937.1876 | 1249045.7676 | 2648939.0587 | 1249043.9223
120 | 2648923.8078 | 1249058.9636 | 2648937.1876 | 1249045.7676
121 | 2648913.305 | 1249069.3221 | 2648923.8078 | 1249058.9636
122 | 2648899.0077 | 1249024.42 | 2648912.9686 | 1249012.1806 | 2648934.6351 | 1248992.0254
123 | 2648881.3541 | 1249039.672 | 2648890.7298 | 1249031.6772 | 2648899.0077 | 1249024.42
124 | 2648881.3541 | 1249039.672 | 2648905.8604 | 1249063.8014
125 | 2648861.6955 | 1249053.0413 | 2648881.3541 | 1249039.672
126 | 2648973.3222 | 1248979.8014 | 2648984.4875 | 1248989.962
127 | 2648905.8604 | 1249063.8014 | 2648875.7191 | 1249096.3845
128 | 2648913.305 | 1249069.3221 | 2648905.8604 | 1249063.8014
129 | 2648861.6955 | 1249053.0413 | 2648840.1076 | 1249067.8068 | 2648822.595 | 1249079.1704 | 2648790.8322 | 1249100.0009
130 | 2648861.6955 | 1249053.0413 | 2648840.2524 | 1249035.4534
131 | 2648989.4752 | 1248994.501 | 2648984.4875 | 1248989.962
132 | 2648875.7191 | 1249096.3845 | 2648875.1413 | 1249097.0092
133 | 2648790.8322 | 1249100.0009 | 2648769.0577 | 1249087.5431
134 | 2648840.2524 | 1249035.4534 | 2648834.1034 | 1249030.4099 | 2648837.7068 | 1249024.214
135 | 2648989.4752 | 1248994.501 | 2649006.7798 | 1249010.2485
136 | 2649024.442 | 1249026.3215 | 2649016.2272 | 1249034.4708
137 | 2649024.442 | 1249026.3215 | 2649009.3671 | 1249012.603
138 | 2649063.4845 | 1248987.2734 | 2649049.0528 | 1249003.9987 | 2649024.442 | 1249026.3215
139 | 2649009.3671 | 1249012.603 | 2649006.7798 | 1249010.2485
140 | 2649063.4845 | 1248987.2734 | 2649045.6949 | 1248972.8345
141 | 2649045.6949 | 1248972.8345 | 2649045.5438 | 1248972.7119
142 | 2649045.5438 | 1248972.7119 | 2649045.2216 | 1248972.4503
143 | 2648857.6238 | 1249115.9459 | 2648875.1413 | 1249097.0092
144 | 2649045.2216 | 1248972.4503 | 2649027.8882 | 1248958.3818
145 | 2648842.3216 | 1249016.2791 | 2648837.7068 | 1249024.214
146 | 2648730.8701 | 1249088.1648 | 2648742.6142 | 1249072.5193 | 2648742.6142 | 1249072.5193
147 | 2648730.8701 | 1249088.1648 | 2648724.7886 | 1249096.2667 | 2648726.2341 | 1249104.9065
148 | 2648760.8619 | 1249082.854 | 2648742.6142 | 1249072.5193
149 | 2648760.8619 | 1249082.854 | 2648769.0577 | 1249087.5431
150 | 2648772.2789 | 1249061.6669 | 2648760.8619 | 1249082.854
151 | 2648772.2789 | 1249061.6669 | 2648750.31 | 1249050.8564
152 | 2648772.2789 | 1249061.6669 | 2648773.7406 | 1249058.8129
153 | 2648750.31 | 1249050.8564 | 2648731.5232 | 1249041.6118
154 | 2648669.5553 | 1249077.726 | 2648666.9479 | 1249081.115 | 2648660.0339 | 1249092.0296
155 | 2648669.5553 | 1249077.726 | 2648670.9052 | 1249075.9715
156 | 2648670.9052 | 1249075.9715 | 2648676.5624 | 1249068.6186
157 | 2648686.4719 | 1249057.2421 | 2648680.7617 | 1249063.1606 | 2648676.5624 | 1249068.6186
158 | 2648686.4719 | 1249057.2421 | 2648699.7346 | 1249043.4955
159 | 2648711.2004 | 1249031.6113 | 2648699.7346 | 1249043.4955
160 | 2648711.2004 | 1249031.6113 | 2648731.5232 | 1249041.6118
161 | 2648628.5935 | 1249104.0278 | 2648625.5261 | 1249102.2451 | 2648622.51 | 1249098.996 | 2648621.5198 | 1249096.3639 | 2648621.9589 | 1249092.5315 | 2648625.1477 | 1249087.3293
162 | 2648634.4511 | 1249072.1516 | 2648625.1477 | 1249087.3293
163 | 2648857.6238 | 1249115.9459 | 2648856.3836 | 1249117.2865
164 | 2648711.2004 | 1249031.6113 | 2648705.0395 | 1249029.7373 | 2648699.414 | 1249026.3606
165 | 2648711.2004 | 1249031.6113 | 2648731.5124 | 1249011.2866 | 2648732.8706 | 1249009.9387
166 | 2648666.3898 | 1249006.5377 | 2648699.414 | 1249026.3606
167 | 2648745.9461 | 1248996.9622 | 2648732.8706 | 1249009.9387
168 | 2648745.9461 | 1248996.9622 | 2648734.0404 | 1248989.5494
169 | 2648734.0404 | 1248989.5494 | 2648711.3362 | 1248975.4132
170 | 2648611.8459 | 1249052.3771 | 2648620.7293 | 1249039.3974
171 | 2648711.3362 | 1248975.4132 | 2648709.7653 | 1248974.4352
172 | 2648695.8548 | 1248965.7742 | 2648709.7653 | 1248974.4352

## bus_geodata
| x | y | coords
0 | 2648658.4737 | 1249322.0148
1 | 2648674.0061 | 1249330.4078
2 | 2648657.5892 | 1249321.5369
3 | 2648690.0459 | 1249339.0749
4 | 2648646.1344 | 1249315.3472
5 | 2648705.4004 | 1249347.3718
6 | 2648636.7808 | 1249310.0081
7 | 2648654.2508 | 1249294.5924
8 | 2648731.0067 | 1249361.2082
9 | 2648615.1748 | 1249297.6753
10 | 2648661.5188 | 1249276.0073
11 | 2648668.7848 | 1249257.4271
12 | 2648647.7277 | 1249247.2364
13 | 2648685.9362 | 1249265.1286
14 | 2648636.0658 | 1249246.7403
15 | 2648707.2999 | 1249274.7225
16 | 2648693.903 | 1249245.8049
17 | 2648604.4857 | 1249291.5738
18 | 2648593.05 | 1249285.0462
19 | 2648589.5829 | 1249283.0672
20 | 2648582.1351 | 1249278.816
21 | 2648567.4592 | 1249270.4388
22 | 2648531.4459 | 1249257.0737
23 | 2648555.7003 | 1249296.5926
24 | 2648601.3058 | 1249244.7987
25 | 2648607.2932 | 1249230.5419
26 | 2648612.3131 | 1249218.5889
27 | 2648593.9629 | 1249187.2551
28 | 2648597.8269 | 1249158.9232
29 | 2648617.2332 | 1249196.3005
30 | 2648617.2414 | 1249206.854
31 | 2648614.1304 | 1249161.4532
32 | 2648500.3975 | 1249245.5511
33 | 2648545.5466 | 1249319.1762
34 | 2648700.2977 | 1249230.2944
35 | 2648721.4091 | 1249281.0586
36 | 2648733.4784 | 1249286.4786
37 | 2648745.1194 | 1249291.7063
38 | 2648765.8099 | 1249300.9979
39 | 2648584.9783 | 1249358.4831
40 | 2648568.0625 | 1249349.9985
41 | 2648601.5123 | 1249366.7763
42 | 2648551.1968 | 1249341.5389
43 | 2648619.8129 | 1249375.9556
44 | 2648538.3821 | 1249335.1113
45 | 2648620.1199 | 1249376.1095
46 | 2648636.6465 | 1249384.399
47 | 2648689.569 | 1249435.6873
48 | 2648700.3681 | 1249416.3606
49 | 2648689.3256 | 1249410.8219
50 | 2648721.9752 | 1249377.4659
51 | 2648671.997 | 1249402.1302
52 | 2648670.3459 | 1249401.302
53 | 2648767.0638 | 1249336.7213
54 | 2648771.0723 | 1249268.8972
55 | 2648741.3037 | 1249402.707
56 | 2648785.4196 | 1249260.4206
57 | 2648657.0535 | 1249394.6348
58 | 2648654.0671 | 1249393.1368
59 | 2648636.9979 | 1249384.5753
60 | 2648503.712 | 1249215.0945
61 | 2648500.949 | 1249241.8197
62 | 2648494.0978 | 1249261.0918
63 | 2648491.7036 | 1249266.9979
64 | 2648631.7213 | 1249160.691
65 | 2648619.3861 | 1249162.2688
66 | 2648643.1383 | 1249161.7559
67 | 2648477.2263 | 1249302.7115
68 | 2648511.7972 | 1249314.7061
69 | 2648667.4575 | 1249163.3979
70 | 2648689.9121 | 1249165.3048
71 | 2648729.2217 | 1249148.5051
72 | 2648704.0155 | 1249194.8072
73 | 2648642.3603 | 1249120.1508
74 | 2648625.2247 | 1249153.7219
75 | 2648569.2972 | 1249114.2926
76 | 2648629.491 | 1249139.5428
77 | 2648731.5392 | 1249136.6272
78 | 2648730.6972 | 1249131.5836
79 | 2648760.3933 | 1249119.846
80 | 2648746.5693 | 1249134.1501
81 | 2648788.0661 | 1249169.125
82 | 2648791.9249 | 1249209.9908
83 | 2648837.3675 | 1249163.9305
84 | 2648646.0186 | 1249114.1545
85 | 2648690.9958 | 1249144.9296
86 | 2648703.1866 | 1249141.527
87 | 2648648.0768 | 1249110.9053
88 | 2648632.2987 | 1249106.1811
89 | 2648779.3851 | 1249248.7186
90 | 2648791.8733 | 1249226.6952
91 | 2648760.7451 | 1249229.2514
92 | 2648795.9672 | 1249268.6907
93 | 2648794.568 | 1249248.3117
94 | 2648579.095 | 1249100.2314
95 | 2648727.5447 | 1249112.7402
96 | 2648848.4783 | 1249067.5774
97 | 2648880.4807 | 1249202.3638
98 | 2648798.4598 | 1249241.0591
99 | 2648913.0842 | 1249304.7241
100 | 2648996.5263 | 1249054.0147
101 | 2649004.1477 | 1249046.4541
102 | 2648925.4828 | 1249079.9067
103 | 2648920.6789 | 1249075.7313
104 | 2648870.9612 | 1249052.7827
105 | 2648918.6032 | 1248940.3222
106 | 2648937.6956 | 1248922.0112
107 | 2648940.3955 | 1248919.4218
108 | 2648918.3221 | 1248898.7035
109 | 2648955.6962 | 1248943.7534
110 | 2648946.3421 | 1248953.557
111 | 2648898.6759 | 1248882.1954
112 | 2648960.5234 | 1248968.1542
113 | 2648949.6389 | 1249033.4875
114 | 2648947.8553 | 1249035.2465
115 | 2648951.2611 | 1249031.8876
116 | 2648939.0587 | 1249043.9223
117 | 2648937.1876 | 1249045.7676
118 | 2648923.8078 | 1249058.9636
119 | 2648934.6351 | 1248992.0254
120 | 2648899.0077 | 1249024.42
121 | 2648881.3541 | 1249039.672
122 | 2648973.3222 | 1248979.8014
123 | 2648905.8604 | 1249063.8014
124 | 2648861.6955 | 1249053.0413
125 | 2648984.4875 | 1248989.962
126 | 2648875.7191 | 1249096.3845
127 | 2648913.305 | 1249069.3221
128 | 2648790.8322 | 1249100.0009
129 | 2648840.2524 | 1249035.4534
130 | 2648989.4752 | 1248994.501
131 | 2649016.2272 | 1249034.4708
132 | 2649024.442 | 1249026.3215
133 | 2649009.3671 | 1249012.603
134 | 2649063.4845 | 1248987.2734
135 | 2649006.7798 | 1249010.2485
136 | 2649045.6949 | 1248972.8345
137 | 2649045.5438 | 1248972.7119
138 | 2648875.1413 | 1249097.0092
139 | 2649045.2216 | 1248972.4503
140 | 2649027.8882 | 1248958.3818
141 | 2648842.3216 | 1249016.2791
142 | 2648837.7068 | 1249024.214
143 | 2648730.8701 | 1249088.1648
144 | 2648742.6142 | 1249072.5193
145 | 2648726.2341 | 1249104.9065
146 | 2648760.8619 | 1249082.854
147 | 2648769.0577 | 1249087.5431
148 | 2648772.2789 | 1249061.6669
149 | 2648750.31 | 1249050.8564
150 | 2648773.7406 | 1249058.8129
151 | 2648669.5553 | 1249077.726
152 | 2648660.0339 | 1249092.0296
153 | 2648670.9052 | 1249075.9715
154 | 2648676.5624 | 1249068.6186
155 | 2648686.4719 | 1249057.2421
156 | 2648699.7346 | 1249043.4955
157 | 2648731.5232 | 1249041.6118
158 | 2648628.5935 | 1249104.0278
159 | 2648625.1477 | 1249087.3293
160 | 2648634.4511 | 1249072.1516
161 | 2648856.3836 | 1249117.2865
162 | 2648857.6238 | 1249115.9459
163 | 2648711.2004 | 1249031.6113
164 | 2648699.414 | 1249026.3605
165 | 2648732.8706 | 1249009.9387
166 | 2648666.3898 | 1249006.5377
167 | 2648745.9461 | 1248996.9622
168 | 2648734.0404 | 1248989.5494
169 | 2648611.8459 | 1249052.3771
170 | 2648620.7293 | 1249039.3974
171 | 2648711.3362 | 1248975.4132
172 | 2648709.7653 | 1248974.4352
173 | 2648695.8548 | 1248965.7742
174 | 2648727.3464 | 1249148.8455

## line_std_types
| c_nf_per_km | r_ohm_per_km | x_ohm_per_km | max_i_ka | type | q_mm2 | alpha | voltage_rating
NAYY 4x50 SE | 210 | 0.642 | 0.083 | 0.142 | cs | 50 | 0.00403 | LV
NAYY 4x120 SE | 264 | 0.225 | 0.08 | 0.242 | cs | 120 | 0.00403 | LV
NAYY 4x150 SE | 261 | 0.208 | 0.08 | 0.27 | cs | 150 | 0.00403 | LV
NA2XS2Y 1x95 RM/25 12/20 kV | 216 | 0.313 | 0.132 | 0.252 | cs | 95 | 0.00403 | MV
NA2XS2Y 1x185 RM/25 12/20 kV | 273 | 0.161 | 0.117 | 0.362 | cs | 185 | 0.00403 | MV
NA2XS2Y 1x240 RM/25 12/20 kV | 304 | 0.122 | 0.112 | 0.421 | cs | 240 | 0.00403 | MV
NA2XS2Y 1x95 RM/25 6/10 kV | 315 | 0.313 | 0.123 | 0.249 | cs | 95 | 0.00403 | MV
NA2XS2Y 1x185 RM/25 6/10 kV | 406 | 0.161 | 0.11 | 0.358 | cs | 185 | 0.00403 | MV
NA2XS2Y 1x240 RM/25 6/10 kV | 456 | 0.122 | 0.105 | 0.416 | cs | 240 | 0.00403 | MV
NA2XS2Y 1x150 RM/25 12/20 kV | 250 | 0.206 | 0.116 | 0.319 | cs | 150 | 0.00403 | MV
NA2XS2Y 1x120 RM/25 12/20 kV | 230 | 0.253 | 0.119 | 0.283 | cs | 120 | 0.00403 | MV
NA2XS2Y 1x70 RM/25 12/20 kV | 190 | 0.443 | 0.132 | 0.22 | cs | 70 | 0.00403 | MV
NA2XS2Y 1x150 RM/25 6/10 kV | 360 | 0.206 | 0.11 | 0.315 | cs | 150 | 0.00403 | MV
NA2XS2Y 1x120 RM/25 6/10 kV | 340 | 0.253 | 0.113 | 0.28 | cs | 120 | 0.00403 | MV
NA2XS2Y 1x70 RM/25 6/10 kV | 280 | 0.443 | 0.123 | 0.217 | cs | 70 | 0.00403 | MV
N2XS(FL)2Y 1x120 RM/35 64/110 kV | 112 | 0.153 | 0.166 | 0.366 | cs | 120 | 0.00393 | HV
N2XS(FL)2Y 1x185 RM/35 64/110 kV | 125 | 0.099 | 0.156 | 0.457 | cs | 185 | 0.00393 | HV
N2XS(FL)2Y 1x240 RM/35 64/110 kV | 135 | 0.075 | 0.149 | 0.526 | cs | 240 | 0.00393 | HV
N2XS(FL)2Y 1x300 RM/35 64/110 kV | 144 | 0.06 | 0.144 | 0.588 | cs | 300 | 0.00393 | HV
15-AL1/3-ST1A 0.4 | 11 | 1.8769 | 0.35 | 0.105 | ol | 16 | 0.00403 | LV
24-AL1/4-ST1A 0.4 | 11.25 | 1.2012 | 0.335 | 0.14 | ol | 24 | 0.00403 | LV
48-AL1/8-ST1A 0.4 | 12.2 | 0.5939 | 0.3 | 0.21 | ol | 48 | 0.00403 | LV
94-AL1/15-ST1A 0.4 | 13.2 | 0.306 | 0.29 | 0.35 | ol | 94 | 0.00403 | LV
34-AL1/6-ST1A 10.0 | 9.7 | 0.8342 | 0.36 | 0.17 | ol | 34 | 0.00403 | MV
48-AL1/8-ST1A 10.0 | 10.1 | 0.5939 | 0.35 | 0.21 | ol | 48 | 0.00403 | MV
70-AL1/11-ST1A 10.0 | 10.4 | 0.4132 | 0.339 | 0.29 | ol | 70 | 0.00403 | MV
94-AL1/15-ST1A 10.0 | 10.75 | 0.306 | 0.33 | 0.35 | ol | 94 | 0.00403 | MV
122-AL1/20-ST1A 10.0 | 11.1 | 0.2376 | 0.323 | 0.41 | ol | 122 | 0.00403 | MV
149-AL1/24-ST1A 10.0 | 11.25 | 0.194 | 0.315 | 0.47 | ol | 149 | 0.00403 | MV
34-AL1/6-ST1A 20.0 | 9.15 | 0.8342 | 0.382 | 0.17 | ol | 34 | 0.00403 | MV
48-AL1/8-ST1A 20.0 | 9.5 | 0.5939 | 0.372 | 0.21 | ol | 48 | 0.00403 | MV
70-AL1/11-ST1A 20.0 | 9.7 | 0.4132 | 0.36 | 0.29 | ol | 70 | 0.00403 | MV
94-AL1/15-ST1A 20.0 | 10 | 0.306 | 0.35 | 0.35 | ol | 94 | 0.00403 | MV
122-AL1/20-ST1A 20.0 | 10.3 | 0.2376 | 0.344 | 0.41 | ol | 122 | 0.00403 | MV
149-AL1/24-ST1A 20.0 | 10.5 | 0.194 | 0.337 | 0.47 | ol | 149 | 0.00403 | MV
184-AL1/30-ST1A 20.0 | 10.75 | 0.1571 | 0.33 | 0.535 | ol | 184 | 0.00403 | MV
243-AL1/39-ST1A 20.0 | 11 | 0.1188 | 0.32 | 0.645 | ol | 243 | 0.00403 | MV
48-AL1/8-ST1A 110.0 | 8 | 0.5939 | 0.46 | 0.21 | ol | 48 | 0.00403 | HV
70-AL1/11-ST1A 110.0 | 8.4 | 0.4132 | 0.45 | 0.29 | ol | 70 | 0.00403 | HV
94-AL1/15-ST1A 110.0 | 8.65 | 0.306 | 0.44 | 0.35 | ol | 94 | 0.00403 | HV
122-AL1/20-ST1A 110.0 | 8.5 | 0.2376 | 0.43 | 0.41 | ol | 122 | 0.00403 | HV
149-AL1/24-ST1A 110.0 | 8.75 | 0.194 | 0.41 | 0.47 | ol | 149 | 0.00403 | HV
184-AL1/30-ST1A 110.0 | 8.8 | 0.1571 | 0.4 | 0.535 | ol | 184 | 0.00403 | HV
243-AL1/39-ST1A 110.0 | 9 | 0.1188 | 0.39 | 0.645 | ol | 243 | 0.00403 | HV
305-AL1/39-ST1A 110.0 | 9.2 | 0.0949 | 0.38 | 0.74 | ol | 305 | 0.00403 | HV
490-AL1/64-ST1A 110.0 | 9.75 | 0.059 | 0.37 | 0.96 | ol | 490 | 0.00403 | HV
679-AL1/86-ST1A 110.0 | 9.95 | 0.042 | 0.36 | 1.15 | ol | 679 | 0.00403 | HV
490-AL1/64-ST1A 220.0 | 10 | 0.059 | 0.285 | 0.96 | ol | 490 | 0.00403 | HV
679-AL1/86-ST1A 220.0 | 11.7 | 0.042 | 0.275 | 1.15 | ol | 679 | 0.00403 | HV
490-AL1/64-ST1A 380.0 | 11 | 0.059 | 0.253 | 0.96 | ol | 490 | 0.00403 | HV
679-AL1/86-ST1A 380.0 | 14.6 | 0.042 | 0.25 | 1.15 | ol | 679 | 0.00403 | HV

## trafo_std_types
| i0_percent | pfe_kw | vkr_percent | sn_mva | vn_lv_kv | vn_hv_kv | vk_percent | shift_degree | vector_group | tap_side | tap_neutral | tap_min | tap_max | tap_step_degree | tap_step_percent | tap_phase_shifter
160 MVA 380/110 kV | 0.06 | 60 | 0.25 | 160 | 110 | 380 | 12.2 | 0 | Yy0 | hv | 0 | -9 | 9 | 0 | 1.5 | FALSE
100 MVA 220/110 kV | 0.06 | 55 | 0.26 | 100 | 110 | 220 | 12 | 0 | Yy0 | hv | 0 | -9 | 9 | 0 | 1.5 | FALSE
63 MVA 110/20 kV | 0.04 | 22 | 0.32 | 63 | 20 | 110 | 18 | 150 | YNd5 | hv | 0 | -9 | 9 | 0 | 1.5 | FALSE
40 MVA 110/20 kV | 0.05 | 18 | 0.34 | 40 | 20 | 110 | 16.2 | 150 | YNd5 | hv | 0 | -9 | 9 | 0 | 1.5 | FALSE
25 MVA 110/20 kV | 0.07 | 14 | 0.41 | 25 | 20 | 110 | 12 | 150 | YNd5 | hv | 0 | -9 | 9 | 0 | 1.5 | FALSE
63 MVA 110/10 kV | 0.04 | 22 | 0.32 | 63 | 10 | 110 | 18 | 150 | YNd5 | hv | 0 | -9 | 9 | 0 | 1.5 | FALSE
40 MVA 110/10 kV | 0.05 | 18 | 0.34 | 40 | 10 | 110 | 16.2 | 150 | YNd5 | hv | 0 | -9 | 9 | 0 | 1.5 | FALSE
25 MVA 110/10 kV | 0.07 | 14 | 0.41 | 25 | 10 | 110 | 12 | 150 | YNd5 | hv | 0 | -9 | 9 | 0 | 1.5 | FALSE
0.25 MVA 20/0.4 kV | 0.32 | 0.8 | 1.44 | 0.25 | 0.4 | 20 | 6 | 150 | Yzn5 | hv | 0 | -2 | 2 | 0 | 2.5 | FALSE
0.4 MVA 20/0.4 kV | 0.3375 | 1.35 | 1.425 | 0.4 | 0.4 | 20 | 6 | 150 | Dyn5 | hv | 0 | -2 | 2 | 0 | 2.5 | FALSE
0.63 MVA 20/0.4 kV | 0.2619 | 1.65 | 1.206 | 0.63 | 0.4 | 20 | 6 | 150 | Dyn5 | hv | 0 | -2 | 2 | 0 | 2.5 | FALSE
0.25 MVA 10/0.4 kV | 0.24 | 0.6 | 1.2 | 0.25 | 0.4 | 10 | 4 | 150 | Dyn5 | hv | 0 | -2 | 2 | 0 | 2.5 | FALSE
0.4 MVA 10/0.4 kV | 0.2375 | 0.95 | 1.325 | 0.4 | 0.4 | 10 | 4 | 150 | Dyn5 | hv | 0 | -2 | 2 | 0 | 2.5 | FALSE
0.63 MVA 10/0.4 kV | 0.1873 | 1.18 | 1.0794 | 0.63 | 0.4 | 10 | 4 | 150 | Dyn5 | hv | 0 | -2 | 2 | 0 | 2.5 | FALSE

## trafo3w_std_types
| sn_hv_mva | sn_mv_mva | sn_lv_mva | vn_hv_kv | vn_mv_kv | vn_lv_kv | vk_hv_percent | vk_mv_percent | vk_lv_percent | vkr_hv_percent | vkr_mv_percent | vkr_lv_percent | pfe_kw | i0_percent | shift_mv_degree | shift_lv_degree | vector_group | tap_side | tap_neutral | tap_min | tap_max | tap_step_percent
63/25/38 MVA 110/20/10 kV | 63 | 25 | 38 | 110 | 20 | 10 | 10.4 | 10.4 | 10.4 | 0.28 | 0.32 | 0.35 | 35 | 0.89 | 0 | 0 | YN0yn0yn0 | hv | 0 | -10 | 10 | 1.2
63/25/38 MVA 110/10/10 kV | 63 | 25 | 38 | 110 | 10 | 10 | 10.4 | 10.4 | 10.4 | 0.28 | 0.32 | 0.35 | 35 | 0.89 | 0 | 0 | YN0yn0yn0 | hv | 0 | -10 | 10 | 1.2

## fuse_std_types
| fuse_type | i_rated_a | t_avg | t_min | t_total | x_avg | x_min | x_total
HV 100A | HV 100A | 100 | 0 | [10.0, 3.64, 0.854, 0.281, 0.1, 0.0531, 0.022, 0.01] | [10.0, 4.267, 1.21, 0.403, 0.1, 0.058, 0.022, 0.01] | 0 | [300.0, 350.0, 450.0, 550.0, 700.0, 850.0, 1200.0, 1752.0] | [600.0, 700.0, 900.0, 1150.0, 1665.0, 2000.0, 3000.0, 4313.0]
HV 10A | HV 10A | 10 | 0 | [10.0, 1675.0, 0.344, 0.156, 0.1, 0.0417, 0.0171, 0.01] | [10.0, 1.3, 0.3, 0.155, 0.1, 0.0555, 0.023, 0.01] | 0 | [30.0, 32.0, 35.0, 37.0, 39.0, 50.0, 70.0, 88.0] | [60.0, 70.0, 80.0, 87.0, 94.0, 110.0, 150.0, 216.0]
HV 125A | HV 125A | 125 | 0 | [10.0, 1.82, 0.344, 0.1, 0.0467, 0.0269, 0.01] | [10.0, 2.478, 0.426, 0.1, 0.0427, 0.0211, 0.01] | 0 | [375.0, 500.0, 700.0, 925.0, 1200.0, 1500.0, 2341.0] | [750.0, 1000.0, 1500.0, 2200.0, 3000.0, 4000.0, 5765.0]
HV 160A | HV 160A | 160 | 0 | [10.0, 4.15, 1.03, 0.198, 0.1, 0.051, 0.0172, 0.01] | [10.0, 2.3, 0.734, 0.274, 0.1, 0.046, 0.0177, 0.01] | 0 | [480.0, 550.0, 700.0, 1000.0, 1260.0, 1600.0, 2500.0, 3227.0] | [960.0, 1300.0, 1700.0, 2200.0, 2996.0, 4000.0, 6000.0, 7946.0]
HV 16A | HV 16A | 16 | 0 | [10.0, 0.352, 0.164, 0.1, 0.0649, 0.0342, 0.01] | [10.0, 2.34, 0.722, 0.181, 0.1, 0.055, 0.0296, 0.01] | 0 | [48.0, 60.0, 65.0, 71.0, 80.0, 100.0, 162.0] | [96.0, 110.0, 125.0, 150.0, 168.0, 200.0, 250.0, 398.0]
HV 200A | HV 200A | 200 | 0 | [10.0, 4.267, 1.21, 0.403, 0.1, 0.058, 0.022, 0.01] | [10.0, 3.73, 1.654, 0.328, 0.1, 0.0531, 0.019, 0.01] | 0 | [600.0, 700.0, 900.0, 1150.0, 1665.0, 2000.0, 3000.0, 4313.0] | [1200.0, 1500.0, 1800.0, 2700.0, 3960.0, 5000.0, 7500.0, 10620.0]
HV 20A | HV 20A | 20 | 0 | [10.0, 1.3, 0.3, 0.155, 0.1, 0.0555, 0.023, 0.01] | [10.0, 1.3, 0.161, 0.1, 0.0611, 0.0399, 0.0141, 0.01] | 0 | [60.0, 70.0, 80.0, 87.0, 94.0, 110.0, 150.0, 216.0] | [120.0, 150.0, 200.0, 223.0, 260.0, 300.0, 450.0, 532.0]
HV 25A | HV 25A | 25 | 0 | [10.0, 2.512, 0.833, 0.299, 0.1, 0.0372, 0.0223, 0.01] | [10.0, 3.125, 0.597, 0.198, 0.1, 0.0378, 0.022, 0.01] | 0 | [75.0, 82.0, 90.0, 100.0, 124.0, 170.0, 200.0, 289.0] | [150.0, 170.0, 210.0, 250.0, 294.0, 400.0, 500.0, 711.0]
HV 31.5A | HV 31.5A | 31.5 | 0 | [10.0, 2.34, 0.722, 0.181, 0.1, 0.055, 0.0296, 0.01] | [10.0, 2.84, 0.368, 0.164, 0.1, 0.0621, 0.0378, 0.0195, 0.01] | 0 | [95.0, 110.0, 125.0, 150.0, 165.0, 200.0, 250.0, 390.0] | [189.0, 220.0, 300.0, 350.0, 393.0, 450.0, 530.0, 700.0, 960.0]
HV 40A | HV 40A | 40 | 0 | [10.0, 1.3, 0.161, 0.1, 0.0611, 0.0399, 0.0141, 0.01] | [10.0, 2.05, 0.369, 0.198, 0.1, 0.051, 0.0298, 0.01] | 0 | [120.0, 150.0, 200.0, 223.0, 260.0, 300.0, 450.0, 532.0] | [240.0, 300.0, 400.0, 450.0, 530.0, 650.0, 800.0, 1311.0]
HV 50A | HV 50A | 50 | 0 | [10.0, 3.215, 0.597, 0.198, 0.1, 0.0378, 0.022, 0.01] | [10.0, 3.64, 0.854, 0.281, 0.1, 0.0531, 0.022, 0.01] | 0 | [150.0, 170.0, 210.0, 250.0, 294.0, 400.0, 500.0, 711.0] | [300.0, 350.0, 450.0, 550.0, 700.0, 850.0, 1200.0, 1752.0]
HV 6.3A | HV 6.3A | 6.3 | 0 | [10.0, 1.39, 0.344, 0.168, 0.1, 0.056, 0.0263, 0.01] | [10.0, 1.711, 0.516, 0.198, 0.1, 0.0634, 0.0303, 0.01] | 0 | [19.0, 19.5, 20.4, 20.8, 22.0, 25.0, 32.0, 48.0] | [38.0, 40.0, 43.0, 48.0, 53.0, 60.0, 75.0, 118.0]
HV 63A | HV 63A | 63 | 0 | [10.0, 2.84, 0.368, 0.164, 0.1, 0.0621, 0.0378, 0.0195, 0.01] | [10.0, 1.82, 0.344, 0.1, 0.0467, 0.0269, 0.01] | 0 | [189.0, 220.0, 300.0, 350.0, 393.0, 450.0, 530.0, 700.0, 961.0] | [378.0, 500.0, 700.0, 934.0, 1200.0, 1500.0, 2366.0]
HV 80A | HV 80A | 80 | 0 | [10.0, 2.05, 0.369, 0.198, 0.1, 0.051, 0.0298, 0.01] | [10.0, 4.15, 1.03, 0.198, 0.1, 0.051, 0.0172, 0.01] | 0 | [240.0, 300.0, 400.0, 450.0, 530.0, 650.0, 800.0, 1311.0] | [480.0, 550.0, 700.0, 1000.0, 1260.0, 1600.0, 2500.0, 3227.0]
Siemens NH-1-100 | Siemens NH-1-100 | 100 | [5400.0, 2000.0, 400.0, 20.0, 1.0, 0.2, 0.012, 0.004] | 0 | 0 | [150.0, 190.0, 250.0, 430.0, 900.0, 1250.0, 2700.0, 3600.0] | 0 | 0
Siemens NH-1-125 | Siemens NH-1-125 | 125 | [4800.0, 120.0, 7.0, 0.1, 0.004] | 0 | 0 | [180.0, 400.0, 740.0, 2000.0, 4250.0] | 0 | 0
Siemens NH-1-16 | Siemens NH-1-16 | 16 | [4000.0, 400.0, 2.0, 0.1, 0.04, 0.01] | 0 | 0 | [26.0, 35.0, 75.0, 150.0, 200.0, 300.0] | 0 | 0
Siemens NH-1-160 | Siemens NH-1-160 | 160 | [4800.0, 120.0, 7.0, 0.1, 0.004] | 0 | 0 | [210.0, 500.0, 900.0, 2300.0, 5000.0] | 0 | 0
Siemens NH-1-25 | Siemens NH-1-25 | 25 | [4000.0, 1000.0, 10.0, 0.2, 0.02, 0.01] | 0 | 0 | [40.0, 50.0, 100.0, 210.0, 400.0, 500.0] | 0 | 0
Siemens NH-1-50 | Siemens NH-1-50 | 50 | [4000.0, 40.0, 4.0, 1.0, 0.02, 0.01] | 0 | 0 | [86.0, 200.0, 300.0, 400.0, 1000.0, 1280.0] | 0 | 0
Siemens NH-1-63 | Siemens NH-1-63 | 63 | [4000.0, 100.0, 10.0, 2.0, 0.04, 0.01] | 0 | 0 | [100.0, 200.0, 300.0, 400.0, 1000.0, 1500.0] | 0 | 0
Siemens NH-1-80 | Siemens NH-1-80 | 80 | [4800.0, 120.0, 7.0, 0.1, 0.01] | 0 | 0 | [150.58, 250.0, 450.0, 1150.0, 2470.0] | 0 | 0
Siemens NH-2-1000 | Siemens NH-2-1000 | 1000 | [4800.0, 120.0, 7.0, 0.1, 0.004] | 0 | 0 | [1900.0, 3500.0, 8400.0, 24000.0, 52000.0] | 0 | 0
Siemens NH-2-200 | Siemens NH-2-200 | 200 | [4800.0, 120.0, 7.0, 0.1, 0.004] | 0 | 0 | [280.0, 650.0, 1200.0, 3000.0, 7000.0] | 0 | 0
Siemens NH-2-224 | Siemens NH-2-224 | 224 | [4800.0, 120.0, 7.0, 0.2, 0.04, 0.004] | 0 | 0 | [400.0, 750.0, 1453.0, 3025.0, 4315.0, 7600.0] | 0 | 0
Siemens NH-2-250 | Siemens NH-2-250 | 250 | [4800.0, 120.0, 7.0, 0.1, 0.004] | 0 | 0 | [450.0, 800.0, 1650.0, 4000.0, 8500.0] | 0 | 0
Siemens NH-2-315 | Siemens NH-2-315 | 315 | [4800.0, 120.0, 7.0, 0.1, 0.004] | 0 | 0 | [550.0, 920.0, 1900.0, 5000.0, 11000.0] | 0 | 0
Siemens NH-2-355 | Siemens NH-2-355 | 355 | [4800.0, 120.0, 6.0, 0.1, 0.004] | 0 | 0 | [650.0, 1116.27, 2350.0, 5840.0, 12790.0] | 0 | 0
Siemens NH-2-400 | Siemens NH-2-400 | 400 | [4800.0, 120.0, 7.0, 0.1, 0.004] | 0 | 0 | [720.0, 1350.0, 2800.0, 6500.0, 15000.0] | 0 | 0
Siemens NH-2-425 | Siemens NH-2-425 | 425 | [4800.0, 120.0, 7.0, 0.1, 0.004] | 0 | 0 | [850.0, 1500.0, 3050.0, 7500.0, 16500.0] | 0 | 0
Siemens NH-2-630 | Siemens NH-2-630 | 630 | [4800.0, 120.0, 7.0, 0.1, 0.004] | 0 | 0 | [1200.0, 2000.0, 4800.0, 12000.0, 26000.0] | 0 | 0

## dtypes
| element | column | dtype
0 | bus | name | object
1 | bus | vn_kv | float64
2 | bus | type | object
3 | bus | zone | object
4 | bus | in_service | bool
5 | load | name | object
6 | load | bus | uint32
7 | load | p_mw | float64
8 | load | q_mvar | float64
9 | load | const_z_percent | float64
10 | load | const_i_percent | float64
11 | load | sn_mva | float64
12 | load | scaling | float64
13 | load | in_service | bool
14 | load | type | object
15 | ext_grid | name | object
16 | ext_grid | bus | uint32
17 | ext_grid | vm_pu | float64
18 | ext_grid | va_degree | float64
19 | ext_grid | slack_weight | float64
20 | ext_grid | in_service | bool
21 | line | name | object
22 | line | std_type | object
23 | line | from_bus | uint32
24 | line | to_bus | uint32
25 | line | length_km | float64
26 | line | r_ohm_per_km | float64
27 | line | x_ohm_per_km | float64
28 | line | c_nf_per_km | float64
29 | line | g_us_per_km | float64
30 | line | max_i_ka | float64
31 | line | df | float64
32 | line | parallel | uint32
33 | line | type | object
34 | line | in_service | bool
35 | trafo | name | object
36 | trafo | std_type | object
37 | trafo | hv_bus | uint32
38 | trafo | lv_bus | uint32
39 | trafo | sn_mva | float64
40 | trafo | vn_hv_kv | float64
41 | trafo | vn_lv_kv | float64
42 | trafo | vk_percent | float64
43 | trafo | vkr_percent | float64
44 | trafo | pfe_kw | float64
45 | trafo | i0_percent | float64
46 | trafo | shift_degree | float64
47 | trafo | tap_side | object
48 | trafo | tap_neutral | int32
49 | trafo | tap_min | int32
50 | trafo | tap_max | int32
51 | trafo | tap_step_percent | float64
52 | trafo | tap_step_degree | float64
53 | trafo | tap_pos | int32
54 | trafo | tap_phase_shifter | bool
55 | trafo | parallel | uint32
56 | trafo | df | float64
57 | trafo | in_service | bool
58 | line_geodata | coords | object
59 | bus_geodata | x | float64
60 | bus_geodata | y | float64
61 | bus_geodata | coords | object

## parameters
| version | format_version | converged | OPF_converged | name | f_hz | sn_mva
0 | 2.14.6 | 2.14.0 | FALSE | FALSE |  | 50 | 1