## bus
| name | vn_kv | type | zone | in_service
0 | bus_LV_4006-10_0_4_node_0 | 0.4 | n |  | TRUE
1 | bus_LV_4006-10_0_4_node_27 | 0.4 | n |  | TRUE
2 | bus_LV_4006-10_0_4_node_31 | 0.4 | n |  | TRUE
3 | bus_LV_4006-10_0_4_node_26 | 0.4 | n |  | TRUE
4 | bus_LV_4006-10_0_4_node_86 | 0.4 | n |  | TRUE
5 | bus_LV_4006-10_0_4_node_115 | 0.4 | n |  | TRUE
6 | bus_LV_4006-10_0_4_node_84 | 0.4 | n |  | TRUE
7 | bus_LV_4006-10_0_4_node_1 | 0.4 | n |  | TRUE
8 | bus_LV_4006-10_0_4_node_2 | 0.4 | n |  | TRUE
9 | bus_LV_4006-10_0_4_node_3 | 0.4 | n |  | TRUE
10 | bus_LV_4006-10_0_4_node_5 | 0.4 | n |  | TRUE
11 | bus_LV_4006-10_0_4_node_29 | 0.4 | n |  | TRUE
12 | bus_LV_4006-10_0_4_node_4 | 0.4 | n |  | TRUE
13 | bus_LV_4006-10_0_4_node_207 | 0.4 | n |  | TRUE
14 | bus_LV_4006-10_0_4_node_165 | 0.4 | n |  | TRUE
15 | bus_LV_4006-10_0_4_node_127 | 0.4 | n |  | TRUE
16 | bus_LV_4006-10_0_4_node_126 | 0.4 | n |  | TRUE
17 | bus_LV_4006-10_0_4_node_28 | 0.4 | n |  | TRUE
18 | bus_LV_4006-10_0_4_node_7 | 0.4 | n |  | TRUE
19 | bus_LV_4006-10_0_4_node_8 | 0.4 | n |  | TRUE
20 | bus_LV_4006-10_0_4_node_9 | 0.4 | n |  | TRUE
21 | bus_LV_4006-10_0_4_node_10 | 0.4 | n |  | TRUE
22 | bus_LV_4006-10_0_4_node_11 | 0.4 | n |  | TRUE
23 | bus_LV_4006-10_0_4_node_12 | 0.4 | n |  | TRUE
24 | bus_LV_4006-10_0_4_node_153 | 0.4 | n |  | TRUE
25 | bus_LV_4006-10_0_4_node_187 | 0.4 | n |  | TRUE
26 | bus_LV_4006-10_0_4_node_90 | 0.4 | n |  | TRUE
27 | bus_LV_4006-10_0_4_node_24 | 0.4 | n |  | TRUE
28 | bus_LV_4006-10_0_4_node_19 | 0.4 | n |  | TRUE
29 | bus_LV_4006-10_0_4_node_13 | 0.4 | n |  | TRUE
30 | bus_LV_4006-10_0_4_node_14 | 0.4 | n |  | TRUE
31 | bus_LV_4006-10_0_4_node_16 | 0.4 | n |  | TRUE
32 | bus_LV_4006-10_0_4_node_15 | 0.4 | n |  | TRUE
33 | bus_LV_4006-10_0_4_node_25 | 0.4 | n |  | TRUE
34 | bus_LV_4006-10_0_4_node_17 | 0.4 | n |  | TRUE
35 | bus_LV_4006-10_0_4_node_18 | 0.4 | n |  | TRUE
36 | bus_LV_4006-10_0_4_node_92 | 0.4 | n |  | TRUE
37 | bus_LV_4006-10_0_4_node_20 | 0.4 | n |  | TRUE
38 | bus_LV_4006-10_0_4_node_21 | 0.4 | n |  | TRUE
39 | bus_LV_4006-10_0_4_node_208 | 0.4 | n |  | TRUE
40 | bus_LV_4006-10_0_4_node_206 | 0.4 | n |  | TRUE
41 | bus_LV_4006-10_0_4_node_23 | 0.4 | n |  | TRUE
42 | bus_LV_4006-10_0_4_node_22 | 0.4 | n |  | TRUE
43 | bus_LV_4006-10_0_4_node_114 | 0.4 | n |  | TRUE
44 | bus_LV_4006-10_0_4_node_113 | 0.4 | n |  | TRUE
45 | bus_LV_4006-10_0_4_node_32 | 0.4 | n |  | TRUE
46 | bus_LV_4006-10_0_4_node_33 | 0.4 | n |  | TRUE
47 | bus_LV_4006-10_0_4_node_34 | 0.4 | n |  | TRUE
48 | bus_LV_4006-10_0_4_node_35 | 0.4 | n |  | TRUE
49 | bus_LV_4006-10_0_4_node_37 | 0.4 | n |  | TRUE
50 | bus_LV_4006-10_0_4_node_38 | 0.4 | n |  | TRUE
51 | bus_LV_4006-10_0_4_node_200 | 0.4 | n |  | TRUE
52 | bus_LV_4006-10_0_4_node_36 | 0.4 | n |  | TRUE
53 | bus_LV_4006-10_0_4_node_67 | 0.4 | n |  | TRUE
54 | bus_LV_4006-10_0_4_node_54 | 0.4 | n |  | TRUE
55 | bus_LV_4006-10_0_4_node_39 | 0.4 | n |  | TRUE
56 | bus_LV_4006-10_0_4_node_41 | 0.4 | n |  | TRUE
57 | bus_LV_4006-10_0_4_node_42 | 0.4 | n |  | TRUE
58 | bus_LV_4006-10_0_4_node_43 | 0.4 | n |  | TRUE
59 | bus_LV_4006-10_0_4_node_44 | 0.4 | n |  | TRUE
60 | bus_LV_4006-10_0_4_node_45 | 0.4 | n |  | TRUE
61 | bus_LV_4006-10_0_4_node_46 | 0.4 | n |  | TRUE
62 | bus_LV_4006-10_0_4_node_197 | 0.4 | n |  | TRUE
63 | bus_LV_4006-10_0_4_node_199 | 0.4 | n |  | TRUE
64 | bus_LV_4006-10_0_4_node_198 | 0.4 | n |  | TRUE
65 | bus_LV_4006-10_0_4_node_68 | 0.4 | n |  | TRUE
66 | bus_LV_4006-10_0_4_node_69 | 0.4 | n |  | TRUE
67 | bus_LV_4006-10_0_4_node_53 | 0.4 | n |  | TRUE
68 | bus_LV_4006-10_0_4_node_40 | 0.4 | n |  | TRUE
69 | bus_LV_4006-10_0_4_node_58 | 0.4 | n |  | TRUE
70 | bus_LV_4006-10_0_4_node_60 | 0.4 | n |  | TRUE
71 | bus_LV_4006-10_0_4_node_56 | 0.4 | n |  | TRUE
72 | bus_LV_4006-10_0_4_node_47 | 0.4 | n |  | TRUE
73 | bus_LV_4006-10_0_4_node_48 | 0.4 | n |  | TRUE
74 | bus_LV_4006-10_0_4_node_49 | 0.4 | n |  | TRUE
75 | bus_LV_4006-10_0_4_node_50 | 0.4 | n |  | TRUE
76 | bus_LV_4006-10_0_4_node_51 | 0.4 | n |  | TRUE
77 | bus_LV_4006-10_0_4_node_64 | 0.4 | n |  | TRUE
78 | bus_LV_4006-10_0_4_node_65 | 0.4 | n |  | TRUE
79 | bus_LV_4006-10_0_4_node_66 | 0.4 | n |  | TRUE
80 | bus_LV_4006-10_0_4_node_55 | 0.4 | n |  | TRUE
81 | bus_LV_4006-10_0_4_node_61 | 0.4 | n |  | TRUE
82 | bus_LV_4006-10_0_4_node_62 | 0.4 | n |  | TRUE
83 | bus_LV_4006-10_0_4_node_63 | 0.4 | n |  | TRUE
84 | bus_LV_4006-10_0_4_node_57 | 0.4 | n |  | TRUE
85 | bus_LV_4006-10_0_4_node_59 | 0.4 | n |  | TRUE
86 | bus_LV_4006-10_0_4_node_70 | 0.4 | n |  | TRUE
87 | bus_LV_4006-10_0_4_node_132 | 0.4 | n |  | TRUE
88 | bus_LV_4006-10_0_4_node_183 | 0.4 | n |  | TRUE
89 | bus_LV_4006-10_0_4_node_71 | 0.4 | n |  | TRUE
90 | bus_LV_4006-10_0_4_node_130 | 0.4 | n |  | TRUE
91 | bus_LV_4006-10_0_4_node_157 | 0.4 | n |  | TRUE
92 | bus_LV_4006-10_0_4_node_75 | 0.4 | n |  | TRUE
93 | bus_LV_4006-10_0_4_node_74 | 0.4 | n |  | TRUE
94 | bus_LV_4006-10_0_4_node_73 | 0.4 | n |  | TRUE
95 | bus_LV_4006-10_0_4_node_72 | 0.4 | n |  | TRUE
96 | bus_LV_4006-10_0_4_node_76 | 0.4 | n |  | TRUE
97 | bus_LV_4006-10_0_4_node_77 | 0.4 | n |  | TRUE
98 | bus_LV_4006-10_0_4_node_78 | 0.4 | n |  | TRUE
99 | bus_LV_4006-10_0_4_node_79 | 0.4 | n |  | TRUE
100 | bus_LV_4006-10_0_4_node_80 | 0.4 | n |  | TRUE
101 | bus_LV_4006-10_0_4_node_93 | 0.4 | n |  | TRUE
102 | bus_LV_4006-10_0_4_node_167 | 0.4 | n |  | TRUE
103 | bus_LV_4006-10_0_4_node_97 | 0.4 | n |  | TRUE
104 | bus_LV_4006-10_0_4_node_81 | 0.4 | n |  | TRUE
105 | bus_LV_4006-10_0_4_node_108 | 0.4 | n |  | TRUE
106 | bus_LV_4006-10_0_4_node_131 | 0.4 | n |  | TRUE
107 | bus_LV_4006-10_0_4_node_94 | 0.4 | n |  | TRUE
108 | bus_LV_4006-10_0_4_node_188 | 0.4 | n |  | TRUE
109 | bus_LV_4006-10_0_4_node_96 | 0.4 | n |  | TRUE
110 | bus_LV_4006-10_0_4_node_106 | 0.4 | n |  | TRUE
111 | bus_LV_4006-10_0_4_node_129 | 0.4 | n |  | TRUE
112 | bus_LV_4006-10_0_4_node_82 | 0.4 | n |  | TRUE
113 | bus_LV_4006-10_0_4_node_83 | 0.4 | n |  | TRUE
114 | bus_LV_4006-10_0_4_node_85 | 0.4 | n |  | TRUE
115 | bus_LV_4006-10_0_4_node_204 | 0.4 | n |  | TRUE
116 | bus_LV_4006-10_0_4_node_202 | 0.4 | n |  | TRUE
117 | bus_LV_4006-10_0_4_node_203 | 0.4 | n |  | TRUE
118 | bus_LV_4006-10_0_4_node_201 | 0.4 | n |  | TRUE
119 | bus_LV_4006-10_0_4_node_87 | 0.4 | n |  | TRUE
120 | bus_LV_4006-10_0_4_node_88 | 0.4 | n |  | TRUE
121 | bus_LV_4006-10_0_4_node_89 | 0.4 | n |  | TRUE
122 | bus_LV_4006-10_0_4_node_91 | 0.4 | n |  | TRUE
123 | bus_LV_4006-10_0_4_node_152 | 0.4 | n |  | TRUE
124 | bus_LV_4006-10_0_4_node_116 | 0.4 | n |  | TRUE
125 | bus_LV_4006-10_0_4_node_192 | 0.4 | n |  | TRUE
126 | bus_LV_4006-10_0_4_node_107 | 0.4 | n |  | TRUE
127 | bus_LV_4006-10_0_4_node_120 | 0.4 | n |  | TRUE
128 | bus_LV_4006-10_0_4_node_95 | 0.4 | n |  | TRUE
129 | bus_LV_4006-10_0_4_node_112 | 0.4 | n |  | TRUE
130 | bus_LV_4006-10_0_4_node_98 | 0.4 | n |  | TRUE
131 | bus_LV_4006-10_0_4_node_99 | 0.4 | n |  | TRUE
132 | bus_LV_4006-10_0_4_node_100 | 0.4 | n |  | TRUE
133 | bus_LV_4006-10_0_4_node_102 | 0.4 | n |  | TRUE
134 | bus_LV_4006-10_0_4_node_101 | 0.4 | n |  | TRUE
135 | bus_LV_4006-10_0_4_node_103 | 0.4 | n |  | TRUE
136 | bus_LV_4006-10_0_4_node_104 | 0.4 | n |  | TRUE
137 | bus_LV_4006-10_0_4_node_105 | 0.4 | n |  | TRUE
138 | bus_LV_4006-10_0_4_node_109 | 0.4 | n |  | TRUE
139 | bus_LV_4006-10_0_4_node_184 | 0.4 | n |  | TRUE
140 | bus_LV_4006-10_0_4_node_110 | 0.4 | n |  | TRUE
141 | bus_LV_4006-10_0_4_node_119 | 0.4 | n |  | TRUE
142 | bus_LV_4006-10_0_4_node_111 | 0.4 | n |  | TRUE
143 | bus_LV_4006-10_0_4_node_143 | 0.4 | n |  | TRUE
144 | bus_LV_4006-10_0_4_node_178 | 0.4 | n |  | TRUE
145 | bus_LV_4006-10_0_4_node_160 | 0.4 | n |  | TRUE
146 | bus_LV_4006-10_0_4_node_141 | 0.4 | n |  | TRUE
147 | bus_LV_4006-10_0_4_node_194 | 0.4 | n |  | TRUE
148 | bus_LV_4006-10_0_4_node_159 | 0.4 | n |  | TRUE
149 | bus_LV_4006-10_0_4_node_117 | 0.4 | n |  | TRUE
150 | bus_LV_4006-10_0_4_node_118 | 0.4 | n |  | TRUE
151 | bus_LV_4006-10_0_4_node_121 | 0.4 | n |  | TRUE
152 | bus_LV_4006-10_0_4_node_122 | 0.4 | n |  | TRUE
153 | bus_LV_4006-10_0_4_node_123 | 0.4 | n |  | TRUE
154 | bus_LV_4006-10_0_4_node_124 | 0.4 | n |  | TRUE
155 | bus_LV_4006-10_0_4_node_125 | 0.4 | n |  | TRUE
156 | bus_LV_4006-10_0_4_node_133 | 0.4 | n |  | TRUE
157 | bus_LV_4006-10_0_4_node_191 | 0.4 | n |  | TRUE
158 | bus_LV_4006-10_0_4_node_139 | 0.4 | n |  | TRUE
159 | bus_LV_4006-10_0_4_node_134 | 0.4 | n |  | TRUE
160 | bus_LV_4006-10_0_4_node_196 | 0.4 | n |  | TRUE
161 | bus_LV_4006-10_0_4_node_137 | 0.4 | n |  | TRUE
162 | bus_LV_4006-10_0_4_node_128 | 0.4 | n |  | TRUE
163 | bus_LV_4006-10_0_4_node_150 | 0.4 | n |  | TRUE
164 | bus_LV_4006-10_0_4_node_151 | 0.4 | n |  | TRUE
165 | bus_LV_4006-10_0_4_node_135 | 0.4 | n |  | TRUE
166 | bus_LV_4006-10_0_4_node_136 | 0.4 | n |  | TRUE
167 | bus_LV_4006-10_0_4_node_138 | 0.4 | n |  | TRUE
168 | bus_LV_4006-10_0_4_node_176 | 0.4 | n |  | TRUE
169 | bus_LV_4006-10_0_4_node_177 | 0.4 | n |  | TRUE
170 | bus_LV_4006-10_0_4_node_140 | 0.4 | n |  | TRUE
171 | bus_LV_4006-10_0_4_node_142 | 0.4 | n |  | TRUE
172 | bus_LV_4006-10_0_4_node_144 | 0.4 | n |  | TRUE
173 | bus_LV_4006-10_0_4_node_156 | 0.4 | n |  | TRUE
174 | bus_LV_4006-10_0_4_node_185 | 0.4 | n |  | TRUE
175 | bus_LV_4006-10_0_4_node_158 | 0.4 | n |  | TRUE
176 | bus_LV_4006-10_0_4_node_154 | 0.4 | n |  | TRUE
177 | bus_LV_4006-10_0_4_node_186 | 0.4 | n |  | TRUE
178 | bus_LV_4006-10_0_4_node_145 | 0.4 | n |  | TRUE
179 | bus_LV_4006-10_0_4_node_146 | 0.4 | n |  | TRUE
180 | bus_LV_4006-10_0_4_node_147 | 0.4 | n |  | TRUE
181 | bus_LV_4006-10_0_4_node_149 | 0.4 | n |  | TRUE
182 | bus_LV_4006-10_0_4_node_182 | 0.4 | n |  | TRUE
183 | bus_LV_4006-10_0_4_node_181 | 0.4 | n |  | TRUE
184 | bus_LV_4006-10_0_4_node_190 | 0.4 | n |  | TRUE
185 | bus_LV_4006-10_0_4_node_155 | 0.4 | n |  | TRUE
186 | bus_LV_4006-10_0_4_node_180 | 0.4 | n |  | TRUE
187 | bus_LV_4006-10_0_4_node_161 | 0.4 | n |  | TRUE
188 | bus_LV_4006-10_0_4_node_162 | 0.4 | n |  | TRUE
189 | bus_LV_4006-10_0_4_node_168 | 0.4 | n |  | TRUE
190 | bus_LV_4006-10_0_4_node_169 | 0.4 | n |  | TRUE
191 | bus_LV_4006-10_0_4_node_163 | 0.4 | n |  | TRUE
192 | bus_LV_4006-10_0_4_node_164 | 0.4 | n |  | TRUE
193 | bus_LV_4006-10_0_4_node_166 | 0.4 | n |  | TRUE
194 | bus_LV_4006-10_0_4_node_195 | 0.4 | n |  | TRUE
195 | bus_LV_4006-10_0_4_node_189 | 0.4 | n |  | TRUE
196 | bus_LV_4006-10_0_4_node_193 | 0.4 | n |  | TRUE
197 | bus_LV_4006-10_0_4_node_170 | 0.4 | n |  | TRUE
198 | bus_LV_4006-10_0_4_node_171 | 0.4 | n |  | TRUE
199 | bus_LV_4006-10_0_4_node_172 | 0.4 | n |  | TRUE
200 | bus_LV_4006-10_0_4_node_173 | 0.4 | n |  | TRUE
201 | bus_LV_4006-10_0_4_node_174 | 0.4 | n |  | TRUE
202 | bus_LV_4006-10_0_4_node_175 | 0.4 | n |  | TRUE
203 | bus_LV_4006-10_0_4_node_179 | 0.4 | n |  | TRUE
204 | bus_MV_418_1_node_203 | 20 | n |  | TRUE

## load
| name | bus | p_mw | q_mvar | const_z_percent | const_i_percent | sn_mva | scaling | in_service | type
0 | LV_4006-10_0_4_load_0 | 0 | 0.00046391 | 0.00011627 | 0 | 0 |  | 1 | TRUE | wye
1 | LV_4006-10_0_4_load_27 | 1 | 0.00032674 | 8.1888e-05 | 0 | 0 |  | 1 | TRUE | wye
2 | LV_4006-10_0_4_load_26 | 3 | 0.0010184 | 0.00025523 | 0 | 0 |  | 1 | TRUE | wye
3 | LV_4006-10_0_4_load_115 | 5 | 0.00029488 | 7.3904e-05 | 0 | 0 |  | 1 | TRUE | wye
4 | LV_4006-10_0_4_load_84 | 6 | 0.00052644 | 0.00013194 | 0 | 0 |  | 1 | TRUE | wye
5 | LV_4006-10_0_4_load_1 | 7 | 0.00034335 | 8.605e-05 | 0 | 0 |  | 1 | TRUE | wye
6 | LV_4006-10_0_4_load_2 | 8 | 0.00046974 | 0.00011773 | 0 | 0 |  | 1 | TRUE | wye
7 | LV_4006-10_0_4_load_3 | 9 | 0.0003541 | 8.8745e-05 | 0 | 0 |  | 1 | TRUE | wye
8 | LV_4006-10_0_4_load_5 | 10 | 0.00015832 | 3.968e-05 | 0 | 0 |  | 1 | TRUE | wye
9 | LV_4006-10_0_4_load_29 | 11 | 0.0011582 | 0.00029027 | 0 | 0 |  | 1 | TRUE | wye
10 | LV_4006-10_0_4_load_4 | 12 | 0.00048831 | 0.00012238 | 0 | 0 |  | 1 | TRUE | wye
11 | LV_4006-10_0_4_load_207 | 13 | 0.0059116 | 0.0014816 | 0 | 0 |  | 1 | TRUE | wye
12 | LV_4006-10_0_4_load_165 | 14 | 0.0016585 | 0.00041565 | 0 | 0 |  | 1 | TRUE | wye
13 | LV_4006-10_0_4_load_127 | 15 | 0.0045323 | 0.0011359 | 0 | 0 |  | 1 | TRUE | wye
14 | LV_4006-10_0_4_load_126 | 16 | 0.0094121 | 0.0023589 | 0 | 0 |  | 1 | TRUE | wye
15 | LV_4006-10_0_4_load_28 | 17 | 0.00015692 | 3.9327e-05 | 0 | 0 |  | 1 | TRUE | wye
16 | LV_4006-10_0_4_load_7 | 18 | 0.00070638 | 0.00017704 | 0 | 0 |  | 1 | TRUE | wye
17 | LV_4006-10_0_4_load_8 | 19 | 0.00044929 | 0.0001126 | 0 | 0 |  | 1 | TRUE | wye
18 | LV_4006-10_0_4_load_10 | 21 | 0.00090098 | 0.00022581 | 0 | 0 |  | 1 | TRUE | wye
19 | LV_4006-10_0_4_load_11 | 22 | 0.00020274 | 5.0811e-05 | 0 | 0 |  | 1 | TRUE | wye
20 | LV_4006-10_0_4_load_12 | 23 | 0.0032284 | 0.00080911 | 0 | 0 |  | 1 | TRUE | wye
21 | LV_4006-10_0_4_load_153 | 24 | 0.0017631 | 0.00044188 | 0 | 0 |  | 1 | TRUE | wye
22 | LV_4006-10_0_4_load_187 | 25 | 0.0070717 | 0.0017723 | 0 | 0 |  | 1 | TRUE | wye
23 | LV_4006-10_0_4_load_19 | 28 | 0.00094951 | 0.00023797 | 0 | 0 |  | 1 | TRUE | wye
24 | LV_4006-10_0_4_load_13 | 29 | 0.00035883 | 8.9931e-05 | 0 | 0 |  | 1 | TRUE | wye
25 | LV_4006-10_0_4_load_14 | 30 | 0.00043399 | 0.00010877 | 0 | 0 |  | 1 | TRUE | wye
26 | LV_4006-10_0_4_load_25 | 33 | 0.00075493 | 0.0001892 | 0 | 0 |  | 1 | TRUE | wye
27 | LV_4006-10_0_4_load_17 | 34 | 0.00017513 | 4.3893e-05 | 0 | 0 |  | 1 | TRUE | wye
28 | LV_4006-10_0_4_load_18 | 35 | 0.000336 | 8.4209e-05 | 0 | 0 |  | 1 | TRUE | wye
29 | LV_4006-10_0_4_load_92 | 36 | 0.00044911 | 0.00011256 | 0 | 0 |  | 1 | TRUE | wye
30 | LV_4006-10_0_4_load_208 | 39 | 0.00059286 | 0.00014858 | 0 | 0 |  | 1 | TRUE | wye
31 | LV_4006-10_0_4_load_206 | 40 | 0.00030003 | 7.5195e-05 | 0 | 0 |  | 1 | TRUE | wye
32 | LV_4006-10_0_4_load_22 | 42 | 0.00015019 | 3.7642e-05 | 0 | 0 |  | 1 | TRUE | wye
33 | LV_4006-10_0_4_load_114 | 43 | 0.0014171 | 0.00035517 | 0 | 0 |  | 1 | TRUE | wye
34 | LV_4006-10_0_4_load_32 | 45 | 0.0037063 | 0.00092888 | 0 | 0 |  | 1 | TRUE | wye
35 | LV_4006-10_0_4_load_33 | 46 | 0.0068921 | 0.0017273 | 0 | 0 |  | 1 | TRUE | wye
36 | LV_4006-10_0_4_load_37 | 49 | 0.010737 | 0.002691 | 0 | 0 |  | 1 | TRUE | wye
37 | LV_4006-10_0_4_load_38 | 50 | 0.002488 | 0.00062356 | 0 | 0 |  | 1 | TRUE | wye
38 | LV_4006-10_0_4_load_200 | 51 | 0.0018883 | 0.00047324 | 0 | 0 |  | 1 | TRUE | wye
39 | LV_4006-10_0_4_load_36 | 52 | 0.0023968 | 0.0006007 | 0 | 0 |  | 1 | TRUE | wye
40 | LV_4006-10_0_4_load_39 | 55 | 0.0034798 | 0.00087213 | 0 | 0 |  | 1 | TRUE | wye
41 | LV_4006-10_0_4_load_41 | 56 | 0.0014811 | 0.0003712 | 0 | 0 |  | 1 | TRUE | wye
42 | LV_4006-10_0_4_load_42 | 57 | 0.0012501 | 0.00031331 | 0 | 0 |  | 1 | TRUE | wye
43 | LV_4006-10_0_4_load_44 | 59 | 0.0015449 | 0.00038719 | 0 | 0 |  | 1 | TRUE | wye
44 | LV_4006-10_0_4_load_46 | 61 | 0.001139 | 0.00028547 | 0 | 0 |  | 1 | TRUE | wye
45 | LV_4006-10_0_4_load_197 | 62 | 0.0013123 | 0.0003289 | 0 | 0 |  | 1 | TRUE | wye
46 | LV_4006-10_0_4_load_199 | 63 | 0.0013575 | 0.00034023 | 0 | 0 |  | 1 | TRUE | wye
47 | LV_4006-10_0_4_load_198 | 64 | 0.0012846 | 0.00032194 | 0 | 0 |  | 1 | TRUE | wye
48 | LV_4006-10_0_4_load_68 | 65 | 0.0018937 | 0.0004746 | 0 | 0 |  | 1 | TRUE | wye
49 | LV_4006-10_0_4_load_69 | 66 | 0.0026184 | 0.00065624 | 0 | 0 |  | 1 | TRUE | wye
50 | LV_4006-10_0_4_load_53 | 67 | 0.0049777 | 0.0012475 | 0 | 0 |  | 1 | TRUE | wye
51 | LV_4006-10_0_4_load_40 | 68 | 0.0024443 | 0.00061261 | 0 | 0 |  | 1 | TRUE | wye
52 | LV_4006-10_0_4_load_56 | 71 | 0.001891 | 0.00047394 | 0 | 0 |  | 1 | TRUE | wye
53 | LV_4006-10_0_4_load_47 | 72 | 0.0022462 | 0.00056296 | 0 | 0 |  | 1 | TRUE | wye
54 | LV_4006-10_0_4_load_48 | 73 | 0.0022864 | 0.00057303 | 0 | 0 |  | 1 | TRUE | wye
55 | LV_4006-10_0_4_load_50 | 75 | 0.0021791 | 0.00054613 | 0 | 0 |  | 1 | TRUE | wye
56 | LV_4006-10_0_4_load_51 | 76 | 0.0020052 | 0.00050255 | 0 | 0 |  | 1 | TRUE | wye
57 | LV_4006-10_0_4_load_65 | 78 | 0.0026073 | 0.00065345 | 0 | 0 |  | 1 | TRUE | wye
58 | LV_4006-10_0_4_load_66 | 79 | 0.0028019 | 0.00070222 | 0 | 0 |  | 1 | TRUE | wye
59 | LV_4006-10_0_4_load_55 | 80 | 0.001885 | 0.00047243 | 0 | 0 |  | 1 | TRUE | wye
60 | LV_4006-10_0_4_load_62 | 82 | 0.0017584 | 0.0004407 | 0 | 0 |  | 1 | TRUE | wye
61 | LV_4006-10_0_4_load_63 | 83 | 0.0022313 | 0.00055923 | 0 | 0 |  | 1 | TRUE | wye
62 | LV_4006-10_0_4_load_57 | 84 | 0.0024964 | 0.00062566 | 0 | 0 |  | 1 | TRUE | wye
63 | LV_4006-10_0_4_load_59 | 85 | 0.0024905 | 0.00062419 | 0 | 0 |  | 1 | TRUE | wye
64 | LV_4006-10_0_4_load_70 | 86 | 0.0029292 | 0.00073413 | 0 | 0 |  | 1 | TRUE | wye
65 | LV_4006-10_0_4_load_132 | 87 | 0.0005004 | 0.00012541 | 0 | 0 |  | 1 | TRUE | wye
66 | LV_4006-10_0_4_load_183 | 88 | 0.00091099 | 0.00022832 | 0 | 0 |  | 1 | TRUE | wye
67 | LV_4006-10_0_4_load_71 | 89 | 0.0021487 | 0.0005385 | 0 | 0 |  | 1 | TRUE | wye
68 | LV_4006-10_0_4_load_130 | 90 | 0.00072171 | 0.00018088 | 0 | 0 |  | 1 | TRUE | wye
69 | LV_4006-10_0_4_load_157 | 91 | 0.001487 | 0.00037269 | 0 | 0 |  | 1 | TRUE | wye
70 | LV_4006-10_0_4_load_75 | 92 | 0.0037902 | 0.00094991 | 0 | 0 |  | 1 | TRUE | wye
71 | LV_4006-10_0_4_load_74 | 93 | 0.0022646 | 0.00056757 | 0 | 0 |  | 1 | TRUE | wye
72 | LV_4006-10_0_4_load_73 | 94 | 0.0019725 | 0.00049436 | 0 | 0 |  | 1 | TRUE | wye
73 | LV_4006-10_0_4_load_72 | 95 | 0.002872 | 0.0007198 | 0 | 0 |  | 1 | TRUE | wye
74 | LV_4006-10_0_4_load_76 | 96 | 0.00065501 | 0.00016416 | 0 | 0 |  | 1 | TRUE | wye
75 | LV_4006-10_0_4_load_77 | 97 | 0.0022608 | 0.00056661 | 0 | 0 |  | 1 | TRUE | wye
76 | LV_4006-10_0_4_load_79 | 99 | 0.0031588 | 0.00079167 | 0 | 0 |  | 1 | TRUE | wye
77 | LV_4006-10_0_4_load_93 | 101 | 0.0017153 | 0.00042989 | 0 | 0 |  | 1 | TRUE | wye
78 | LV_4006-10_0_4_load_167 | 102 | 0.00019428 | 4.8691e-05 | 0 | 0 |  | 1 | TRUE | wye
79 | LV_4006-10_0_4_load_97 | 103 | 0.00033363 | 8.3617e-05 | 0 | 0 |  | 1 | TRUE | wye
80 | LV_4006-10_0_4_load_131 | 106 | 0.0020945 | 0.00052494 | 0 | 0 |  | 1 | TRUE | wye
81 | LV_4006-10_0_4_load_94 | 107 | 0.0021551 | 0.00054012 | 0 | 0 |  | 1 | TRUE | wye
82 | LV_4006-10_0_4_load_188 | 108 | 0.0003191 | 7.9974e-05 | 0 | 0 |  | 1 | TRUE | wye
83 | LV_4006-10_0_4_load_96 | 109 | 0.00060818 | 0.00015242 | 0 | 0 |  | 1 | TRUE | wye
84 | LV_4006-10_0_4_load_106 | 110 | 0.0025776 | 0.00064601 | 0 | 0 |  | 1 | TRUE | wye
85 | LV_4006-10_0_4_load_129 | 111 | 0.00090148 | 0.00022593 | 0 | 0 |  | 1 | TRUE | wye
86 | LV_4006-10_0_4_load_82 | 112 | 0.00044629 | 0.00011185 | 0 | 0 |  | 1 | TRUE | wye
87 | LV_4006-10_0_4_load_83 | 113 | 0.00046028 | 0.00011536 | 0 | 0 |  | 1 | TRUE | wye
88 | LV_4006-10_0_4_load_204 | 115 | 0.00021648 | 5.4255e-05 | 0 | 0 |  | 1 | TRUE | wye
89 | LV_4006-10_0_4_load_203 | 117 | 0.00089728 | 0.00022488 | 0 | 0 |  | 1 | TRUE | wye
90 | LV_4006-10_0_4_load_201 | 118 | 0.00035236 | 8.831e-05 | 0 | 0 |  | 1 | TRUE | wye
91 | LV_4006-10_0_4_load_87 | 119 | 0.0025839 | 0.0006476 | 0 | 0 |  | 1 | TRUE | wye
92 | LV_4006-10_0_4_load_88 | 120 | 0.0025713 | 0.00064442 | 0 | 0 |  | 1 | TRUE | wye
93 | LV_4006-10_0_4_load_89 | 121 | 0.002256 | 0.00056541 | 0 | 0 |  | 1 | TRUE | wye
94 | LV_4006-10_0_4_load_152 | 123 | 0.0045362 | 0.0011369 | 0 | 0 |  | 1 | TRUE | wye
95 | LV_4006-10_0_4_load_116 | 124 | 0.00051619 | 0.00012937 | 0 | 0 |  | 1 | TRUE | wye
96 | LV_4006-10_0_4_load_192 | 125 | 0.01201 | 0.0030099 | 0 | 0 |  | 1 | TRUE | wye
97 | LV_4006-10_0_4_load_107 | 126 | 0.0023066 | 0.00057809 | 0 | 0 |  | 1 | TRUE | wye
98 | LV_4006-10_0_4_load_120 | 127 | 0.0020445 | 0.00051239 | 0 | 0 |  | 1 | TRUE | wye
99 | LV_4006-10_0_4_load_95 | 128 | 0.0026027 | 0.00065229 | 0 | 0 |  | 1 | TRUE | wye
100 | LV_4006-10_0_4_load_112 | 129 | 0.00060818 | 0.00015242 | 0 | 0 |  | 1 | TRUE | wye
101 | LV_4006-10_0_4_load_98 | 130 | 0.00052544 | 0.00013169 | 0 | 0 |  | 1 | TRUE | wye
102 | LV_4006-10_0_4_load_99 | 131 | 0.00037734 | 9.457e-05 | 0 | 0 |  | 1 | TRUE | wye
103 | LV_4006-10_0_4_load_100 | 132 | 0.015971 | 0.0040028 | 0 | 0 |  | 1 | TRUE | wye
104 | LV_4006-10_0_4_load_101 | 134 | 0.001534 | 0.00038446 | 0 | 0 |  | 1 | TRUE | wye
105 | LV_4006-10_0_4_load_103 | 135 | 0.0010056 | 0.00025203 | 0 | 0 |  | 1 | TRUE | wye
106 | LV_4006-10_0_4_load_104 | 136 | 0.0040258 | 0.001009 | 0 | 0 |  | 1 | TRUE | wye
107 | LV_4006-10_0_4_load_105 | 137 | 0.0038265 | 0.00095902 | 0 | 0 |  | 1 | TRUE | wye
108 | LV_4006-10_0_4_load_109 | 138 | 0.0046755 | 0.0011718 | 0 | 0 |  | 1 | TRUE | wye
109 | LV_4006-10_0_4_load_184 | 139 | 0.0053794 | 0.0013482 | 0 | 0 |  | 1 | TRUE | wye
110 | LV_4006-10_0_4_load_110 | 140 | 0.001141 | 0.00028596 | 0 | 0 |  | 1 | TRUE | wye
111 | LV_4006-10_0_4_load_119 | 141 | 0.0042932 | 0.001076 | 0 | 0 |  | 1 | TRUE | wye
112 | LV_4006-10_0_4_load_143 | 143 | 0.0033206 | 0.00083222 | 0 | 0 |  | 1 | TRUE | wye
113 | LV_4006-10_0_4_load_178 | 144 | 0.0017777 | 0.00044555 | 0 | 0 |  | 1 | TRUE | wye
114 | LV_4006-10_0_4_load_160 | 145 | 0.0029374 | 0.00073619 | 0 | 0 |  | 1 | TRUE | wye
115 | LV_4006-10_0_4_load_141 | 146 | 0.006119 | 0.0015336 | 0 | 0 |  | 1 | TRUE | wye
116 | LV_4006-10_0_4_load_194 | 147 | 0.0014254 | 0.00035724 | 0 | 0 |  | 1 | TRUE | wye
117 | LV_4006-10_0_4_load_159 | 148 | 0.0057972 | 0.0014529 | 0 | 0 |  | 1 | TRUE | wye
118 | LV_4006-10_0_4_load_117 | 149 | 0.009224 | 0.0023117 | 0 | 0 |  | 1 | TRUE | wye
119 | LV_4006-10_0_4_load_121 | 151 | 0.0029207 | 0.00073199 | 0 | 0 |  | 1 | TRUE | wye
120 | LV_4006-10_0_4_load_122 | 152 | 0.002672 | 0.00066967 | 0 | 0 |  | 1 | TRUE | wye
121 | LV_4006-10_0_4_load_123 | 153 | 0.0023904 | 0.00059909 | 0 | 0 |  | 1 | TRUE | wye
122 | LV_4006-10_0_4_load_124 | 154 | 0.0029093 | 0.00072914 | 0 | 0 |  | 1 | TRUE | wye
123 | LV_4006-10_0_4_load_133 | 156 | 0.0031742 | 0.00079553 | 0 | 0 |  | 1 | TRUE | wye
124 | LV_4006-10_0_4_load_139 | 158 | 0.00080928 | 0.00020283 | 0 | 0 |  | 1 | TRUE | wye
125 | LV_4006-10_0_4_load_134 | 159 | 0.0021926 | 0.00054952 | 0 | 0 |  | 1 | TRUE | wye
126 | LV_4006-10_0_4_load_196 | 160 | 0.0012052 | 0.00030205 | 0 | 0 |  | 1 | TRUE | wye
127 | LV_4006-10_0_4_load_137 | 161 | 0.0013344 | 0.00033443 | 0 | 0 |  | 1 | TRUE | wye
128 | LV_4006-10_0_4_load_128 | 162 | 0.0026714 | 0.00066951 | 0 | 0 |  | 1 | TRUE | wye
129 | LV_4006-10_0_4_load_150 | 163 | 0.0016054 | 0.00040236 | 0 | 0 |  | 1 | TRUE | wye
130 | LV_4006-10_0_4_load_151 | 164 | 0.0010558 | 0.0002646 | 0 | 0 |  | 1 | TRUE | wye
131 | LV_4006-10_0_4_load_135 | 165 | 0.0011971 | 0.00030001 | 0 | 0 |  | 1 | TRUE | wye
132 | LV_4006-10_0_4_load_136 | 166 | 0.00092565 | 0.00023199 | 0 | 0 |  | 1 | TRUE | wye
133 | LV_4006-10_0_4_load_138 | 167 | 0.00091579 | 0.00022952 | 0 | 0 |  | 1 | TRUE | wye
134 | LV_4006-10_0_4_load_176 | 168 | 0.00064673 | 0.00016208 | 0 | 0 |  | 1 | TRUE | wye
135 | LV_4006-10_0_4_load_177 | 169 | 0.00074945 | 0.00018783 | 0 | 0 |  | 1 | TRUE | wye
136 | LV_4006-10_0_4_load_140 | 170 | 0.0035436 | 0.00088812 | 0 | 0 |  | 1 | TRUE | wye
137 | LV_4006-10_0_4_load_142 | 171 | 0.0064882 | 0.0016261 | 0 | 0 |  | 1 | TRUE | wye
138 | LV_4006-10_0_4_load_185 | 174 | 0.0020613 | 0.00051661 | 0 | 0 |  | 1 | TRUE | wye
139 | LV_4006-10_0_4_load_158 | 175 | 0.0060952 | 0.0015276 | 0 | 0 |  | 1 | TRUE | wye
140 | LV_4006-10_0_4_load_154 | 176 | 0.00091192 | 0.00022855 | 0 | 0 |  | 1 | TRUE | wye
141 | LV_4006-10_0_4_load_186 | 177 | 0.0025374 | 0.00063593 | 0 | 0 |  | 1 | TRUE | wye
142 | LV_4006-10_0_4_load_145 | 178 | 0.0014983 | 0.00037551 | 0 | 0 |  | 1 | TRUE | wye
143 | LV_4006-10_0_4_load_146 | 179 | 0.00038763 | 9.715e-05 | 0 | 0 |  | 1 | TRUE | wye
144 | LV_4006-10_0_4_load_147 | 180 | 0.00097303 | 0.00024387 | 0 | 0 |  | 1 | TRUE | wye
145 | LV_4006-10_0_4_load_149 | 181 | 0.0014258 | 0.00035735 | 0 | 0 |  | 1 | TRUE | wye
146 | LV_4006-10_0_4_load_182 | 182 | 0.00043214 | 0.00010831 | 0 | 0 |  | 1 | TRUE | wye
147 | LV_4006-10_0_4_load_181 | 183 | 0.00096856 | 0.00024274 | 0 | 0 |  | 1 | TRUE | wye
148 | LV_4006-10_0_4_load_190 | 184 | 0.0024285 | 0.00060863 | 0 | 0 |  | 1 | TRUE | wye
149 | LV_4006-10_0_4_load_155 | 185 | 0.0014202 | 0.00035594 | 0 | 0 |  | 1 | TRUE | wye
150 | LV_4006-10_0_4_load_180 | 186 | 0.0027377 | 0.00068614 | 0 | 0 |  | 1 | TRUE | wye
151 | LV_4006-10_0_4_load_161 | 187 | 0.0022909 | 0.00057415 | 0 | 0 |  | 1 | TRUE | wye
152 | LV_4006-10_0_4_load_162 | 188 | 0.0020873 | 0.00052312 | 0 | 0 |  | 1 | TRUE | wye
153 | LV_4006-10_0_4_load_168 | 189 | 0.0022881 | 0.00057345 | 0 | 0 |  | 1 | TRUE | wye
154 | LV_4006-10_0_4_load_169 | 190 | 0.0029998 | 0.00075182 | 0 | 0 |  | 1 | TRUE | wye
155 | LV_4006-10_0_4_load_163 | 191 | 0.0014153 | 0.00035471 | 0 | 0 |  | 1 | TRUE | wye
156 | LV_4006-10_0_4_load_164 | 192 | 0.0012224 | 0.00030636 | 0 | 0 |  | 1 | TRUE | wye
157 | LV_4006-10_0_4_load_166 | 193 | 0.0012214 | 0.00030611 | 0 | 0 |  | 1 | TRUE | wye
158 | LV_4006-10_0_4_load_195 | 194 | 0.0023992 | 0.00060129 | 0 | 0 |  | 1 | TRUE | wye
159 | LV_4006-10_0_4_load_189 | 195 | 0.00035238 | 8.8314e-05 | 0 | 0 |  | 1 | TRUE | wye
160 | LV_4006-10_0_4_load_193 | 196 | 0.0028396 | 0.00071167 | 0 | 0 |  | 1 | TRUE | wye
161 | LV_4006-10_0_4_load_170 | 197 | 0.0037906 | 0.00095002 | 0 | 0 |  | 1 | TRUE | wye
162 | LV_4006-10_0_4_load_171 | 198 | 0.00079611 | 0.00019953 | 0 | 0 |  | 1 | TRUE | wye
163 | LV_4006-10_0_4_load_173 | 200 | 0.00095567 | 0.00023951 | 0 | 0 |  | 1 | TRUE | wye
164 | LV_4006-10_0_4_load_174 | 201 | 0.0012699 | 0.00031827 | 0 | 0 |  | 1 | TRUE | wye
165 | LV_4006-10_0_4_load_175 | 202 | 0.00047407 | 0.00011881 | 0 | 0 |  | 1 | TRUE | wye
166 | LV_4006-10_0_4_load_179 | 203 | 0.0035562 | 0.00089127 | 0 | 0 |  | 1 | TRUE | wye

## ext_grid
| name | bus | vm_pu | va_degree | slack_weight | in_service
0 |  | 105 | 1 | 0 | 1 | TRUE

## line
| name | std_type | from_bus | to_bus | length_km | r_ohm_per_km | x_ohm_per_km | c_nf_per_km | g_us_per_km | max_i_ka | df | parallel | type | in_service
0 | LV_4006-10_0_4_line_0 |  | 0 | 1 | 0.22552 | 0.125 | 0.08 | 261 | 0 | 0.364 | 1 | 1 | cs | TRUE
1 | LV_4006-10_0_4_line_1 |  | 1 | 2 | 0.15426 | 0.125 | 0.08 | 261 | 0 | 0.364 | 1 | 1 | cs | TRUE
2 | LV_4006-10_0_4_line_2 |  | 1 | 3 | 0.026363 | 0.125 | 0.08 | 261 | 0 | 0.364 | 1 | 1 | cs | TRUE
3 | LV_4006-10_0_4_line_3 |  | 2 | 40 | 0.012964 | 0.125 | 0.08 | 261 | 0 | 0.364 | 1 | 1 | cs | TRUE
4 | LV_4006-10_0_4_line_4 |  | 3 | 17 | 0.019524 | 0.125 | 0.08 | 261 | 0 | 0.364 | 1 | 1 | cs | TRUE
5 | LV_4006-10_0_4_line_5 |  | 4 | 5 | 0.011419 | 0.125 | 0.08 | 261 | 0 | 0.364 | 1 | 1 | cs | TRUE
6 | LV_4006-10_0_4_line_6 |  | 4 | 6 | 0.0057645 | 0.125 | 0.08 | 261 | 0 | 0.364 | 1 | 1 | cs | TRUE
7 | LV_4006-10_0_4_line_7 |  | 6 | 112 | 0.022478 | 0.125 | 0.08 | 261 | 0 | 0.364 | 1 | 1 | cs | TRUE
8 | LV_4006-10_0_4_line_8 |  | 7 | 8 | 0.019059 | 0.125 | 0.08 | 261 | 0 | 0.364 | 1 | 1 | cs | TRUE
9 | LV_4006-10_0_4_line_9 |  | 8 | 9 | 0.035942 | 0.125 | 0.08 | 261 | 0 | 0.364 | 1 | 1 | cs | TRUE
10 | LV_4006-10_0_4_line_10 |  | 8 | 10 | 0.14858 | 0.125 | 0.08 | 261 | 0 | 0.364 | 1 | 1 | cs | TRUE
11 | LV_4006-10_0_4_line_11 |  | 10 | 11 | 0.13656 | 0.125 | 0.08 | 261 | 0 | 0.364 | 1 | 1 | cs | TRUE
12 | LV_4006-10_0_4_line_12 |  | 10 | 12 | 0.021515 | 0.125 | 0.08 | 261 | 0 | 0.364 | 1 | 1 | cs | TRUE
13 | LV_4006-10_0_4_line_13 |  | 11 | 17 | 0.0011107 | 0.125 | 0.08 | 261 | 0 | 0.364 | 1 | 1 | cs | TRUE
14 | LV_4006-10_0_4_line_14 |  | 13 | 14 | 0.10953 | 0.125 | 0.08 | 261 | 0 | 0.364 | 1 | 1 | cs | TRUE
15 | LV_4006-10_0_4_line_15 |  | 14 | 191 | 0.01091 | 0.125 | 0.08 | 261 | 0 | 0.364 | 1 | 1 | cs | TRUE
16 | LV_4006-10_0_4_line_16 |  | 15 | 16 | 0.01448 | 0.125 | 0.08 | 261 | 0 | 0.364 | 1 | 1 | cs | TRUE
17 | LV_4006-10_0_4_line_17 |  | 16 | 136 | 0.0042068 | 0.125 | 0.08 | 261 | 0 | 0.364 | 1 | 1 | cs | TRUE
18 | LV_4006-10_0_4_line_18 |  | 18 | 19 | 0.019215 | 0.125 | 0.08 | 261 | 0 | 0.364 | 1 | 1 | cs | TRUE
19 | LV_4006-10_0_4_line_19 |  | 18 | 20 | 0.011176 | 0.125 | 0.08 | 261 | 0 | 0.364 | 1 | 1 | cs | TRUE
20 | LV_4006-10_0_4_line_20 |  | 19 | 21 | 0.0023108 | 0.125 | 0.08 | 261 | 0 | 0.364 | 1 | 1 | cs | TRUE
21 | LV_4006-10_0_4_line_21 |  | 20 | 22 | 0.023508 | 0.125 | 0.08 | 261 | 0 | 0.364 | 1 | 1 | cs | TRUE
22 | LV_4006-10_0_4_line_22 |  | 20 | 23 | 0.052629 | 0.125 | 0.08 | 261 | 0 | 0.364 | 1 | 1 | cs | TRUE
23 | LV_4006-10_0_4_line_23 |  | 21 | 27 | 0.078348 | 0.125 | 0.08 | 261 | 0 | 0.364 | 1 | 1 | cs | TRUE
24 | LV_4006-10_0_4_line_24 |  | 22 | 28 | 0.027639 | 0.125 | 0.08 | 261 | 0 | 0.364 | 1 | 1 | cs | TRUE
25 | LV_4006-10_0_4_line_25 |  | 23 | 25 | 0.0024988 | 0.125 | 0.08 | 261 | 0 | 0.364 | 1 | 1 | cs | TRUE
26 | LV_4006-10_0_4_line_26 |  | 24 | 25 | 0.060812 | 0.125 | 0.08 | 261 | 0 | 0.364 | 1 | 1 | cs | TRUE
27 | LV_4006-10_0_4_line_27 |  | 24 | 26 | 0.029748 | 0.125 | 0.08 | 261 | 0 | 0.364 | 1 | 1 | cs | TRUE
28 | LV_4006-10_0_4_line_28 |  | 26 | 123 | 0.01693 | 0.125 | 0.08 | 261 | 0 | 0.364 | 1 | 1 | cs | TRUE
29 | LV_4006-10_0_4_line_29 |  | 26 | 124 | 0.03217 | 0.125 | 0.08 | 261 | 0 | 0.364 | 1 | 1 | cs | TRUE
30 | LV_4006-10_0_4_line_30 |  | 26 | 120 | 0.017404 | 0.125 | 0.08 | 261 | 0 | 0.364 | 1 | 1 | cs | TRUE
31 | LV_4006-10_0_4_line_31 |  | 27 | 32 | 0.004114 | 0.125 | 0.08 | 261 | 0 | 0.364 | 1 | 1 | cs | TRUE
32 | LV_4006-10_0_4_line_32 |  | 28 | 37 | 0.046001 | 0.125 | 0.08 | 261 | 0 | 0.364 | 1 | 1 | cs | TRUE
33 | LV_4006-10_0_4_line_33 |  | 29 | 30 | 0.016647 | 0.125 | 0.08 | 261 | 0 | 0.364 | 1 | 1 | cs | TRUE
34 | LV_4006-10_0_4_line_34 |  | 29 | 31 | 0.066778 | 0.125 | 0.08 | 261 | 0 | 0.364 | 1 | 1 | cs | TRUE
35 | LV_4006-10_0_4_line_35 |  | 30 | 32 | 0.051234 | 0.125 | 0.08 | 261 | 0 | 0.364 | 1 | 1 | cs | TRUE
36 | LV_4006-10_0_4_line_36 |  | 31 | 34 | 0.050652 | 0.125 | 0.08 | 261 | 0 | 0.364 | 1 | 1 | cs | TRUE
37 | LV_4006-10_0_4_line_37 |  | 31 | 35 | 0.024229 | 0.125 | 0.08 | 261 | 0 | 0.364 | 1 | 1 | cs | TRUE
38 | LV_4006-10_0_4_line_38 |  | 32 | 33 | 0.023373 | 0.125 | 0.08 | 261 | 0 | 0.364 | 1 | 1 | cs | TRUE
39 | LV_4006-10_0_4_line_39 |  | 33 | 36 | 0.015345 | 0.125 | 0.08 | 261 | 0 | 0.364 | 1 | 1 | cs | TRUE
40 | LV_4006-10_0_4_line_40 |  | 35 | 38 | 0.023245 | 0.125 | 0.08 | 261 | 0 | 0.364 | 1 | 1 | cs | TRUE
41 | LV_4006-10_0_4_line_41 |  | 37 | 41 | 0.12737 | 0.125 | 0.08 | 261 | 0 | 0.364 | 1 | 1 | cs | TRUE
42 | LV_4006-10_0_4_line_42 |  | 38 | 39 | 0.19333 | 0.125 | 0.08 | 261 | 0 | 0.364 | 1 | 1 | cs | TRUE
43 | LV_4006-10_0_4_line_43 |  | 39 | 40 | 0.053425 | 0.125 | 0.08 | 261 | 0 | 0.364 | 1 | 1 | cs | TRUE
44 | LV_4006-10_0_4_line_44 |  | 41 | 42 | 0.046987 | 0.125 | 0.08 | 261 | 0 | 0.364 | 1 | 1 | cs | TRUE
45 | LV_4006-10_0_4_line_45 |  | 43 | 44 | 0.0381 | 0.125 | 0.08 | 261 | 0 | 0.364 | 1 | 1 | cs | TRUE
46 | LV_4006-10_0_4_line_46 |  | 44 | 124 | 0.018515 | 0.125 | 0.08 | 261 | 0 | 0.364 | 1 | 1 | cs | TRUE
47 | LV_4006-10_0_4_line_47 |  | 44 | 129 | 0.023722 | 0.125 | 0.08 | 261 | 0 | 0.364 | 1 | 1 | cs | TRUE
48 | LV_4006-10_0_4_line_48 |  | 45 | 46 | 0.023441 | 0.125 | 0.08 | 261 | 0 | 0.364 | 1 | 1 | cs | TRUE
49 | LV_4006-10_0_4_line_49 |  | 45 | 47 | 0.018957 | 0.125 | 0.08 | 261 | 0 | 0.364 | 1 | 1 | cs | TRUE
50 | LV_4006-10_0_4_line_50 |  | 46 | 48 | 0.0149 | 0.125 | 0.08 | 261 | 0 | 0.364 | 1 | 1 | cs | TRUE
51 | LV_4006-10_0_4_line_51 |  | 47 | 49 | 0.033996 | 0.125 | 0.08 | 261 | 0 | 0.364 | 1 | 1 | cs | TRUE
52 | LV_4006-10_0_4_line_52 |  | 48 | 50 | 0.017997 | 0.125 | 0.08 | 261 | 0 | 0.364 | 1 | 1 | cs | TRUE
53 | LV_4006-10_0_4_line_53 |  | 48 | 51 | 0.024474 | 0.125 | 0.08 | 261 | 0 | 0.364 | 1 | 1 | cs | TRUE
54 | LV_4006-10_0_4_line_54 |  | 49 | 54 | 0.025776 | 0.125 | 0.08 | 261 | 0 | 0.364 | 1 | 1 | cs | TRUE
55 | LV_4006-10_0_4_line_55 |  | 50 | 55 | 0.019273 | 0.125 | 0.08 | 261 | 0 | 0.364 | 1 | 1 | cs | TRUE
56 | LV_4006-10_0_4_line_56 |  | 51 | 63 | 0.017653 | 0.125 | 0.08 | 261 | 0 | 0.364 | 1 | 1 | cs | TRUE
57 | LV_4006-10_0_4_line_57 |  | 52 | 53 | 0.015437 | 0.125 | 0.08 | 261 | 0 | 0.364 | 1 | 1 | cs | TRUE
58 | LV_4006-10_0_4_line_58 |  | 53 | 65 | 0.0039591 | 0.125 | 0.08 | 261 | 0 | 0.364 | 1 | 1 | cs | TRUE
59 | LV_4006-10_0_4_line_59 |  | 53 | 66 | 0.027051 | 0.125 | 0.08 | 261 | 0 | 0.364 | 1 | 1 | cs | TRUE
60 | LV_4006-10_0_4_line_60 |  | 54 | 67 | 0.020657 | 0.125 | 0.08 | 261 | 0 | 0.364 | 1 | 1 | cs | TRUE
61 | LV_4006-10_0_4_line_61 |  | 55 | 68 | 0.026115 | 0.125 | 0.08 | 261 | 0 | 0.364 | 1 | 1 | cs | TRUE
62 | LV_4006-10_0_4_line_62 |  | 56 | 57 | 0.0075281 | 0.125 | 0.08 | 261 | 0 | 0.364 | 1 | 1 | cs | TRUE
63 | LV_4006-10_0_4_line_63 |  | 56 | 58 | 0.013582 | 0.125 | 0.08 | 261 | 0 | 0.364 | 1 | 1 | cs | TRUE
64 | LV_4006-10_0_4_line_64 |  | 57 | 59 | 0.011401 | 0.125 | 0.08 | 261 | 0 | 0.364 | 1 | 1 | cs | TRUE
65 | LV_4006-10_0_4_line_65 |  | 58 | 60 | 0.010743 | 0.125 | 0.08 | 261 | 0 | 0.364 | 1 | 1 | cs | TRUE
66 | LV_4006-10_0_4_line_66 |  | 58 | 61 | 0.0069698 | 0.125 | 0.08 | 261 | 0 | 0.364 | 1 | 1 | cs | TRUE
67 | LV_4006-10_0_4_line_67 |  | 59 | 62 | 0.0094151 | 0.125 | 0.08 | 261 | 0 | 0.364 | 1 | 1 | cs | TRUE
68 | LV_4006-10_0_4_line_68 |  | 60 | 63 | 0.011106 | 0.125 | 0.08 | 261 | 0 | 0.364 | 1 | 1 | cs | TRUE
69 | LV_4006-10_0_4_line_69 |  | 62 | 64 | 0.0078622 | 0.125 | 0.08 | 261 | 0 | 0.364 | 1 | 1 | cs | TRUE
70 | LV_4006-10_0_4_line_70 |  | 65 | 89 | 0.0092486 | 0.125 | 0.08 | 261 | 0 | 0.364 | 1 | 1 | cs | TRUE
71 | LV_4006-10_0_4_line_71 |  | 66 | 94 | 0.0021826 | 0.125 | 0.08 | 261 | 0 | 0.364 | 1 | 1 | cs | TRUE
72 | LV_4006-10_0_4_line_72 |  | 68 | 69 | 0.02096 | 0.125 | 0.08 | 261 | 0 | 0.364 | 1 | 1 | cs | TRUE
73 | LV_4006-10_0_4_line_73 |  | 69 | 70 | 0.03147 | 0.125 | 0.08 | 261 | 0 | 0.364 | 1 | 1 | cs | TRUE
74 | LV_4006-10_0_4_line_74 |  | 69 | 71 | 0.01426 | 0.125 | 0.08 | 261 | 0 | 0.364 | 1 | 1 | cs | TRUE
75 | LV_4006-10_0_4_line_75 |  | 70 | 87 | 0.023494 | 0.125 | 0.08 | 261 | 0 | 0.364 | 1 | 3 | cs | TRUE
76 | LV_4006-10_0_4_line_76 |  | 70 | 88 | 0.028352 | 0.125 | 0.08 | 261 | 0 | 0.364 | 1 | 3 | cs | TRUE
77 | LV_4006-10_0_4_line_77 |  | 71 | 84 | 0.020815 | 0.125 | 0.08 | 261 | 0 | 0.364 | 1 | 1 | cs | TRUE
78 | LV_4006-10_0_4_line_78 |  | 72 | 73 | 0.024969 | 0.125 | 0.08 | 261 | 0 | 0.364 | 1 | 1 | cs | TRUE
79 | LV_4006-10_0_4_line_79 |  | 72 | 74 | 0.034043 | 0.125 | 0.08 | 261 | 0 | 0.364 | 1 | 1 | cs | TRUE
80 | LV_4006-10_0_4_line_80 |  | 73 | 75 | 0.019249 | 0.125 | 0.08 | 261 | 0 | 0.364 | 1 | 1 | cs | TRUE
81 | LV_4006-10_0_4_line_81 |  | 74 | 76 | 0.022532 | 0.125 | 0.08 | 261 | 0 | 0.364 | 1 | 1 | cs | TRUE
82 | LV_4006-10_0_4_line_82 |  | 76 | 77 | 0.037349 | 0.125 | 0.08 | 261 | 0 | 0.364 | 1 | 1 | cs | TRUE
83 | LV_4006-10_0_4_line_83 |  | 77 | 78 | 0.023422 | 0.125 | 0.08 | 261 | 0 | 0.364 | 1 | 1 | cs | TRUE
84 | LV_4006-10_0_4_line_84 |  | 77 | 79 | 0.010758 | 0.125 | 0.08 | 261 | 0 | 0.364 | 1 | 1 | cs | TRUE
85 | LV_4006-10_0_4_line_85 |  | 78 | 95 | 0.021578 | 0.125 | 0.08 | 261 | 0 | 0.364 | 1 | 1 | cs | TRUE
86 | LV_4006-10_0_4_line_86 |  | 79 | 92 | 0.022059 | 0.125 | 0.08 | 261 | 0 | 0.364 | 1 | 1 | cs | TRUE
87 | LV_4006-10_0_4_line_87 |  | 80 | 81 | 0.02041 | 0.125 | 0.08 | 261 | 0 | 0.364 | 1 | 1 | cs | TRUE
88 | LV_4006-10_0_4_line_88 |  | 81 | 82 | 0.0021114 | 0.125 | 0.08 | 261 | 0 | 0.364 | 1 | 1 | cs | TRUE
89 | LV_4006-10_0_4_line_89 |  | 81 | 83 | 0.014229 | 0.125 | 0.08 | 261 | 0 | 0.364 | 1 | 1 | cs | TRUE
90 | LV_4006-10_0_4_line_90 |  | 82 | 92 | 0.018188 | 0.125 | 0.08 | 261 | 0 | 0.364 | 1 | 1 | cs | TRUE
91 | LV_4006-10_0_4_line_91 |  | 83 | 93 | 0.00034642 | 0.125 | 0.08 | 261 | 0 | 0.364 | 1 | 1 | cs | TRUE
92 | LV_4006-10_0_4_line_92 |  | 84 | 85 | 0.0011668 | 0.125 | 0.08 | 261 | 0 | 0.364 | 1 | 1 | cs | TRUE
93 | LV_4006-10_0_4_line_93 |  | 85 | 86 | 0.023469 | 0.125 | 0.08 | 261 | 0 | 0.364 | 1 | 1 | cs | TRUE
94 | LV_4006-10_0_4_line_94 |  | 86 | 89 | 0.011962 | 0.125 | 0.08 | 261 | 0 | 0.364 | 1 | 1 | cs | TRUE
95 | LV_4006-10_0_4_line_95 |  | 87 | 90 | 0.030413 | 0.125 | 0.08 | 261 | 0 | 0.364 | 1 | 3 | cs | TRUE
96 | LV_4006-10_0_4_line_96 |  | 88 | 91 | 0.016418 | 0.125 | 0.08 | 261 | 0 | 0.364 | 1 | 3 | cs | TRUE
97 | LV_4006-10_0_4_line_97 |  | 90 | 162 | 0.026223 | 0.125 | 0.08 | 261 | 0 | 0.364 | 1 | 3 | cs | TRUE
98 | LV_4006-10_0_4_line_98 |  | 91 | 185 | 0.0048557 | 0.125 | 0.08 | 261 | 0 | 0.364 | 1 | 3 | cs | TRUE
99 | LV_4006-10_0_4_line_99 |  | 93 | 94 | 0.017028 | 0.125 | 0.08 | 261 | 0 | 0.364 | 1 | 1 | cs | TRUE
100 | LV_4006-10_0_4_line_100 |  | 96 | 97 | 0.02075 | 0.125 | 0.08 | 261 | 0 | 0.364 | 1 | 1 | cs | TRUE
101 | LV_4006-10_0_4_line_101 |  | 96 | 98 | 0.013851 | 0.125 | 0.08 | 261 | 0 | 0.364 | 1 | 1 | cs | TRUE
102 | LV_4006-10_0_4_line_102 |  | 97 | 99 | 0.023676 | 0.125 | 0.08 | 261 | 0 | 0.364 | 1 | 1 | cs | TRUE
103 | LV_4006-10_0_4_line_103 |  | 98 | 100 | 0.027394 | 0.125 | 0.08 | 261 | 0 | 0.364 | 1 | 1 | cs | TRUE
104 | LV_4006-10_0_4_line_104 |  | 99 | 101 | 0.0029403 | 0.125 | 0.08 | 261 | 0 | 0.364 | 1 | 1 | cs | TRUE
105 | LV_4006-10_0_4_line_105 |  | 100 | 102 | 0.011683 | 0.125 | 0.08 | 261 | 0 | 0.364 | 1 | 1 | cs | TRUE
106 | LV_4006-10_0_4_line_106 |  | 100 | 103 | 0.020868 | 0.125 | 0.08 | 261 | 0 | 0.364 | 1 | 1 | cs | TRUE
107 | LV_4006-10_0_4_line_107 |  | 101 | 107 | 0.023882 | 0.125 | 0.08 | 261 | 0 | 0.364 | 1 | 1 | cs | TRUE
108 | LV_4006-10_0_4_line_108 |  | 102 | 108 | 0.0042837 | 0.125 | 0.08 | 261 | 0 | 0.364 | 1 | 1 | cs | TRUE
109 | LV_4006-10_0_4_line_109 |  | 103 | 109 | 0.050862 | 0.125 | 0.08 | 261 | 0 | 0.364 | 1 | 1 | cs | TRUE
110 | LV_4006-10_0_4_line_110 |  | 104 | 105 | 0.017156 | 0.125 | 0.08 | 261 | 0 | 0.364 | 1 | 3 | cs | TRUE
111 | LV_4006-10_0_4_line_111 |  | 104 | 106 | 0.0058469 | 0.125 | 0.08 | 261 | 0 | 0.364 | 1 | 3 | cs | TRUE
112 | LV_4006-10_0_4_line_112 |  | 105 | 110 | 0.0082638 | 0.125 | 0.08 | 261 | 0 | 0.364 | 1 | 1 | cs | TRUE
113 | LV_4006-10_0_4_line_113 |  | 106 | 111 | 0.021931 | 0.125 | 0.08 | 261 | 0 | 0.364 | 1 | 3 | cs | TRUE
114 | LV_4006-10_0_4_line_114 |  | 107 | 128 | 0.0043396 | 0.125 | 0.08 | 261 | 0 | 0.364 | 1 | 1 | cs | TRUE
115 | LV_4006-10_0_4_line_115 |  | 108 | 195 | 0.010678 | 0.125 | 0.08 | 261 | 0 | 0.364 | 1 | 1 | cs | TRUE
116 | LV_4006-10_0_4_line_116 |  | 109 | 130 | 0.021075 | 0.125 | 0.08 | 261 | 0 | 0.364 | 1 | 1 | cs | TRUE
117 | LV_4006-10_0_4_line_117 |  | 110 | 126 | 0.023011 | 0.125 | 0.08 | 261 | 0 | 0.364 | 1 | 1 | cs | TRUE
118 | LV_4006-10_0_4_line_118 |  | 111 | 162 | 0.023958 | 0.125 | 0.08 | 261 | 0 | 0.364 | 1 | 3 | cs | TRUE
119 | LV_4006-10_0_4_line_119 |  | 112 | 113 | 0.0162 | 0.125 | 0.08 | 261 | 0 | 0.364 | 1 | 1 | cs | TRUE
120 | LV_4006-10_0_4_line_120 |  | 113 | 114 | 0.020417 | 0.125 | 0.08 | 261 | 0 | 0.364 | 1 | 1 | cs | TRUE
121 | LV_4006-10_0_4_line_121 |  | 114 | 115 | 0.019996 | 0.125 | 0.08 | 261 | 0 | 0.364 | 1 | 1 | cs | TRUE
122 | LV_4006-10_0_4_line_122 |  | 114 | 116 | 0.021796 | 0.125 | 0.08 | 261 | 0 | 0.364 | 1 | 1 | cs | TRUE
123 | LV_4006-10_0_4_line_123 |  | 116 | 117 | 0.038703 | 0.125 | 0.08 | 261 | 0 | 0.364 | 1 | 1 | cs | TRUE
124 | LV_4006-10_0_4_line_124 |  | 116 | 118 | 0.049221 | 0.125 | 0.08 | 261 | 0 | 0.364 | 1 | 1 | cs | TRUE
125 | LV_4006-10_0_4_line_125 |  | 118 | 131 | 0.0014198 | 0.125 | 0.08 | 261 | 0 | 0.364 | 1 | 1 | cs | TRUE
126 | LV_4006-10_0_4_line_126 |  | 119 | 120 | 0.025747 | 0.125 | 0.08 | 261 | 0 | 0.364 | 1 | 1 | cs | TRUE
127 | LV_4006-10_0_4_line_127 |  | 119 | 121 | 0.024628 | 0.125 | 0.08 | 261 | 0 | 0.364 | 1 | 1 | cs | TRUE
128 | LV_4006-10_0_4_line_128 |  | 121 | 122 | 0.018837 | 0.125 | 0.08 | 261 | 0 | 0.364 | 1 | 1 | cs | TRUE
129 | LV_4006-10_0_4_line_129 |  | 122 | 125 | 0.0216 | 0.125 | 0.08 | 261 | 0 | 0.364 | 1 | 1 | cs | TRUE
130 | LV_4006-10_0_4_line_130 |  | 122 | 126 | 0.0073547 | 0.125 | 0.08 | 261 | 0 | 0.364 | 1 | 1 | cs | TRUE
131 | LV_4006-10_0_4_line_131 |  | 123 | 127 | 0.013058 | 0.125 | 0.08 | 261 | 0 | 0.364 | 1 | 1 | cs | TRUE
132 | LV_4006-10_0_4_line_132 |  | 127 | 150 | 0.0029966 | 0.125 | 0.08 | 261 | 0 | 0.364 | 1 | 1 | cs | TRUE
133 | LV_4006-10_0_4_line_133 |  | 128 | 129 | 0.01843 | 0.125 | 0.08 | 261 | 0 | 0.364 | 1 | 1 | cs | TRUE
134 | LV_4006-10_0_4_line_134 |  | 130 | 131 | 0.00043776 | 0.125 | 0.08 | 261 | 0 | 0.364 | 1 | 1 | cs | TRUE
135 | LV_4006-10_0_4_line_135 |  | 132 | 133 | 0.0092359 | 0.125 | 0.08 | 261 | 0 | 0.364 | 1 | 1 | cs | TRUE
136 | LV_4006-10_0_4_line_136 |  | 133 | 136 | 0.028595 | 0.125 | 0.08 | 261 | 0 | 0.364 | 1 | 1 | cs | TRUE
137 | LV_4006-10_0_4_line_137 |  | 133 | 137 | 0.015965 | 0.125 | 0.08 | 261 | 0 | 0.364 | 1 | 1 | cs | TRUE
138 | LV_4006-10_0_4_line_138 |  | 134 | 135 | 0.024104 | 0.125 | 0.08 | 261 | 0 | 0.364 | 1 | 1 | cs | TRUE
139 | LV_4006-10_0_4_line_139 |  | 135 | 138 | 0.0029869 | 0.125 | 0.08 | 261 | 0 | 0.364 | 1 | 1 | cs | TRUE
140 | LV_4006-10_0_4_line_140 |  | 137 | 139 | 0.024229 | 0.125 | 0.08 | 261 | 0 | 0.364 | 1 | 1 | cs | TRUE
141 | LV_4006-10_0_4_line_141 |  | 138 | 140 | 0.020677 | 0.125 | 0.08 | 261 | 0 | 0.364 | 1 | 1 | cs | TRUE
142 | LV_4006-10_0_4_line_142 |  | 139 | 141 | 0.00039784 | 0.125 | 0.08 | 261 | 0 | 0.364 | 1 | 1 | cs | TRUE
143 | LV_4006-10_0_4_line_143 |  | 140 | 142 | 0.031931 | 0.125 | 0.08 | 261 | 0 | 0.364 | 1 | 1 | cs | TRUE
144 | LV_4006-10_0_4_line_144 |  | 141 | 150 | 0.014036 | 0.125 | 0.08 | 261 | 0 | 0.364 | 1 | 1 | cs | TRUE
145 | LV_4006-10_0_4_line_145 |  | 142 | 143 | 0.021198 | 0.125 | 0.08 | 261 | 0 | 0.364 | 1 | 1 | cs | TRUE
146 | LV_4006-10_0_4_line_146 |  | 142 | 144 | 0.024706 | 0.125 | 0.08 | 261 | 0 | 0.364 | 1 | 1 | cs | TRUE
147 | LV_4006-10_0_4_line_147 |  | 142 | 145 | 0.036331 | 0.125 | 0.08 | 261 | 0 | 0.364 | 1 | 1 | cs | TRUE
148 | LV_4006-10_0_4_line_148 |  | 143 | 146 | 0.021333 | 0.125 | 0.08 | 261 | 0 | 0.364 | 1 | 1 | cs | TRUE
149 | LV_4006-10_0_4_line_149 |  | 144 | 147 | 0.0096739 | 0.125 | 0.08 | 261 | 0 | 0.364 | 1 | 1 | cs | TRUE
150 | LV_4006-10_0_4_line_150 |  | 145 | 148 | 0.0010374 | 0.125 | 0.08 | 261 | 0 | 0.364 | 1 | 1 | cs | TRUE
151 | LV_4006-10_0_4_line_151 |  | 146 | 170 | 0.025906 | 0.125 | 0.08 | 261 | 0 | 0.364 | 1 | 1 | cs | TRUE
152 | LV_4006-10_0_4_line_152 |  | 147 | 157 | 0.01114 | 0.125 | 0.08 | 261 | 0 | 0.364 | 1 | 1 | cs | TRUE
153 | LV_4006-10_0_4_line_153 |  | 148 | 187 | 0.025132 | 0.125 | 0.08 | 261 | 0 | 0.364 | 1 | 1 | cs | TRUE
154 | LV_4006-10_0_4_line_154 |  | 149 | 150 | 0.040333 | 0.125 | 0.08 | 261 | 0 | 0.364 | 1 | 1 | cs | TRUE
155 | LV_4006-10_0_4_line_155 |  | 151 | 152 | 0.012107 | 0.125 | 0.08 | 261 | 0 | 0.364 | 1 | 1 | cs | TRUE
156 | LV_4006-10_0_4_line_156 |  | 151 | 153 | 0.00268 | 0.125 | 0.08 | 261 | 0 | 0.364 | 1 | 1 | cs | TRUE
157 | LV_4006-10_0_4_line_157 |  | 152 | 154 | 0.0099131 | 0.125 | 0.08 | 261 | 0 | 0.364 | 1 | 1 | cs | TRUE
158 | LV_4006-10_0_4_line_158 |  | 153 | 155 | 0.025184 | 0.125 | 0.08 | 261 | 0 | 0.364 | 1 | 1 | cs | TRUE
159 | LV_4006-10_0_4_line_159 |  | 154 | 156 | 0.0010765 | 0.125 | 0.08 | 261 | 0 | 0.364 | 1 | 1 | cs | TRUE
160 | LV_4006-10_0_4_line_160 |  | 155 | 157 | 0.030977 | 0.125 | 0.08 | 261 | 0 | 0.364 | 1 | 1 | cs | TRUE
161 | LV_4006-10_0_4_line_161 |  | 155 | 158 | 0.01607 | 0.125 | 0.08 | 261 | 0 | 0.364 | 1 | 1 | cs | TRUE
162 | LV_4006-10_0_4_line_162 |  | 156 | 159 | 0.025693 | 0.125 | 0.08 | 261 | 0 | 0.364 | 1 | 1 | cs | TRUE
163 | LV_4006-10_0_4_line_163 |  | 157 | 160 | 0.016163 | 0.125 | 0.08 | 261 | 0 | 0.364 | 1 | 1 | cs | TRUE
164 | LV_4006-10_0_4_line_164 |  | 158 | 161 | 0.0017172 | 0.125 | 0.08 | 261 | 0 | 0.364 | 1 | 1 | cs | TRUE
165 | LV_4006-10_0_4_line_165 |  | 159 | 163 | 0.026481 | 0.125 | 0.08 | 261 | 0 | 0.364 | 1 | 1 | cs | TRUE
166 | LV_4006-10_0_4_line_166 |  | 160 | 194 | 0.0083544 | 0.125 | 0.08 | 261 | 0 | 0.364 | 1 | 1 | cs | TRUE
167 | LV_4006-10_0_4_line_167 |  | 161 | 165 | 0.0058289 | 0.125 | 0.08 | 261 | 0 | 0.364 | 1 | 1 | cs | TRUE
168 | LV_4006-10_0_4_line_168 |  | 163 | 164 | 0.026814 | 0.125 | 0.08 | 261 | 0 | 0.364 | 1 | 1 | cs | TRUE
169 | LV_4006-10_0_4_line_169 |  | 164 | 184 | 0.014807 | 0.125 | 0.08 | 261 | 0 | 0.364 | 1 | 1 | cs | TRUE
170 | LV_4006-10_0_4_line_170 |  | 165 | 166 | 0.017084 | 0.125 | 0.08 | 261 | 0 | 0.364 | 1 | 1 | cs | TRUE
171 | LV_4006-10_0_4_line_171 |  | 166 | 167 | 0.0021416 | 0.125 | 0.08 | 261 | 0 | 0.364 | 1 | 1 | cs | TRUE
172 | LV_4006-10_0_4_line_172 |  | 167 | 168 | 0.0026247 | 0.125 | 0.08 | 261 | 0 | 0.364 | 1 | 1 | cs | TRUE
173 | LV_4006-10_0_4_line_173 |  | 168 | 169 | 0.0053924 | 0.125 | 0.08 | 261 | 0 | 0.364 | 1 | 1 | cs | TRUE
174 | LV_4006-10_0_4_line_174 |  | 169 | 203 | 0.013962 | 0.125 | 0.08 | 261 | 0 | 0.364 | 1 | 1 | cs | TRUE
175 | LV_4006-10_0_4_line_175 |  | 170 | 171 | 0.0024427 | 0.125 | 0.08 | 261 | 0 | 0.364 | 1 | 1 | cs | TRUE
176 | LV_4006-10_0_4_line_176 |  | 171 | 172 | 0.035023 | 0.125 | 0.08 | 261 | 0 | 0.364 | 1 | 2 | cs | TRUE
177 | LV_4006-10_0_4_line_177 |  | 172 | 173 | 0.019039 | 0.125 | 0.08 | 261 | 0 | 0.364 | 1 | 2 | cs | TRUE
178 | LV_4006-10_0_4_line_178 |  | 172 | 174 | 0.021467 | 0.125 | 0.08 | 261 | 0 | 0.364 | 1 | 1 | cs | TRUE
179 | LV_4006-10_0_4_line_179 |  | 173 | 175 | 0.030291 | 0.125 | 0.08 | 261 | 0 | 0.364 | 1 | 1 | cs | TRUE
180 | LV_4006-10_0_4_line_180 |  | 173 | 176 | 0.013243 | 0.125 | 0.08 | 261 | 0 | 0.364 | 1 | 3 | cs | TRUE
181 | LV_4006-10_0_4_line_181 |  | 174 | 177 | 0.0026033 | 0.125 | 0.08 | 261 | 0 | 0.364 | 1 | 1 | cs | TRUE
182 | LV_4006-10_0_4_line_182 |  | 175 | 186 | 0.023429 | 0.125 | 0.08 | 261 | 0 | 0.364 | 1 | 1 | cs | TRUE
183 | LV_4006-10_0_4_line_183 |  | 176 | 185 | 0.03001 | 0.125 | 0.08 | 261 | 0 | 0.364 | 1 | 3 | cs | TRUE
184 | LV_4006-10_0_4_line_184 |  | 178 | 179 | 0.019715 | 0.125 | 0.08 | 261 | 0 | 0.364 | 1 | 1 | cs | TRUE
185 | LV_4006-10_0_4_line_185 |  | 178 | 180 | 0.064393 | 0.125 | 0.08 | 261 | 0 | 0.364 | 1 | 1 | cs | TRUE
186 | LV_4006-10_0_4_line_186 |  | 179 | 181 | 0.0049432 | 0.125 | 0.08 | 261 | 0 | 0.364 | 1 | 1 | cs | TRUE
187 | LV_4006-10_0_4_line_187 |  | 181 | 182 | 0.024652 | 0.125 | 0.08 | 261 | 0 | 0.364 | 1 | 1 | cs | TRUE
188 | LV_4006-10_0_4_line_188 |  | 182 | 183 | 0.0083736 | 0.125 | 0.08 | 261 | 0 | 0.364 | 1 | 1 | cs | TRUE
189 | LV_4006-10_0_4_line_189 |  | 183 | 201 | 0.021127 | 0.125 | 0.08 | 261 | 0 | 0.364 | 1 | 1 | cs | TRUE
190 | LV_4006-10_0_4_line_190 |  | 187 | 188 | 0.022102 | 0.125 | 0.08 | 261 | 0 | 0.364 | 1 | 1 | cs | TRUE
191 | LV_4006-10_0_4_line_191 |  | 188 | 189 | 0.0037453 | 0.125 | 0.08 | 261 | 0 | 0.364 | 1 | 1 | cs | TRUE
192 | LV_4006-10_0_4_line_192 |  | 189 | 190 | 0.02688 | 0.125 | 0.08 | 261 | 0 | 0.364 | 1 | 1 | cs | TRUE
193 | LV_4006-10_0_4_line_193 |  | 190 | 196 | 0.0018366 | 0.125 | 0.08 | 261 | 0 | 0.364 | 1 | 1 | cs | TRUE
194 | LV_4006-10_0_4_line_194 |  | 191 | 192 | 0.0061797 | 0.125 | 0.08 | 261 | 0 | 0.364 | 1 | 1 | cs | TRUE
195 | LV_4006-10_0_4_line_195 |  | 192 | 193 | 0.00087111 | 0.125 | 0.08 | 261 | 0 | 0.364 | 1 | 1 | cs | TRUE
196 | LV_4006-10_0_4_line_196 |  | 193 | 194 | 0.012444 | 0.125 | 0.08 | 261 | 0 | 0.364 | 1 | 1 | cs | TRUE
197 | LV_4006-10_0_4_line_197 |  | 197 | 198 | 0.0027216 | 0.125 | 0.08 | 261 | 0 | 0.364 | 1 | 1 | cs | TRUE
198 | LV_4006-10_0_4_line_198 |  | 197 | 199 | 0.021878 | 0.125 | 0.08 | 261 | 0 | 0.364 | 1 | 1 | cs | TRUE
199 | LV_4006-10_0_4_line_199 |  | 198 | 200 | 0.00597 | 0.125 | 0.08 | 261 | 0 | 0.364 | 1 | 1 | cs | TRUE
200 | LV_4006-10_0_4_line_200 |  | 199 | 201 | 0.024739 | 0.125 | 0.08 | 261 | 0 | 0.364 | 1 | 1 | cs | TRUE
201 | LV_4006-10_0_4_line_201 |  | 199 | 202 | 0.026049 | 0.125 | 0.08 | 261 | 0 | 0.364 | 1 | 1 | cs | TRUE
202 | LV_4006-10_0_4_line_202 |  | 200 | 203 | 0.0031871 | 0.125 | 0.08 | 261 | 0 | 0.364 | 1 | 1 | cs | TRUE

## trafo
| name | std_type | hv_bus | lv_bus | sn_mva | vn_hv_kv | vn_lv_kv | vk_percent | vkr_percent | pfe_kw | i0_percent | shift_degree | tap_side | tap_neutral | tap_min | tap_max | tap_step_percent | tap_step_degree | tap_pos | tap_phase_shifter | parallel | df | in_service
0 | LV_4006-10_0_4_trafo_108 | 0.63 MVA 20/0.4 kV | 204 | 105 | 0.63 | 20 | 0.4 | 6 | 1.206 | 1.65 | 0.2619 | 150 | hv | 0 | -2 | 2 | 2.5 | 0 | 0 | FALSE | 1 | 1 | TRUE

## line_geodata
| x0 | y0 | x1 | y1 | x2 | y2 | x3 | y3 | x4 | y4 | x5 | y5 | x6 | y6 | x7 | y7
0 | 2651316.2934 | 1244596.1376 | 2651133.6691 | 1244463.8294
1 | 2651316.2934 | 1244596.1376 | 2651203.9142 | 1244701.808
2 | 2651339.1812 | 1244583.0551 | 2651316.2934 | 1244596.1376
3 | 2651197.3796 | 1244713.0147 | 2651203.9142 | 1244701.808
4 | 2651339.1812 | 1244583.0551 | 2651353.4609 | 1244574.8928 | 2651356.1823 | 1244573.4594
5 | 2650719.0346 | 1245078.5192 | 2650728.4403 | 1245084.9934
6 | 2650719.0346 | 1245078.5192 | 2650715.6372 | 1245083.1761
7 | 2650715.6372 | 1245083.1761 | 2650702.3896 | 1245101.3349
8 | 2651443.0524 | 1244732.4417 | 2651448.4081 | 1244736.7009 | 2651455.6663 | 1244746.5272
9 | 2651443.0524 | 1244732.4417 | 2651433.8346 | 1244725.1113 | 2651418.9089 | 1244721.0348 | 2651410.4131 | 1244722.8712
10 | 2651492.353 | 1244592.2836 | 2651443.0524 | 1244732.4417
11 | 2651357.165 | 1244572.9418 | 2651492.353 | 1244592.2836
12 | 2651504.298 | 1244580.0381 | 2651503.273 | 1244588.7444 | 2651500.8094 | 1244592.2587 | 2651492.353 | 1244592.2836
13 | 2651357.165 | 1244572.9418 | 2651356.1823 | 1244573.4594
14 | 2651004.9569 | 1245361.3251 | 2651089.7354 | 1245291.9744
15 | 2651004.9569 | 1245361.3251 | 2650997.4674 | 1245369.258
16 | 2650982.5512 | 1245233.7226 | 2650990.9618 | 1245221.9353
17 | 2650982.5512 | 1245233.7226 | 2650980.1078 | 1245237.147
18 | 2651008.3679 | 1245072.9677 | 2650992.0499 | 1245083.1138
19 | 2650984.1989 | 1245090.9992 | 2650990.7045 | 1245083.9503 | 2650992.0499 | 1245083.1138
20 | 2651010.3303 | 1245071.7475 | 2651008.3679 | 1245072.9677
21 | 2650984.1989 | 1245090.9992 | 2650966.7528 | 1245080.4645 | 2650964.0648 | 1245078.8656
22 | 2650984.1989 | 1245090.9992 | 2650952.1816 | 1245132.7694
23 | 2651010.3303 | 1245071.7475 | 2651077.0931 | 1245030.7464
24 | 2650940.3107 | 1245064.7353 | 2650964.0648 | 1245078.8656
25 | 2650952.1816 | 1245132.7694 | 2650950.6614 | 1245134.7526
26 | 2650913.6664 | 1245183.0167 | 2650950.6614 | 1245134.7526
27 | 2650895.5689 | 1245206.627 | 2650913.6664 | 1245183.0167
28 | 2650895.5689 | 1245206.627 | 2650906.685 | 1245215.1948 | 2650908.997 | 1245216.9369
29 | 2650895.5689 | 1245206.627 | 2650870.6336 | 1245186.3005
30 | 2650895.5689 | 1245206.627 | 2650885.0802 | 1245220.5149
31 | 2651079.8015 | 1245033.8495 | 2651077.0931 | 1245030.7464
32 | 2650900.7965 | 1245041.1834 | 2650922.7542 | 1245054.2916 | 2650940.3107 | 1245064.7353
33 | 2651120.1418 | 1245002.768 | 2651132.6446 | 1244991.7767
34 | 2651132.6446 | 1244991.7767 | 2651179.4046 | 1244944.103
35 | 2651079.8015 | 1245033.8495 | 2651086.196 | 1245030.0687 | 2651096.0798 | 1245024.6946 | 2651117.0767 | 1245005.4626 | 2651120.1418 | 1245002.768
36 | 2651179.4046 | 1244944.103 | 2651185.0758 | 1244952.3686 | 2651188.0491 | 1244953.6729 | 2651193.6807 | 1244954.2552 | 2651199.7095 | 1244951.7166 | 2651205.2521 | 1244946.85 | 2651207.14 | 1244938.2272 | 2651209.0567 | 1244929.4595
37 | 2651179.4046 | 1244944.103 | 2651176.0616 | 1244939.2376 | 2651165.2115 | 1244924.4685
38 | 2651079.8015 | 1245033.8495 | 2651095.4627 | 1245051.1998
39 | 2651105.7449 | 1245062.5909 | 2651095.4627 | 1245051.1998
40 | 2651150.9748 | 1244906.0992 | 2651159.9826 | 1244917.3511 | 2651165.2115 | 1244924.4685
41 | 2650900.7965 | 1245041.1834 | 2650795.1881 | 1244969.9867
42 | 2651245.0238 | 1244737.1864 | 2651150.9748 | 1244906.0992
43 | 2651197.3796 | 1244713.0147 | 2651245.0238 | 1244737.1864
44 | 2650795.1881 | 1244969.9867 | 2650817.214 | 1244939.9107 | 2650822.7995 | 1244931.9705
45 | 2650856.2829 | 1245174.6022 | 2650837.0453 | 1245159.7497 | 2650825.681 | 1245151.9273
46 | 2650856.2829 | 1245174.6022 | 2650870.6336 | 1245186.3005
47 | 2650856.2829 | 1245174.6022 | 2650842.0464 | 1245193.5777
48 | 2650592.3473 | 1245452.6262 | 2650609.0429 | 1245469.0801
49 | 2650578.8456 | 1245439.3198 | 2650592.3473 | 1245452.6262
50 | 2650619.6555 | 1245479.5391 | 2650609.0429 | 1245469.0801
51 | 2650578.8456 | 1245439.3198 | 2650553.7178 | 1245416.4221
52 | 2650619.6555 | 1245479.5391 | 2650634.7992 | 1245469.8147
53 | 2650619.6555 | 1245479.5391 | 2650624.7964 | 1245503.4672
54 | 2650534.6658 | 1245399.061 | 2650553.7178 | 1245416.4221
55 | 2650634.7992 | 1245469.8147 | 2650651.0161 | 1245459.4012
56 | 2650612.0345 | 1245515.6647 | 2650624.7964 | 1245503.4672
57 | 2650623.3116 | 1245393.7351 | 2650612.1456 | 1245404.3948
58 | 2650623.3116 | 1245393.7351 | 2650626.3457 | 1245391.1917
59 | 2650623.3116 | 1245393.7351 | 2650603.673 | 1245375.1318
60 | 2650534.6658 | 1245399.061 | 2650518.7216 | 1245385.9271
61 | 2650651.0161 | 1245459.4012 | 2650657.6243 | 1245455.1578 | 2650671.1144 | 1245442.8486
62 | 2650624.6225 | 1245529.1465 | 2650619.4431 | 1245534.6097
63 | 2650606.5295 | 1245534.753 | 2650613.6981 | 1245536.6599 | 2650619.0688 | 1245535.0046 | 2650619.4431 | 1245534.6097
64 | 2650632.4666 | 1245520.8725 | 2650624.6225 | 1245529.1465
65 | 2650605.2283 | 1245524.3349 | 2650607.0344 | 1245529.5983 | 2650606.5295 | 1245534.753
66 | 2650606.5295 | 1245534.753 | 2650601.6331 | 1245539.7132
67 | 2650632.4666 | 1245520.8725 | 2650638.9442 | 1245514.0399
68 | 2650605.2283 | 1245524.3349 | 2650608.6213 | 1245518.9269 | 2650612.0345 | 1245515.6647
69 | 2650644.3534 | 1245508.3342 | 2650638.9442 | 1245514.0399
70 | 2650633.4335 | 1245385.2503 | 2650626.3457 | 1245391.1917
71 | 2650603.673 | 1245375.1318 | 2650602.0885 | 1245373.6308
72 | 2650686.5976 | 1245428.7208 | 2650671.1144 | 1245442.8486
73 | 2650686.5976 | 1245428.7208 | 2650710.0702 | 1245407.685
74 | 2650686.5976 | 1245428.7208 | 2650676.5983 | 1245418.5537
75 | 2650710.0702 | 1245407.685 | 2650727.1714 | 1245391.5758
76 | 2650710.0702 | 1245407.685 | 2650724.22 | 1245416.6564 | 2650735.754 | 1245417.8669
77 | 2650676.5983 | 1245418.5537 | 2650662.0026 | 1245403.7131
78 | 2650551.8188 | 1245294.8034 | 2650536.2287 | 1245314.3076
79 | 2650573.0741 | 1245268.2117 | 2650551.8188 | 1245294.8034
80 | 2650536.2287 | 1245314.3076 | 2650524.2104 | 1245329.3432
81 | 2650573.0741 | 1245268.2117 | 2650588.4961 | 1245284.6386
82 | 2650614.0599 | 1245311.8681 | 2650588.4961 | 1245284.6386
83 | 2650614.0599 | 1245311.8681 | 2650630.3858 | 1245328.6627
84 | 2650614.0599 | 1245311.8681 | 2650606.9885 | 1245319.9753
85 | 2650645.4262 | 1245344.135 | 2650630.3858 | 1245328.6627
86 | 2650592.4886 | 1245336.5993 | 2650606.9885 | 1245319.9753
87 | 2650579.1453 | 1245351.8972 | 2650565.1417 | 1245366.7459
88 | 2650579.1453 | 1245351.8972 | 2650580.5331 | 1245350.3061
89 | 2650579.1453 | 1245351.8972 | 2650589.475 | 1245361.6824
90 | 2650592.4886 | 1245336.5993 | 2650580.5331 | 1245350.3061
91 | 2650589.7265 | 1245361.9206 | 2650589.475 | 1245361.6824
92 | 2650661.1845 | 1245402.8812 | 2650662.0026 | 1245403.7131
93 | 2650644.7281 | 1245386.1487 | 2650661.1845 | 1245402.8812
94 | 2650644.7281 | 1245386.1487 | 2650644.6152 | 1245386.0339 | 2650638.5339 | 1245384.1807 | 2650634.5511 | 1245384.3135 | 2650633.4335 | 1245385.2503
95 | 2650727.1714 | 1245391.5758 | 2650749.3092 | 1245370.7222
96 | 2650751.5831 | 1245413.5101 | 2650735.754 | 1245417.8669 | 2650735.754 | 1245417.8669
97 | 2650749.3092 | 1245370.7222 | 2650768.3969 | 1245352.7418
98 | 2650751.5831 | 1245413.5101 | 2650756.2647 | 1245412.2216
99 | 2650602.0885 | 1245373.6308 | 2650589.7265 | 1245361.9206
100 | 2650785.6232 | 1245268.7834 | 2650798.076 | 1245252.1852
101 | 2650777.3105 | 1245279.8632 | 2650785.6232 | 1245268.7834
102 | 2650812.2846 | 1245233.2467 | 2650798.076 | 1245252.1852
103 | 2650777.3105 | 1245279.8632 | 2650758.6393 | 1245259.7678
104 | 2650812.2846 | 1245233.2467 | 2650814.0492 | 1245230.8948
105 | 2650758.6393 | 1245259.7678 | 2650765.6299 | 1245250.4066
106 | 2650758.6393 | 1245259.7678 | 2650742.4534 | 1245246.5963
107 | 2650814.0492 | 1245230.8948 | 2650828.3815 | 1245211.7915
108 | 2650768.193 | 1245246.9743 | 2650765.6299 | 1245250.4066
109 | 2650706.988 | 1245210.6004 | 2650709.3043 | 1245214.4714 | 2650723.7043 | 1245231.3391 | 2650742.4534 | 1245246.5963
110 | 2650806.0557 | 1245317.2675 | 2650817.536 | 1245304.4906
111 | 2650806.0557 | 1245317.2675 | 2650801.7997 | 1245321.2766
112 | 2650817.536 | 1245304.4906 | 2650823.0598 | 1245298.3442
113 | 2650801.7997 | 1245321.2766 | 2650785.8361 | 1245336.3142
114 | 2650830.9858 | 1245208.3202 | 2650828.3815 | 1245211.7915
115 | 2650768.6017 | 1245236.304 | 2650768.193 | 1245246.9743
116 | 2650696.1668 | 1245192.5154 | 2650706.988 | 1245210.6004
117 | 2650838.4411 | 1245281.2293 | 2650823.0598 | 1245298.3442
118 | 2650785.8361 | 1245336.3142 | 2650768.3969 | 1245352.7418
119 | 2650692.8416 | 1245114.4227 | 2650702.3896 | 1245101.3349
120 | 2650680.8086 | 1245130.9166 | 2650692.8416 | 1245114.4227
121 | 2650680.8086 | 1245130.9166 | 2650664.8696 | 1245118.8431
122 | 2650680.8086 | 1245130.9166 | 2650669.0088 | 1245149.2615
123 | 2650669.0088 | 1245149.2615 | 2650649.1463 | 1245173.0301 | 2650644.3214 | 1245179.0669
124 | 2650669.0088 | 1245149.2615 | 2650687.538 | 1245178.0945 | 2650695.213 | 1245190.9215
125 | 2650695.942 | 1245192.1398 | 2650695.213 | 1245190.9215
126 | 2650885.0802 | 1245220.5149 | 2650869.5635 | 1245241.0605
127 | 2650854.7211 | 1245260.7131 | 2650869.5635 | 1245241.0605
128 | 2650843.3572 | 1245275.7592 | 2650854.7211 | 1245260.7131
129 | 2650843.3572 | 1245275.7592 | 2650860.4623 | 1245289.0146
130 | 2650843.3572 | 1245275.7592 | 2650838.4411 | 1245281.2293
131 | 2650919.4258 | 1245224.7955 | 2650908.997 | 1245216.9369
132 | 2650921.819 | 1245226.5989 | 2650919.4258 | 1245224.7955
133 | 2650830.9858 | 1245208.3202 | 2650842.0464 | 1245193.5777
134 | 2650695.942 | 1245192.1398 | 2650696.1668 | 1245192.5154
135 | 2650963.499 | 1245260.4237 | 2650963.7506 | 1245269.6562
136 | 2650963.499 | 1245260.4237 | 2650980.1078 | 1245237.147
137 | 2650963.499 | 1245260.4237 | 2650954.5907 | 1245247.2828 | 2650954.5148 | 1245247.2349
138 | 2650954.2638 | 1245317.8672 | 2650952.282 | 1245323.4251 | 2650944.6523 | 1245339.952
139 | 2650943.4003 | 1245342.6639 | 2650944.6523 | 1245339.952
140 | 2650954.5148 | 1245247.2349 | 2650934.0254 | 1245234.303
141 | 2650934.7336 | 1245361.437 | 2650943.4003 | 1245342.6639
142 | 2650934.0254 | 1245234.303 | 2650933.689 | 1245234.0906
143 | 2650923.0218 | 1245390.997 | 2650924.9138 | 1245382.7077 | 2650934.7336 | 1245361.437
144 | 2650921.819 | 1245226.5989 | 2650933.689 | 1245234.0906
145 | 2650923.0218 | 1245390.997 | 2650911.238 | 1245391.5963 | 2650901.9016 | 1245392.6778
146 | 2650923.0218 | 1245390.997 | 2650929.3696 | 1245393.4753 | 2650947.0178 | 1245396.4188
147 | 2650923.0218 | 1245390.997 | 2650923.8809 | 1245396.5303 | 2650923.2061 | 1245401.2165 | 2650920.3848 | 1245410.3874 | 2650912.9204 | 1245419.1625 | 2650908.8076 | 1245421.7909
148 | 2650901.9016 | 1245392.6778 | 2650887.8237 | 1245394.3085 | 2650880.7805 | 1245395.6043
149 | 2650947.0178 | 1245396.4188 | 2650949.6114 | 1245396.8513 | 2650956.4456 | 1245398.5597
150 | 2650907.9334 | 1245422.3496 | 2650908.8076 | 1245421.7909
151 | 2650880.7805 | 1245395.6043 | 2650866.749 | 1245398.186 | 2650855.2022 | 1245399.6471
152 | 2650967.2528 | 1245401.2613 | 2650956.4456 | 1245398.5597
153 | 2650907.9334 | 1245422.3496 | 2650894.1561 | 1245431.1541 | 2650886.2462 | 1245434.969
154 | 2650921.819 | 1245226.5989 | 2650906.8375 | 1245244.9715 | 2650907.0155 | 1245247.9973 | 2650899.5806 | 1245259.3802
155 | 2650965.3571 | 1245439.9954 | 2650976.4168 | 1245435.0694
156 | 2650978.8649 | 1245433.979 | 2650976.4168 | 1245435.0694
157 | 2650965.3571 | 1245439.9954 | 2650956.3015 | 1245444.0288
158 | 2650994.8353 | 1245415.5189 | 2650989.9437 | 1245425.5725 | 2650981.5256 | 1245432.7939 | 2650978.8649 | 1245433.979
159 | 2650956.3015 | 1245444.0288 | 2650955.3182 | 1245444.4668
160 | 2650967.2528 | 1245401.2613 | 2650994.8353 | 1245415.5189
161 | 2650994.8353 | 1245415.5189 | 2651009.1856 | 1245422.7524
162 | 2650932.3357 | 1245455.883 | 2650941.6554 | 1245450.5523 | 2650955.3182 | 1245444.4668
163 | 2650967.2528 | 1245401.2613 | 2650978.3488 | 1245389.5084
164 | 2651010.719 | 1245423.5253 | 2651009.1856 | 1245422.7524
165 | 2650909.3383 | 1245469.0112 | 2650914.7477 | 1245465.9429 | 2650932.3357 | 1245455.883
166 | 2650984.0841 | 1245383.4336 | 2650978.3488 | 1245389.5084
167 | 2651010.719 | 1245423.5253 | 2651010.7456 | 1245423.5387 | 2651015.7002 | 1245426.5524
168 | 2650886.0149 | 1245482.2408 | 2650909.3383 | 1245469.0112
169 | 2650873.1354 | 1245489.5463 | 2650886.0149 | 1245482.2408
170 | 2651015.7002 | 1245426.5524 | 2651030.2959 | 1245435.4304
171 | 2651032.1256 | 1245436.5434 | 2651030.2959 | 1245435.4304
172 | 2651032.1256 | 1245436.5434 | 2651034.368 | 1245437.9073
173 | 2651038.9751 | 1245440.7097 | 2651034.368 | 1245437.9073
174 | 2651038.9751 | 1245440.7097 | 2651050.9038 | 1245447.9654
175 | 2650852.7789 | 1245399.9538 | 2650855.2022 | 1245399.6471
176 | 2650818.0328 | 1245404.3506 | 2650852.7789 | 1245399.9538
177 | 2650799.0235 | 1245406.1557 | 2650818.0328 | 1245404.3506
178 | 2650818.0328 | 1245404.3506 | 2650804.8629 | 1245421.3033
179 | 2650799.0235 | 1245406.1557 | 2650819.6666 | 1245383.9884
180 | 2650799.0235 | 1245406.1557 | 2650785.871 | 1245407.7013
181 | 2650803.2658 | 1245423.3591 | 2650804.8629 | 1245421.3033
182 | 2650835.6331 | 1245366.8428 | 2650819.6666 | 1245383.9884
183 | 2650756.2647 | 1245412.2216 | 2650762.8655 | 1245410.4048 | 2650785.871 | 1245407.7013
184 | 2651144.3321 | 1245408.8279 | 2651158.4587 | 1245395.0761
185 | 2651158.4587 | 1245395.0761 | 2651222.1264 | 1245385.4407
186 | 2651140.79 | 1245412.2759 | 2651144.3321 | 1245408.8279
187 | 2651140.79 | 1245412.2759 | 2651123.1259 | 1245429.4713
188 | 2651123.1259 | 1245429.4713 | 2651117.1258 | 1245435.3121
189 | 2651117.1258 | 1245435.3121 | 2651101.9869 | 1245450.0493
190 | 2650867.4858 | 1245446.5112 | 2650878.3912 | 1245438.7574 | 2650886.2462 | 1245434.969
191 | 2650864.4334 | 1245448.6815 | 2650867.4858 | 1245446.5112
192 | 2650842.5266 | 1245464.2574 | 2650864.4334 | 1245448.6815
193 | 2650841.0297 | 1245465.3217 | 2650842.5266 | 1245464.2574
194 | 2650993.225 | 1245373.7515 | 2650997.4674 | 1245369.258
195 | 2650993.225 | 1245373.7515 | 2650992.627 | 1245374.3849
196 | 2650984.0841 | 1245383.4336 | 2650992.627 | 1245374.3849
197 | 2651061.0525 | 1245454.1385 | 2651058.7273 | 1245452.7241
198 | 2651081.3236 | 1245461.6046 | 2651068.5952 | 1245458.7264 | 2651061.0525 | 1245454.1385
199 | 2651053.6267 | 1245449.6216 | 2651058.7273 | 1245452.7241
200 | 2651081.3236 | 1245461.6046 | 2651083.9099 | 1245462.1939 | 2651094.6588 | 1245457.183 | 2651101.9869 | 1245450.0493
201 | 2651081.3236 | 1245461.6046 | 2651088.8135 | 1245484.0952 | 2651089.7885 | 1245486.2268
202 | 2651053.6267 | 1245449.6216 | 2651050.9038 | 1245447.9654

## bus_geodata
| x | y | coords
0 | 2651133.6691 | 1244463.8294
1 | 2651316.2934 | 1244596.1376
2 | 2651203.9142 | 1244701.808
3 | 2651339.1812 | 1244583.0551
4 | 2650719.0346 | 1245078.5192
5 | 2650728.4403 | 1245084.9934
6 | 2650715.6372 | 1245083.1761
7 | 2651455.6663 | 1244746.5272
8 | 2651443.0524 | 1244732.4417
9 | 2651410.4131 | 1244722.8712
10 | 2651492.353 | 1244592.2836
11 | 2651357.165 | 1244572.9418
12 | 2651504.298 | 1244580.0381
13 | 2651089.7354 | 1245291.9744
14 | 2651004.9569 | 1245361.3251
15 | 2650990.9618 | 1245221.9353
16 | 2650982.5512 | 1245233.7226
17 | 2651356.1823 | 1244573.4594
18 | 2650992.0499 | 1245083.1138
19 | 2651008.3679 | 1245072.9677
20 | 2650984.1989 | 1245090.9992
21 | 2651010.3303 | 1245071.7475
22 | 2650964.0648 | 1245078.8656
23 | 2650952.1816 | 1245132.7694
24 | 2650913.6664 | 1245183.0167
25 | 2650950.6614 | 1245134.7526
26 | 2650895.5689 | 1245206.627
27 | 2651077.0931 | 1245030.7464
28 | 2650940.3107 | 1245064.7353
29 | 2651132.6446 | 1244991.7767
30 | 2651120.1418 | 1245002.768
31 | 2651179.4046 | 1244944.103
32 | 2651079.8015 | 1245033.8496
33 | 2651095.4627 | 1245051.1998
34 | 2651209.0567 | 1244929.4595
35 | 2651165.2115 | 1244924.4685
36 | 2651105.7449 | 1245062.5909
37 | 2650900.7965 | 1245041.1834
38 | 2651150.9748 | 1244906.0992
39 | 2651245.0238 | 1244737.1864
40 | 2651197.3796 | 1244713.0147
41 | 2650795.1881 | 1244969.9867
42 | 2650822.7995 | 1244931.9705
43 | 2650825.681 | 1245151.9273
44 | 2650856.2829 | 1245174.6022
45 | 2650592.3473 | 1245452.6262
46 | 2650609.0429 | 1245469.0801
47 | 2650578.8456 | 1245439.3198
48 | 2650619.6555 | 1245479.5391
49 | 2650553.7178 | 1245416.4221
50 | 2650634.7992 | 1245469.8147
51 | 2650624.7964 | 1245503.4672
52 | 2650612.1456 | 1245404.3948
53 | 2650623.3116 | 1245393.7351
54 | 2650534.6658 | 1245399.061
55 | 2650651.0161 | 1245459.4012
56 | 2650619.4431 | 1245534.6097
57 | 2650624.6225 | 1245529.1465
58 | 2650606.5295 | 1245534.753
59 | 2650632.4666 | 1245520.8725
60 | 2650605.2283 | 1245524.3349
61 | 2650601.6331 | 1245539.7132
62 | 2650638.9442 | 1245514.0399
63 | 2650612.0345 | 1245515.6647
64 | 2650644.3534 | 1245508.3342
65 | 2650626.3457 | 1245391.1917
66 | 2650603.673 | 1245375.1318
67 | 2650518.7216 | 1245385.9271
68 | 2650671.1144 | 1245442.8486
69 | 2650686.5976 | 1245428.7208
70 | 2650710.0702 | 1245407.685
71 | 2650676.5983 | 1245418.5537
72 | 2650551.8188 | 1245294.8034
73 | 2650536.2287 | 1245314.3076
74 | 2650573.0741 | 1245268.2117
75 | 2650524.2104 | 1245329.3432
76 | 2650588.4961 | 1245284.6386
77 | 2650614.0599 | 1245311.8681
78 | 2650630.3858 | 1245328.6627
79 | 2650606.9885 | 1245319.9753
80 | 2650565.1417 | 1245366.7459
81 | 2650579.1453 | 1245351.8972
82 | 2650580.5331 | 1245350.3061
83 | 2650589.475 | 1245361.6824
84 | 2650662.0026 | 1245403.7131
85 | 2650661.1845 | 1245402.8812
86 | 2650644.7281 | 1245386.1487
87 | 2650727.1714 | 1245391.5758
88 | 2650735.754 | 1245417.8669
89 | 2650633.4335 | 1245385.2503
90 | 2650749.3092 | 1245370.7222
91 | 2650751.5831 | 1245413.5101
92 | 2650592.4886 | 1245336.5993
93 | 2650589.7265 | 1245361.9206
94 | 2650602.0885 | 1245373.6308
95 | 2650645.4262 | 1245344.135
96 | 2650785.6232 | 1245268.7834
97 | 2650798.076 | 1245252.1852
98 | 2650777.3105 | 1245279.8632
99 | 2650812.2846 | 1245233.2467
100 | 2650758.6393 | 1245259.7678
101 | 2650814.0492 | 1245230.8948
102 | 2650765.6299 | 1245250.4066
103 | 2650742.4534 | 1245246.5963
104 | 2650806.0557 | 1245317.2675
105 | 2650817.536 | 1245304.4906
106 | 2650801.7997 | 1245321.2766
107 | 2650828.3815 | 1245211.7915
108 | 2650768.193 | 1245246.9743
109 | 2650706.988 | 1245210.6004
110 | 2650823.0598 | 1245298.3442
111 | 2650785.8361 | 1245336.3142
112 | 2650702.3896 | 1245101.3349
113 | 2650692.8416 | 1245114.4227
114 | 2650680.8086 | 1245130.9166
115 | 2650664.8696 | 1245118.8431
116 | 2650669.0088 | 1245149.2615
117 | 2650644.3214 | 1245179.0669
118 | 2650695.213 | 1245190.9215
119 | 2650869.5635 | 1245241.0605
120 | 2650885.0802 | 1245220.5149
121 | 2650854.7211 | 1245260.7131
122 | 2650843.3572 | 1245275.7592
123 | 2650908.997 | 1245216.9369
124 | 2650870.6336 | 1245186.3005
125 | 2650860.4623 | 1245289.0146
126 | 2650838.4411 | 1245281.2293
127 | 2650919.4258 | 1245224.7955
128 | 2650830.9858 | 1245208.3202
129 | 2650842.0464 | 1245193.5777
130 | 2650696.1668 | 1245192.5154
131 | 2650695.942 | 1245192.1398
132 | 2650963.7506 | 1245269.6562
133 | 2650963.499 | 1245260.4237
134 | 2650954.2638 | 1245317.8672
135 | 2650944.6523 | 1245339.952
136 | 2650980.1078 | 1245237.147
137 | 2650954.5148 | 1245247.2349
138 | 2650943.4003 | 1245342.6639
139 | 2650934.0254 | 1245234.303
140 | 2650934.7336 | 1245361.437
141 | 2650933.689 | 1245234.0906
142 | 2650923.0218 | 1245390.997
143 | 2650901.9016 | 1245392.6778
144 | 2650947.0178 | 1245396.4188
145 | 2650908.8076 | 1245421.7909
146 | 2650880.7805 | 1245395.6043
147 | 2650956.4456 | 1245398.5597
148 | 2650907.9334 | 1245422.3496
149 | 2650899.5806 | 1245259.3802
150 | 2650921.819 | 1245226.5989
151 | 2650976.4168 | 1245435.0694
152 | 2650965.3571 | 1245439.9954
153 | 2650978.8649 | 1245433.979
154 | 2650956.3016 | 1245444.0288
155 | 2650994.8353 | 1245415.5189
156 | 2650955.3182 | 1245444.4668
157 | 2650967.2528 | 1245401.2613
158 | 2651009.1856 | 1245422.7524
159 | 2650932.3357 | 1245455.883
160 | 2650978.3488 | 1245389.5084
161 | 2651010.719 | 1245423.5253
162 | 2650768.3969 | 1245352.7418
163 | 2650909.3383 | 1245469.0112
164 | 2650886.0149 | 1245482.2408
165 | 2651015.7002 | 1245426.5524
166 | 2651030.2959 | 1245435.4304
167 | 2651032.1256 | 1245436.5434
168 | 2651034.368 | 1245437.9073
169 | 2651038.9751 | 1245440.7097
170 | 2650855.2022 | 1245399.6471
171 | 2650852.7789 | 1245399.9538
172 | 2650818.0328 | 1245404.3506
173 | 2650799.0235 | 1245406.1557
174 | 2650804.8629 | 1245421.3033
175 | 2650819.6666 | 1245383.9884
176 | 2650785.871 | 1245407.7013
177 | 2650803.2658 | 1245423.3591
178 | 2651158.4587 | 1245395.0761
179 | 2651144.3321 | 1245408.8279
180 | 2651222.1264 | 1245385.4407
181 | 2651140.79 | 1245412.2759
182 | 2651123.1259 | 1245429.4713
183 | 2651117.1258 | 1245435.3121
184 | 2650873.1354 | 1245489.5463
185 | 2650756.2647 | 1245412.2216
186 | 2650835.6331 | 1245366.8428
187 | 2650886.2462 | 1245434.969
188 | 2650867.4858 | 1245446.5112
189 | 2650864.4334 | 1245448.6815
190 | 2650842.5266 | 1245464.2574
191 | 2650997.4674 | 1245369.258
192 | 2650993.225 | 1245373.7515
193 | 2650992.627 | 1245374.3849
194 | 2650984.0841 | 1245383.4336
195 | 2650768.6017 | 1245236.304
196 | 2650841.0297 | 1245465.3217
197 | 2651061.0525 | 1245454.1385
198 | 2651058.7273 | 1245452.7241
199 | 2651081.3236 | 1245461.6046
200 | 2651053.6267 | 1245449.6216
201 | 2651101.9869 | 1245450.0493
202 | 2651089.7885 | 1245486.2268
203 | 2651050.9038 | 1245447.9654
204 | 2650806.0557 | 1245317.2675

## line_std_types
| c_nf_per_km | r_ohm_per_km | x_ohm_per_km | max_i_ka | type | q_mm2 | alpha | voltage_rating
NAYY 4x50 SE | 210 | 0.642 | 0.083 | 0.142 | cs | 50 | 0.00403 | LV
NAYY 4x120 SE | 264 | 0.225 | 0.08 | 0.242 | cs | 120 | 0.00403 | LV
NAYY 4x150 SE | 261 | 0.208 | 0.08 | 0.27 | cs | 150 | 0.00403 | LV
NA2XS2Y 1x95 RM/25 12/20 kV | 216 | 0.313 | 0.132 | 0.252 | cs | 95 | 0.00403 | MV
NA2XS2Y 1x185 RM/25 12/20 kV | 273 | 0.161 | 0.117 | 0.362 | cs | 185 | 0.00403 | MV
NA2XS2Y 1x240 RM/25 12/20 kV | 304 | 0.122 | 0.112 | 0.421 | cs | 240 | 0.00403 | MV
NA2XS2Y 1x95 RM/25 6/10 kV | 315 | 0.313 | 0.123 | 0.249 | cs | 95 | 0.00403 | MV
NA2XS2Y 1x185 RM/25 6/10 kV | 406 | 0.161 | 0.11 | 0.358 | cs | 185 | 0.00403 | MV
NA2XS2Y 1x240 RM/25 6/10 kV | 456 | 0.122 | 0.105 | 0.416 | cs | 240 | 0.00403 | MV
NA2XS2Y 1x150 RM/25 12/20 kV | 250 | 0.206 | 0.116 | 0.319 | cs | 150 | 0.00403 | MV
NA2XS2Y 1x120 RM/25 12/20 kV | 230 | 0.253 | 0.119 | 0.283 | cs | 120 | 0.00403 | MV
NA2XS2Y 1x70 RM/25 12/20 kV | 190 | 0.443 | 0.132 | 0.22 | cs | 70 | 0.00403 | MV
NA2XS2Y 1x150 RM/25 6/10 kV | 360 | 0.206 | 0.11 | 0.315 | cs | 150 | 0.00403 | MV
NA2XS2Y 1x120 RM/25 6/10 kV | 340 | 0.253 | 0.113 | 0.28 | cs | 120 | 0.00403 | MV
NA2XS2Y 1x70 RM/25 6/10 kV | 280 | 0.443 | 0.123 | 0.217 | cs | 70 | 0.00403 | MV
N2XS(FL)2Y 1x120 RM/35 64/110 kV | 112 | 0.153 | 0.166 | 0.366 | cs | 120 | 0.00393 | HV
N2XS(FL)2Y 1x185 RM/35 64/110 kV | 125 | 0.099 | 0.156 | 0.457 | cs | 185 | 0.00393 | HV
N2XS(FL)2Y 1x240 RM/35 64/110 kV | 135 | 0.075 | 0.149 | 0.526 | cs | 240 | 0.00393 | HV
N2XS(FL)2Y 1x300 RM/35 64/110 kV | 144 | 0.06 | 0.144 | 0.588 | cs | 300 | 0.00393 | HV
15-AL1/3-ST1A 0.4 | 11 | 1.8769 | 0.35 | 0.105 | ol | 16 | 0.00403 | LV
24-AL1/4-ST1A 0.4 | 11.25 | 1.2012 | 0.335 | 0.14 | ol | 24 | 0.00403 | LV
48-AL1/8-ST1A 0.4 | 12.2 | 0.5939 | 0.3 | 0.21 | ol | 48 | 0.00403 | LV
94-AL1/15-ST1A 0.4 | 13.2 | 0.306 | 0.29 | 0.35 | ol | 94 | 0.00403 | LV
34-AL1/6-ST1A 10.0 | 9.7 | 0.8342 | 0.36 | 0.17 | ol | 34 | 0.00403 | MV
48-AL1/8-ST1A 10.0 | 10.1 | 0.5939 | 0.35 | 0.21 | ol | 48 | 0.00403 | MV
70-AL1/11-ST1A 10.0 | 10.4 | 0.4132 | 0.339 | 0.29 | ol | 70 | 0.00403 | MV
94-AL1/15-ST1A 10.0 | 10.75 | 0.306 | 0.33 | 0.35 | ol | 94 | 0.00403 | MV
122-AL1/20-ST1A 10.0 | 11.1 | 0.2376 | 0.323 | 0.41 | ol | 122 | 0.00403 | MV
149-AL1/24-ST1A 10.0 | 11.25 | 0.194 | 0.315 | 0.47 | ol | 149 | 0.00403 | MV
34-AL1/6-ST1A 20.0 | 9.15 | 0.8342 | 0.382 | 0.17 | ol | 34 | 0.00403 | MV
48-AL1/8-ST1A 20.0 | 9.5 | 0.5939 | 0.372 | 0.21 | ol | 48 | 0.00403 | MV
70-AL1/11-ST1A 20.0 | 9.7 | 0.4132 | 0.36 | 0.29 | ol | 70 | 0.00403 | MV
94-AL1/15-ST1A 20.0 | 10 | 0.306 | 0.35 | 0.35 | ol | 94 | 0.00403 | MV
122-AL1/20-ST1A 20.0 | 10.3 | 0.2376 | 0.344 | 0.41 | ol | 122 | 0.00403 | MV
149-AL1/24-ST1A 20.0 | 10.5 | 0.194 | 0.337 | 0.47 | ol | 149 | 0.00403 | MV
184-AL1/30-ST1A 20.0 | 10.75 | 0.1571 | 0.33 | 0.535 | ol | 184 | 0.00403 | MV
243-AL1/39-ST1A 20.0 | 11 | 0.1188 | 0.32 | 0.645 | ol | 243 | 0.00403 | MV
48-AL1/8-ST1A 110.0 | 8 | 0.5939 | 0.46 | 0.21 | ol | 48 | 0.00403 | HV
70-AL1/11-ST1A 110.0 | 8.4 | 0.4132 | 0.45 | 0.29 | ol | 70 | 0.00403 | HV
94-AL1/15-ST1A 110.0 | 8.65 | 0.306 | 0.44 | 0.35 | ol | 94 | 0.00403 | HV
122-AL1/20-ST1A 110.0 | 8.5 | 0.2376 | 0.43 | 0.41 | ol | 122 | 0.00403 | HV
149-AL1/24-ST1A 110.0 | 8.75 | 0.194 | 0.41 | 0.47 | ol | 149 | 0.00403 | HV
184-AL1/30-ST1A 110.0 | 8.8 | 0.1571 | 0.4 | 0.535 | ol | 184 | 0.00403 | HV
243-AL1/39-ST1A 110.0 | 9 | 0.1188 | 0.39 | 0.645 | ol | 243 | 0.00403 | HV
305-AL1/39-ST1A 110.0 | 9.2 | 0.0949 | 0.38 | 0.74 | ol | 305 | 0.00403 | HV
490-AL1/64-ST1A 110.0 | 9.75 | 0.059 | 0.37 | 0.96 | ol | 490 | 0.00403 | HV
679-AL1/86-ST1A 110.0 | 9.95 | 0.042 | 0.36 | 1.15 | ol | 679 | 0.00403 | HV
490-AL1/64-ST1A 220.0 | 10 | 0.059 | 0.285 | 0.96 | ol | 490 | 0.00403 | HV
679-AL1/86-ST1A 220.0 | 11.7 | 0.042 | 0.275 | 1.15 | ol | 679 | 0.00403 | HV
490-AL1/64-ST1A 380.0 | 11 | 0.059 | 0.253 | 0.96 | ol | 490 | 0.00403 | HV
679-AL1/86-ST1A 380.0 | 14.6 | 0.042 | 0.25 | 1.15 | ol | 679 | 0.00403 | HV

## trafo_std_types
| i0_percent | pfe_kw | vkr_percent | sn_mva | vn_lv_kv | vn_hv_kv | vk_percent | shift_degree | vector_group | tap_side | tap_neutral | tap_min | tap_max | tap_step_degree | tap_step_percent | tap_phase_shifter
160 MVA 380/110 kV | 0.06 | 60 | 0.25 | 160 | 110 | 380 | 12.2 | 0 | Yy0 | hv | 0 | -9 | 9 | 0 | 1.5 | FALSE
100 MVA 220/110 kV | 0.06 | 55 | 0.26 | 100 | 110 | 220 | 12 | 0 | Yy0 | hv | 0 | -9 | 9 | 0 | 1.5 | FALSE
63 MVA 110/20 kV | 0.04 | 22 | 0.32 | 63 | 20 | 110 | 18 | 150 | YNd5 | hv | 0 | -9 | 9 | 0 | 1.5 | FALSE
40 MVA 110/20 kV | 0.05 | 18 | 0.34 | 40 | 20 | 110 | 16.2 | 150 | YNd5 | hv | 0 | -9 | 9 | 0 | 1.5 | FALSE
25 MVA 110/20 kV | 0.07 | 14 | 0.41 | 25 | 20 | 110 | 12 | 150 | YNd5 | hv | 0 | -9 | 9 | 0 | 1.5 | FALSE
63 MVA 110/10 kV | 0.04 | 22 | 0.32 | 63 | 10 | 110 | 18 | 150 | YNd5 | hv | 0 | -9 | 9 | 0 | 1.5 | FALSE
40 MVA 110/10 kV | 0.05 | 18 | 0.34 | 40 | 10 | 110 | 16.2 | 150 | YNd5 | hv | 0 | -9 | 9 | 0 | 1.5 | FALSE
25 MVA 110/10 kV | 0.07 | 14 | 0.41 | 25 | 10 | 110 | 12 | 150 | YNd5 | hv | 0 | -9 | 9 | 0 | 1.5 | FALSE
0.25 MVA 20/0.4 kV | 0.32 | 0.8 | 1.44 | 0.25 | 0.4 | 20 | 6 | 150 | Yzn5 | hv | 0 | -2 | 2 | 0 | 2.5 | FALSE
0.4 MVA 20/0.4 kV | 0.3375 | 1.35 | 1.425 | 0.4 | 0.4 | 20 | 6 | 150 | Dyn5 | hv | 0 | -2 | 2 | 0 | 2.5 | FALSE
0.63 MVA 20/0.4 kV | 0.2619 | 1.65 | 1.206 | 0.63 | 0.4 | 20 | 6 | 150 | Dyn5 | hv | 0 | -2 | 2 | 0 | 2.5 | FALSE
0.25 MVA 10/0.4 kV | 0.24 | 0.6 | 1.2 | 0.25 | 0.4 | 10 | 4 | 150 | Dyn5 | hv | 0 | -2 | 2 | 0 | 2.5 | FALSE
0.4 MVA 10/0.4 kV | 0.2375 | 0.95 | 1.325 | 0.4 | 0.4 | 10 | 4 | 150 | Dyn5 | hv | 0 | -2 | 2 | 0 | 2.5 | FALSE
0.63 MVA 10/0.4 kV | 0.1873 | 1.18 | 1.0794 | 0.63 | 0.4 | 10 | 4 | 150 | Dyn5 | hv | 0 | -2 | 2 | 0 | 2.5 | FALSE

## trafo3w_std_types
| sn_hv_mva | sn_mv_mva | sn_lv_mva | vn_hv_kv | vn_mv_kv | vn_lv_kv | vk_hv_percent | vk_mv_percent | vk_lv_percent | vkr_hv_percent | vkr_mv_percent | vkr_lv_percent | pfe_kw | i0_percent | shift_mv_degree | shift_lv_degree | vector_group | tap_side | tap_neutral | tap_min | tap_max | tap_step_percent
63/25/38 MVA 110/20/10 kV | 63 | 25 | 38 | 110 | 20 | 10 | 10.4 | 10.4 | 10.4 | 0.28 | 0.32 | 0.35 | 35 | 0.89 | 0 | 0 | YN0yn0yn0 | hv | 0 | -10 | 10 | 1.2
63/25/38 MVA 110/10/10 kV | 63 | 25 | 38 | 110 | 10 | 10 | 10.4 | 10.4 | 10.4 | 0.28 | 0.32 | 0.35 | 35 | 0.89 | 0 | 0 | YN0yn0yn0 | hv | 0 | -10 | 10 | 1.2

## fuse_std_types
| fuse_type | i_rated_a | t_avg | t_min | t_total | x_avg | x_min | x_total
HV 100A | HV 100A | 100 | 0 | [10.0, 3.64, 0.854, 0.281, 0.1, 0.0531, 0.022, 0.01] | [10.0, 4.267, 1.21, 0.403, 0.1, 0.058, 0.022, 0.01] | 0 | [300.0, 350.0, 450.0, 550.0, 700.0, 850.0, 1200.0, 1752.0] | [600.0, 700.0, 900.0, 1150.0, 1665.0, 2000.0, 3000.0, 4313.0]
HV 10A | HV 10A | 10 | 0 | [10.0, 1675.0, 0.344, 0.156, 0.1, 0.0417, 0.0171, 0.01] | [10.0, 1.3, 0.3, 0.155, 0.1, 0.0555, 0.023, 0.01] | 0 | [30.0, 32.0, 35.0, 37.0, 39.0, 50.0, 70.0, 88.0] | [60.0, 70.0, 80.0, 87.0, 94.0, 110.0, 150.0, 216.0]
HV 125A | HV 125A | 125 | 0 | [10.0, 1.82, 0.344, 0.1, 0.0467, 0.0269, 0.01] | [10.0, 2.478, 0.426, 0.1, 0.0427, 0.0211, 0.01] | 0 | [375.0, 500.0, 700.0, 925.0, 1200.0, 1500.0, 2341.0] | [750.0, 1000.0, 1500.0, 2200.0, 3000.0, 4000.0, 5765.0]
HV 160A | HV 160A | 160 | 0 | [10.0, 4.15, 1.03, 0.198, 0.1, 0.051, 0.0172, 0.01] | [10.0, 2.3, 0.734, 0.274, 0.1, 0.046, 0.0177, 0.01] | 0 | [480.0, 550.0, 700.0, 1000.0, 1260.0, 1600.0, 2500.0, 3227.0] | [960.0, 1300.0, 1700.0, 2200.0, 2996.0, 4000.0, 6000.0, 7946.0]
HV 16A | HV 16A | 16 | 0 | [10.0, 0.352, 0.164, 0.1, 0.0649, 0.0342, 0.01] | [10.0, 2.34, 0.722, 0.181, 0.1, 0.055, 0.0296, 0.01] | 0 | [48.0, 60.0, 65.0, 71.0, 80.0, 100.0, 162.0] | [96.0, 110.0, 125.0, 150.0, 168.0, 200.0, 250.0, 398.0]
HV 200A | HV 200A | 200 | 0 | [10.0, 4.267, 1.21, 0.403, 0.1, 0.058, 0.022, 0.01] | [10.0, 3.73, 1.654, 0.328, 0.1, 0.0531, 0.019, 0.01] | 0 | [600.0, 700.0, 900.0, 1150.0, 1665.0, 2000.0, 3000.0, 4313.0] | [1200.0, 1500.0, 1800.0, 2700.0, 3960.0, 5000.0, 7500.0, 10620.0]
HV 20A | HV 20A | 20 | 0 | [10.0, 1.3, 0.3, 0.155, 0.1, 0.0555, 0.023, 0.01] | [10.0, 1.3, 0.161, 0.1, 0.0611, 0.0399, 0.0141, 0.01] | 0 | [60.0, 70.0, 80.0, 87.0, 94.0, 110.0, 150.0, 216.0] | [120.0, 150.0, 200.0, 223.0, 260.0, 300.0, 450.0, 532.0]
HV 25A | HV 25A | 25 | 0 | [10.0, 2.512, 0.833, 0.299, 0.1, 0.0372, 0.0223, 0.01] | [10.0, 3.125, 0.597, 0.198, 0.1, 0.0378, 0.022, 0.01] | 0 | [75.0, 82.0, 90.0, 100.0, 124.0, 170.0, 200.0, 289.0] | [150.0, 170.0, 210.0, 250.0, 294.0, 400.0, 500.0, 711.0]
HV 31.5A | HV 31.5A | 31.5 | 0 | [10.0, 2.34, 0.722, 0.181, 0.1, 0.055, 0.0296, 0.01] | [10.0, 2.84, 0.368, 0.164, 0.1, 0.0621, 0.0378, 0.0195, 0.01] | 0 | [95.0, 110.0, 125.0, 150.0, 165.0, 200.0, 250.0, 390.0] | [189.0, 220.0, 300.0, 350.0, 393.0, 450.0, 530.0, 700.0, 960.0]
HV 40A | HV 40A | 40 | 0 | [10.0, 1.3, 0.161, 0.1, 0.0611, 0.0399, 0.0141, 0.01] | [10.0, 2.05, 0.369, 0.198, 0.1, 0.051, 0.0298, 0.01] | 0 | [120.0, 150.0, 200.0, 223.0, 260.0, 300.0, 450.0, 532.0] | [240.0, 300.0, 400.0, 450.0, 530.0, 650.0, 800.0, 1311.0]
HV 50A | HV 50A | 50 | 0 | [10.0, 3.215, 0.597, 0.198, 0.1, 0.0378, 0.022, 0.01] | [10.0, 3.64, 0.854, 0.281, 0.1, 0.0531, 0.022, 0.01] | 0 | [150.0, 170.0, 210.0, 250.0, 294.0, 400.0, 500.0, 711.0] | [300.0, 350.0, 450.0, 550.0, 700.0, 850.0, 1200.0, 1752.0]
HV 6.3A | HV 6.3A | 6.3 | 0 | [10.0, 1.39, 0.344, 0.168, 0.1, 0.056, 0.0263, 0.01] | [10.0, 1.711, 0.516, 0.198, 0.1, 0.0634, 0.0303, 0.01] | 0 | [19.0, 19.5, 20.4, 20.8, 22.0, 25.0, 32.0, 48.0] | [38.0, 40.0, 43.0, 48.0, 53.0, 60.0, 75.0, 118.0]
HV 63A | HV 63A | 63 | 0 | [10.0, 2.84, 0.368, 0.164, 0.1, 0.0621, 0.0378, 0.0195, 0.01] | [10.0, 1.82, 0.344, 0.1, 0.0467, 0.0269, 0.01] | 0 | [189.0, 220.0, 300.0, 350.0, 393.0, 450.0, 530.0, 700.0, 961.0] | [378.0, 500.0, 700.0, 934.0, 1200.0, 1500.0, 2366.0]
HV 80A | HV 80A | 80 | 0 | [10.0, 2.05, 0.369, 0.198, 0.1, 0.051, 0.0298, 0.01] | [10.0, 4.15, 1.03, 0.198, 0.1, 0.051, 0.0172, 0.01] | 0 | [240.0, 300.0, 400.0, 450.0, 530.0, 650.0, 800.0, 1311.0] | [480.0, 550.0, 700.0, 1000.0, 1260.0, 1600.0, 2500.0, 3227.0]
Siemens NH-1-100 | Siemens NH-1-100 | 100 | [5400.0, 2000.0, 400.0, 20.0, 1.0, 0.2, 0.012, 0.004] | 0 | 0 | [150.0, 190.0, 250.0, 430.0, 900.0, 1250.0, 2700.0, 3600.0] | 0 | 0
Siemens NH-1-125 | Siemens NH-1-125 | 125 | [4800.0, 120.0, 7.0, 0.1, 0.004] | 0 | 0 | [180.0, 400.0, 740.0, 2000.0, 4250.0] | 0 | 0
Siemens NH-1-16 | Siemens NH-1-16 | 16 | [4000.0, 400.0, 2.0, 0.1, 0.04, 0.01] | 0 | 0 | [26.0, 35.0, 75.0, 150.0, 200.0, 300.0] | 0 | 0
Siemens NH-1-160 | Siemens NH-1-160 | 160 | [4800.0, 120.0, 7.0, 0.1, 0.004] | 0 | 0 | [210.0, 500.0, 900.0, 2300.0, 5000.0] | 0 | 0
Siemens NH-1-25 | Siemens NH-1-25 | 25 | [4000.0, 1000.0, 10.0, 0.2, 0.02, 0.01] | 0 | 0 | [40.0, 50.0, 100.0, 210.0, 400.0, 500.0] | 0 | 0
Siemens NH-1-50 | Siemens NH-1-50 | 50 | [4000.0, 40.0, 4.0, 1.0, 0.02, 0.01] | 0 | 0 | [86.0, 200.0, 300.0, 400.0, 1000.0, 1280.0] | 0 | 0
Siemens NH-1-63 | Siemens NH-1-63 | 63 | [4000.0, 100.0, 10.0, 2.0, 0.04, 0.01] | 0 | 0 | [100.0, 200.0, 300.0, 400.0, 1000.0, 1500.0] | 0 | 0
Siemens NH-1-80 | Siemens NH-1-80 | 80 | [4800.0, 120.0, 7.0, 0.1, 0.01] | 0 | 0 | [150.58, 250.0, 450.0, 1150.0, 2470.0] | 0 | 0
Siemens NH-2-1000 | Siemens NH-2-1000 | 1000 | [4800.0, 120.0, 7.0, 0.1, 0.004] | 0 | 0 | [1900.0, 3500.0, 8400.0, 24000.0, 52000.0] | 0 | 0
Siemens NH-2-200 | Siemens NH-2-200 | 200 | [4800.0, 120.0, 7.0, 0.1, 0.004] | 0 | 0 | [280.0, 650.0, 1200.0, 3000.0, 7000.0] | 0 | 0
Siemens NH-2-224 | Siemens NH-2-224 | 224 | [4800.0, 120.0, 7.0, 0.2, 0.04, 0.004] | 0 | 0 | [400.0, 750.0, 1453.0, 3025.0, 4315.0, 7600.0] | 0 | 0
Siemens NH-2-250 | Siemens NH-2-250 | 250 | [4800.0, 120.0, 7.0, 0.1, 0.004] | 0 | 0 | [450.0, 800.0, 1650.0, 4000.0, 8500.0] | 0 | 0
Siemens NH-2-315 | Siemens NH-2-315 | 315 | [4800.0, 120.0, 7.0, 0.1, 0.004] | 0 | 0 | [550.0, 920.0, 1900.0, 5000.0, 11000.0] | 0 | 0
Siemens NH-2-355 | Siemens NH-2-355 | 355 | [4800.0, 120.0, 6.0, 0.1, 0.004] | 0 | 0 | [650.0, 1116.27, 2350.0, 5840.0, 12790.0] | 0 | 0
Siemens NH-2-400 | Siemens NH-2-400 | 400 | [4800.0, 120.0, 7.0, 0.1, 0.004] | 0 | 0 | [720.0, 1350.0, 2800.0, 6500.0, 15000.0] | 0 | 0
Siemens NH-2-425 | Siemens NH-2-425 | 425 | [4800.0, 120.0, 7.0, 0.1, 0.004] | 0 | 0 | [850.0, 1500.0, 3050.0, 7500.0, 16500.0] | 0 | 0
Siemens NH-2-630 | Siemens NH-2-630 | 630 | [4800.0, 120.0, 7.0, 0.1, 0.004] | 0 | 0 | [1200.0, 2000.0, 4800.0, 12000.0, 26000.0] | 0 | 0

## dtypes
| element | column | dtype
0 | bus | name | object
1 | bus | vn_kv | float64
2 | bus | type | object
3 | bus | zone | object
4 | bus | in_service | bool
5 | load | name | object
6 | load | bus | uint32
7 | load | p_mw | float64
8 | load | q_mvar | float64
9 | load | const_z_percent | float64
10 | load | const_i_percent | float64
11 | load | sn_mva | float64
12 | load | scaling | float64
13 | load | in_service | bool
14 | load | type | object
15 | ext_grid | name | object
16 | ext_grid | bus | uint32
17 | ext_grid | vm_pu | float64
18 | ext_grid | va_degree | float64
19 | ext_grid | slack_weight | float64
20 | ext_grid | in_service | bool
21 | line | name | object
22 | line | std_type | object
23 | line | from_bus | uint32
24 | line | to_bus | uint32
25 | line | length_km | float64
26 | line | r_ohm_per_km | float64
27 | line | x_ohm_per_km | float64
28 | line | c_nf_per_km | float64
29 | line | g_us_per_km | float64
30 | line | max_i_ka | float64
31 | line | df | float64
32 | line | parallel | uint32
33 | line | type | object
34 | line | in_service | bool
35 | trafo | name | object
36 | trafo | std_type | object
37 | trafo | hv_bus | uint32
38 | trafo | lv_bus | uint32
39 | trafo | sn_mva | float64
40 | trafo | vn_hv_kv | float64
41 | trafo | vn_lv_kv | float64
42 | trafo | vk_percent | float64
43 | trafo | vkr_percent | float64
44 | trafo | pfe_kw | float64
45 | trafo | i0_percent | float64
46 | trafo | shift_degree | float64
47 | trafo | tap_side | object
48 | trafo | tap_neutral | int32
49 | trafo | tap_min | int32
50 | trafo | tap_max | int32
51 | trafo | tap_step_percent | float64
52 | trafo | tap_step_degree | float64
53 | trafo | tap_pos | int32
54 | trafo | tap_phase_shifter | bool
55 | trafo | parallel | uint32
56 | trafo | df | float64
57 | trafo | in_service | bool
58 | line_geodata | coords | object
59 | bus_geodata | x | float64
60 | bus_geodata | y | float64
61 | bus_geodata | coords | object

## parameters
| version | format_version | converged | OPF_converged | name | f_hz | sn_mva
0 | 2.14.6 | 2.14.0 | FALSE | FALSE |  | 50 | 1