## bus
| name | vn_kv | type | zone | in_service
0 | bus_LV_401-2_0_6_node_0 | 0.4 | n |  | TRUE
1 | bus_LV_401-2_0_6_node_1 | 0.4 | n |  | TRUE
2 | bus_LV_401-2_0_6_node_2 | 0.4 | n |  | TRUE
3 | bus_LV_401-2_0_6_node_3 | 0.4 | n |  | TRUE
4 | bus_LV_401-2_0_6_node_184 | 0.4 | n |  | TRUE
5 | bus_LV_401-2_0_6_node_4 | 0.4 | n |  | TRUE
6 | bus_LV_401-2_0_6_node_153 | 0.4 | n |  | TRUE
7 | bus_LV_401-2_0_6_node_185 | 0.4 | n |  | TRUE
8 | bus_LV_401-2_0_6_node_186 | 0.4 | n |  | TRUE
9 | bus_LV_401-2_0_6_node_151 | 0.4 | n |  | TRUE
10 | bus_LV_401-2_0_6_node_152 | 0.4 | n |  | TRUE
11 | bus_LV_401-2_0_6_node_187 | 0.4 | n |  | TRUE
12 | bus_LV_401-2_0_6_node_150 | 0.4 | n |  | TRUE
13 | bus_LV_401-2_0_6_node_5 | 0.4 | n |  | TRUE
14 | bus_LV_401-2_0_6_node_6 | 0.4 | n |  | TRUE
15 | bus_LV_401-2_0_6_node_7 | 0.4 | n |  | TRUE
16 | bus_LV_401-2_0_6_node_8 | 0.4 | n |  | TRUE
17 | bus_LV_401-2_0_6_node_9 | 0.4 | n |  | TRUE
18 | bus_LV_401-2_0_6_node_15 | 0.4 | n |  | TRUE
19 | bus_LV_401-2_0_6_node_10 | 0.4 | n |  | TRUE
20 | bus_LV_401-2_0_6_node_49 | 0.4 | n |  | TRUE
21 | bus_LV_401-2_0_6_node_13 | 0.4 | n |  | TRUE
22 | bus_LV_401-2_0_6_node_11 | 0.4 | n |  | TRUE
23 | bus_LV_401-2_0_6_node_12 | 0.4 | n |  | TRUE
24 | bus_LV_401-2_0_6_node_14 | 0.4 | n |  | TRUE
25 | bus_LV_401-2_0_6_node_16 | 0.4 | n |  | TRUE
26 | bus_LV_401-2_0_6_node_17 | 0.4 | n |  | TRUE
27 | bus_LV_401-2_0_6_node_50 | 0.4 | n |  | TRUE
28 | bus_LV_401-2_0_6_node_18 | 0.4 | n |  | TRUE
29 | bus_LV_401-2_0_6_node_19 | 0.4 | n |  | TRUE
30 | bus_LV_401-2_0_6_node_26 | 0.4 | n |  | TRUE
31 | bus_LV_401-2_0_6_node_23 | 0.4 | n |  | TRUE
32 | bus_LV_401-2_0_6_node_21 | 0.4 | n |  | TRUE
33 | bus_LV_401-2_0_6_node_20 | 0.4 | n |  | TRUE
34 | bus_LV_401-2_0_6_node_22 | 0.4 | n |  | TRUE
35 | bus_LV_401-2_0_6_node_24 | 0.4 | n |  | TRUE
36 | bus_LV_401-2_0_6_node_25 | 0.4 | n |  | TRUE
37 | bus_LV_401-2_0_6_node_127 | 0.4 | n |  | TRUE
38 | bus_LV_401-2_0_6_node_177 | 0.4 | n |  | TRUE
39 | bus_LV_401-2_0_6_node_125 | 0.4 | n |  | TRUE
40 | bus_LV_401-2_0_6_node_178 | 0.4 | n |  | TRUE
41 | bus_LV_401-2_0_6_node_27 | 0.4 | n |  | TRUE
42 | bus_LV_401-2_0_6_node_28 | 0.4 | n |  | TRUE
43 | bus_LV_401-2_0_6_node_29 | 0.4 | n |  | TRUE
44 | bus_LV_401-2_0_6_node_30 | 0.4 | n |  | TRUE
45 | bus_LV_401-2_0_6_node_31 | 0.4 | n |  | TRUE
46 | bus_LV_401-2_0_6_node_32 | 0.4 | n |  | TRUE
47 | bus_LV_401-2_0_6_node_33 | 0.4 | n |  | TRUE
48 | bus_LV_401-2_0_6_node_41 | 0.4 | n |  | TRUE
49 | bus_LV_401-2_0_6_node_34 | 0.4 | n |  | TRUE
50 | bus_LV_401-2_0_6_node_39 | 0.4 | n |  | TRUE
51 | bus_LV_401-2_0_6_node_42 | 0.4 | n |  | TRUE
52 | bus_LV_401-2_0_6_node_35 | 0.4 | n |  | TRUE
53 | bus_LV_401-2_0_6_node_40 | 0.4 | n |  | TRUE
54 | bus_LV_401-2_0_6_node_36 | 0.4 | n |  | TRUE
55 | bus_LV_401-2_0_6_node_37 | 0.4 | n |  | TRUE
56 | bus_LV_401-2_0_6_node_38 | 0.4 | n |  | TRUE
57 | bus_LV_401-2_0_6_node_180 | 0.4 | n |  | TRUE
58 | bus_LV_401-2_0_6_node_181 | 0.4 | n |  | TRUE
59 | bus_LV_401-2_0_6_node_43 | 0.4 | n |  | TRUE
60 | bus_LV_401-2_0_6_node_44 | 0.4 | n |  | TRUE
61 | bus_LV_401-2_0_6_node_45 | 0.4 | n |  | TRUE
62 | bus_LV_401-2_0_6_node_46 | 0.4 | n |  | TRUE
63 | bus_LV_401-2_0_6_node_47 | 0.4 | n |  | TRUE
64 | bus_LV_401-2_0_6_node_51 | 0.4 | n |  | TRUE
65 | bus_LV_401-2_0_6_node_98 | 0.4 | n |  | TRUE
66 | bus_LV_401-2_0_6_node_99 | 0.4 | n |  | TRUE
67 | bus_LV_401-2_0_6_node_69 | 0.4 | n |  | TRUE
68 | bus_LV_401-2_0_6_node_67 | 0.4 | n |  | TRUE
69 | bus_LV_401-2_0_6_node_53 | 0.4 | n |  | TRUE
70 | bus_LV_401-2_0_6_node_54 | 0.4 | n |  | TRUE
71 | bus_LV_401-2_0_6_node_55 | 0.4 | n |  | TRUE
72 | bus_LV_401-2_0_6_node_56 | 0.4 | n |  | TRUE
73 | bus_LV_401-2_0_6_node_57 | 0.4 | n |  | TRUE
74 | bus_LV_401-2_0_6_node_58 | 0.4 | n |  | TRUE
75 | bus_LV_401-2_0_6_node_64 | 0.4 | n |  | TRUE
76 | bus_LV_401-2_0_6_node_61 | 0.4 | n |  | TRUE
77 | bus_LV_401-2_0_6_node_59 | 0.4 | n |  | TRUE
78 | bus_LV_401-2_0_6_node_62 | 0.4 | n |  | TRUE
79 | bus_LV_401-2_0_6_node_60 | 0.4 | n |  | TRUE
80 | bus_LV_401-2_0_6_node_190 | 0.4 | n |  | TRUE
81 | bus_LV_401-2_0_6_node_191 | 0.4 | n |  | TRUE
82 | bus_LV_401-2_0_6_node_63 | 0.4 | n |  | TRUE
83 | bus_LV_401-2_0_6_node_66 | 0.4 | n |  | TRUE
84 | bus_LV_401-2_0_6_node_94 | 0.4 | n |  | TRUE
85 | bus_LV_401-2_0_6_node_65 | 0.4 | n |  | TRUE
86 | bus_LV_401-2_0_6_node_95 | 0.4 | n |  | TRUE
87 | bus_LV_401-2_0_6_node_76 | 0.4 | n |  | TRUE
88 | bus_LV_401-2_0_6_node_78 | 0.4 | n |  | TRUE
89 | bus_LV_401-2_0_6_node_74 | 0.4 | n |  | TRUE
90 | bus_LV_401-2_0_6_node_79 | 0.4 | n |  | TRUE
91 | bus_LV_401-2_0_6_node_68 | 0.4 | n |  | TRUE
92 | bus_LV_401-2_0_6_node_70 | 0.4 | n |  | TRUE
93 | bus_LV_401-2_0_6_node_71 | 0.4 | n |  | TRUE
94 | bus_LV_401-2_0_6_node_72 | 0.4 | n |  | TRUE
95 | bus_LV_401-2_0_6_node_77 | 0.4 | n |  | TRUE
96 | bus_LV_401-2_0_6_node_73 | 0.4 | n |  | TRUE
97 | bus_LV_401-2_0_6_node_75 | 0.4 | n |  | TRUE
98 | bus_LV_401-2_0_6_node_82 | 0.4 | n |  | TRUE
99 | bus_LV_401-2_0_6_node_83 | 0.4 | n |  | TRUE
100 | bus_LV_401-2_0_6_node_80 | 0.4 | n |  | TRUE
101 | bus_LV_401-2_0_6_node_81 | 0.4 | n |  | TRUE
102 | bus_LV_401-2_0_6_node_93 | 0.4 | n |  | TRUE
103 | bus_LV_401-2_0_6_node_96 | 0.4 | n |  | TRUE
104 | bus_LV_401-2_0_6_node_92 | 0.4 | n |  | TRUE
105 | bus_LV_401-2_0_6_node_143 | 0.4 | n |  | TRUE
106 | bus_LV_401-2_0_6_node_141 | 0.4 | n |  | TRUE
107 | bus_LV_401-2_0_6_node_84 | 0.4 | n |  | TRUE
108 | bus_LV_401-2_0_6_node_85 | 0.4 | n |  | TRUE
109 | bus_LV_401-2_0_6_node_86 | 0.4 | n |  | TRUE
110 | bus_LV_401-2_0_6_node_87 | 0.4 | n |  | TRUE
111 | bus_LV_401-2_0_6_node_102 | 0.4 | n |  | TRUE
112 | bus_LV_401-2_0_6_node_110 | 0.4 | n |  | TRUE
113 | bus_LV_401-2_0_6_node_88 | 0.4 | n |  | TRUE
114 | bus_LV_401-2_0_6_node_100 | 0.4 | n |  | TRUE
115 | bus_LV_401-2_0_6_node_107 | 0.4 | n |  | TRUE
116 | bus_LV_401-2_0_6_node_108 | 0.4 | n |  | TRUE
117 | bus_LV_401-2_0_6_node_109 | 0.4 | n |  | TRUE
118 | bus_LV_401-2_0_6_node_89 | 0.4 | n |  | TRUE
119 | bus_LV_401-2_0_6_node_90 | 0.4 | n |  | TRUE
120 | bus_LV_401-2_0_6_node_91 | 0.4 | n |  | TRUE
121 | bus_LV_401-2_0_6_node_97 | 0.4 | n |  | TRUE
122 | bus_LV_401-2_0_6_node_114 | 0.4 | n |  | TRUE
123 | bus_LV_401-2_0_6_node_111 | 0.4 | n |  | TRUE
124 | bus_LV_401-2_0_6_node_139 | 0.4 | n |  | TRUE
125 | bus_LV_401-2_0_6_node_137 | 0.4 | n |  | TRUE
126 | bus_LV_401-2_0_6_node_112 | 0.4 | n |  | TRUE
127 | bus_LV_401-2_0_6_node_101 | 0.4 | n |  | TRUE
128 | bus_LV_401-2_0_6_node_103 | 0.4 | n |  | TRUE
129 | bus_LV_401-2_0_6_node_104 | 0.4 | n |  | TRUE
130 | bus_LV_401-2_0_6_node_105 | 0.4 | n |  | TRUE
131 | bus_LV_401-2_0_6_node_106 | 0.4 | n |  | TRUE
132 | bus_LV_401-2_0_6_node_113 | 0.4 | n |  | TRUE
133 | bus_LV_401-2_0_6_node_115 | 0.4 | n |  | TRUE
134 | bus_LV_401-2_0_6_node_116 | 0.4 | n |  | TRUE
135 | bus_LV_401-2_0_6_node_140 | 0.4 | n |  | TRUE
136 | bus_LV_401-2_0_6_node_138 | 0.4 | n |  | TRUE
137 | bus_LV_401-2_0_6_node_117 | 0.4 | n |  | TRUE
138 | bus_LV_401-2_0_6_node_118 | 0.4 | n |  | TRUE
139 | bus_LV_401-2_0_6_node_119 | 0.4 | n |  | TRUE
140 | bus_LV_401-2_0_6_node_120 | 0.4 | n |  | TRUE
141 | bus_LV_401-2_0_6_node_121 | 0.4 | n |  | TRUE
142 | bus_LV_401-2_0_6_node_122 | 0.4 | n |  | TRUE
143 | bus_LV_401-2_0_6_node_135 | 0.4 | n |  | TRUE
144 | bus_LV_401-2_0_6_node_133 | 0.4 | n |  | TRUE
145 | bus_LV_401-2_0_6_node_149 | 0.4 | n |  | TRUE
146 | bus_LV_401-2_0_6_node_134 | 0.4 | n |  | TRUE
147 | bus_LV_401-2_0_6_node_123 | 0.4 | n |  | TRUE
148 | bus_LV_401-2_0_6_node_124 | 0.4 | n |  | TRUE
149 | bus_LV_401-2_0_6_node_126 | 0.4 | n |  | TRUE
150 | bus_LV_401-2_0_6_node_130 | 0.4 | n |  | TRUE
151 | bus_LV_401-2_0_6_node_128 | 0.4 | n |  | TRUE
152 | bus_LV_401-2_0_6_node_173 | 0.4 | n |  | TRUE
153 | bus_LV_401-2_0_6_node_129 | 0.4 | n |  | TRUE
154 | bus_LV_401-2_0_6_node_131 | 0.4 | n |  | TRUE
155 | bus_LV_401-2_0_6_node_132 | 0.4 | n |  | TRUE
156 | bus_LV_401-2_0_6_node_136 | 0.4 | n |  | TRUE
157 | bus_LV_401-2_0_6_node_171 | 0.4 | n |  | TRUE
158 | bus_LV_401-2_0_6_node_160 | 0.4 | n |  | TRUE
159 | bus_LV_401-2_0_6_node_166 | 0.4 | n |  | TRUE
160 | bus_LV_401-2_0_6_node_167 | 0.4 | n |  | TRUE
161 | bus_LV_401-2_0_6_node_148 | 0.4 | n |  | TRUE
162 | bus_LV_401-2_0_6_node_142 | 0.4 | n |  | TRUE
163 | bus_LV_401-2_0_6_node_144 | 0.4 | n |  | TRUE
164 | bus_LV_401-2_0_6_node_145 | 0.4 | n |  | TRUE
165 | bus_LV_401-2_0_6_node_146 | 0.4 | n |  | TRUE
166 | bus_LV_401-2_0_6_node_147 | 0.4 | n |  | TRUE
167 | bus_LV_401-2_0_6_node_154 | 0.4 | n |  | TRUE
168 | bus_LV_401-2_0_6_node_155 | 0.4 | n |  | TRUE
169 | bus_LV_401-2_0_6_node_188 | 0.4 | n |  | TRUE
170 | bus_LV_401-2_0_6_node_156 | 0.4 | n |  | TRUE
171 | bus_LV_401-2_0_6_node_157 | 0.4 | n |  | TRUE
172 | bus_LV_401-2_0_6_node_189 | 0.4 | n |  | TRUE
173 | bus_LV_401-2_0_6_node_158 | 0.4 | n |  | TRUE
174 | bus_LV_401-2_0_6_node_159 | 0.4 | n |  | TRUE
175 | bus_LV_401-2_0_6_node_161 | 0.4 | n |  | TRUE
176 | bus_LV_401-2_0_6_node_162 | 0.4 | n |  | TRUE
177 | bus_LV_401-2_0_6_node_163 | 0.4 | n |  | TRUE
178 | bus_LV_401-2_0_6_node_164 | 0.4 | n |  | TRUE
179 | bus_LV_401-2_0_6_node_165 | 0.4 | n |  | TRUE
180 | bus_LV_401-2_0_6_node_168 | 0.4 | n |  | TRUE
181 | bus_LV_401-2_0_6_node_170 | 0.4 | n |  | TRUE
182 | bus_LV_401-2_0_6_node_169 | 0.4 | n |  | TRUE
183 | bus_LV_401-2_0_6_node_172 | 0.4 | n |  | TRUE
184 | bus_LV_401-2_0_6_node_174 | 0.4 | n |  | TRUE
185 | bus_LV_401-2_0_6_node_179 | 0.4 | n |  | TRUE
186 | bus_LV_401-2_0_6_node_182 | 0.4 | n |  | TRUE
187 | bus_LV_401-2_0_6_node_183 | 0.4 | n |  | TRUE
188 | bus_MV_446_0_node_45 | 20 | n |  | TRUE

## load
| name | bus | p_mw | q_mvar | const_z_percent | const_i_percent | sn_mva | scaling | in_service | type
0 | LV_401-2_0_6_load_0 | 0 | 0.0041692 | 0.0010449 | 0 | 0 |  | 1 | TRUE | wye
1 | LV_401-2_0_6_load_1 | 1 | 0.0012101 | 0.00030329 | 0 | 0 |  | 1 | TRUE | wye
2 | LV_401-2_0_6_load_3 | 3 | 0.0055123 | 0.0013815 | 0 | 0 |  | 1 | TRUE | wye
3 | LV_401-2_0_6_load_184 | 4 | 0.0069155 | 0.0017332 | 0 | 0 |  | 1 | TRUE | wye
4 | LV_401-2_0_6_load_153 | 6 | 0.0017017 | 0.0004265 | 0 | 0 |  | 1 | TRUE | wye
5 | LV_401-2_0_6_load_186 | 8 | 0.00045021 | 0.00011283 | 0 | 0 |  | 1 | TRUE | wye
6 | LV_401-2_0_6_load_151 | 9 | 0.003221 | 0.00080725 | 0 | 0 |  | 1 | TRUE | wye
7 | LV_401-2_0_6_load_152 | 10 | 0.0017973 | 0.00045044 | 0 | 0 |  | 1 | TRUE | wye
8 | LV_401-2_0_6_load_187 | 11 | 0.0010274 | 0.00025748 | 0 | 0 |  | 1 | TRUE | wye
9 | LV_401-2_0_6_load_150 | 12 | 0.0032707 | 0.00081972 | 0 | 0 |  | 1 | TRUE | wye
10 | LV_401-2_0_6_load_5 | 13 | 0.0011832 | 0.00029655 | 0 | 0 |  | 1 | TRUE | wye
11 | LV_401-2_0_6_load_6 | 14 | 0.0013783 | 0.00034543 | 0 | 0 |  | 1 | TRUE | wye
12 | LV_401-2_0_6_load_7 | 15 | 0.0012422 | 0.00031131 | 0 | 0 |  | 1 | TRUE | wye
13 | LV_401-2_0_6_load_8 | 16 | 0.0012888 | 0.00032301 | 0 | 0 |  | 1 | TRUE | wye
14 | LV_401-2_0_6_load_9 | 17 | 0.0014153 | 0.00035471 | 0 | 0 |  | 1 | TRUE | wye
15 | LV_401-2_0_6_load_10 | 19 | 0.001041 | 0.0002609 | 0 | 0 |  | 1 | TRUE | wye
16 | LV_401-2_0_6_load_49 | 20 | 0.0011738 | 0.00029417 | 0 | 0 |  | 1 | TRUE | wye
17 | LV_401-2_0_6_load_13 | 21 | 0.0009873 | 0.00024744 | 0 | 0 |  | 1 | TRUE | wye
18 | LV_401-2_0_6_load_11 | 22 | 0.0011271 | 0.00028248 | 0 | 0 |  | 1 | TRUE | wye
19 | LV_401-2_0_6_load_12 | 23 | 0.0019168 | 0.00048038 | 0 | 0 |  | 1 | TRUE | wye
20 | LV_401-2_0_6_load_14 | 24 | 0.00046395 | 0.00011628 | 0 | 0 |  | 1 | TRUE | wye
21 | LV_401-2_0_6_load_16 | 25 | 0.0012449 | 0.000312 | 0 | 0 |  | 1 | TRUE | wye
22 | LV_401-2_0_6_load_18 | 28 | 0.007412 | 0.0018576 | 0 | 0 |  | 1 | TRUE | wye
23 | LV_401-2_0_6_load_19 | 29 | 0.00097876 | 0.0002453 | 0 | 0 |  | 1 | TRUE | wye
24 | LV_401-2_0_6_load_26 | 30 | 0.0034598 | 0.00086712 | 0 | 0 |  | 1 | TRUE | wye
25 | LV_401-2_0_6_load_23 | 31 | 0.0021235 | 0.00053221 | 0 | 0 |  | 1 | TRUE | wye
26 | LV_401-2_0_6_load_21 | 32 | 0.0018394 | 0.000461 | 0 | 0 |  | 1 | TRUE | wye
27 | LV_401-2_0_6_load_20 | 33 | 0.004458 | 0.0011173 | 0 | 0 |  | 1 | TRUE | wye
28 | LV_401-2_0_6_load_24 | 35 | 0.0017338 | 0.00043452 | 0 | 0 |  | 1 | TRUE | wye
29 | LV_401-2_0_6_load_25 | 36 | 0.0042434 | 0.0010635 | 0 | 0 |  | 1 | TRUE | wye
30 | LV_401-2_0_6_load_127 | 37 | 0.0060133 | 0.0015071 | 0 | 0 |  | 1 | TRUE | wye
31 | LV_401-2_0_6_load_125 | 39 | 0.0028799 | 0.00072176 | 0 | 0 |  | 1 | TRUE | wye
32 | LV_401-2_0_6_load_178 | 40 | 0.0045751 | 0.0011466 | 0 | 0 |  | 1 | TRUE | wye
33 | LV_401-2_0_6_load_27 | 41 | 0.0039596 | 0.00099237 | 0 | 0 |  | 1 | TRUE | wye
34 | LV_401-2_0_6_load_28 | 42 | 0.00080575 | 0.00020194 | 0 | 0 |  | 1 | TRUE | wye
35 | LV_401-2_0_6_load_29 | 43 | 0.0020777 | 0.00052073 | 0 | 0 |  | 1 | TRUE | wye
36 | LV_401-2_0_6_load_31 | 45 | 0.00086979 | 0.00021799 | 0 | 0 |  | 1 | TRUE | wye
37 | LV_401-2_0_6_load_33 | 47 | 0.00033469 | 8.3882e-05 | 0 | 0 |  | 1 | TRUE | wye
38 | LV_401-2_0_6_load_41 | 48 | 0.0014851 | 0.00037221 | 0 | 0 |  | 1 | TRUE | wye
39 | LV_401-2_0_6_load_34 | 49 | 0.0024096 | 0.0006039 | 0 | 0 |  | 1 | TRUE | wye
40 | LV_401-2_0_6_load_39 | 50 | 0.001433 | 0.00035913 | 0 | 0 |  | 1 | TRUE | wye
41 | LV_401-2_0_6_load_42 | 51 | 0.0022819 | 0.00057189 | 0 | 0 |  | 1 | TRUE | wye
42 | LV_401-2_0_6_load_40 | 53 | 0.00017863 | 4.477e-05 | 0 | 0 |  | 1 | TRUE | wye
43 | LV_401-2_0_6_load_36 | 54 | 0.00052514 | 0.00013161 | 0 | 0 |  | 1 | TRUE | wye
44 | LV_401-2_0_6_load_37 | 55 | 0.00061056 | 0.00015302 | 0 | 0 |  | 1 | TRUE | wye
45 | LV_401-2_0_6_load_38 | 56 | 0.00072758 | 0.00018235 | 0 | 0 |  | 1 | TRUE | wye
46 | LV_401-2_0_6_load_180 | 57 | 0.0010024 | 0.00025122 | 0 | 0 |  | 1 | TRUE | wye
47 | LV_401-2_0_6_load_181 | 58 | 0.0023061 | 0.00057797 | 0 | 0 |  | 1 | TRUE | wye
48 | LV_401-2_0_6_load_43 | 59 | 0.00071573 | 0.00017938 | 0 | 0 |  | 1 | TRUE | wye
49 | LV_401-2_0_6_load_44 | 60 | 0.0098947 | 0.0024799 | 0 | 0 |  | 1 | TRUE | wye
50 | LV_401-2_0_6_load_46 | 62 | 0.0079633 | 0.0019958 | 0 | 0 |  | 1 | TRUE | wye
51 | LV_401-2_0_6_load_51 | 64 | 0.0021534 | 0.00053969 | 0 | 0 |  | 1 | TRUE | wye
52 | LV_401-2_0_6_load_98 | 65 | 0.0018424 | 0.00046175 | 0 | 0 |  | 1 | TRUE | wye
53 | LV_401-2_0_6_load_99 | 66 | 0.0010623 | 0.00026623 | 0 | 0 |  | 1 | TRUE | wye
54 | LV_401-2_0_6_load_69 | 67 | 0.0013464 | 0.00033744 | 0 | 0 |  | 1 | TRUE | wye
55 | LV_401-2_0_6_load_53 | 69 | 0.00058745 | 0.00014723 | 0 | 0 |  | 1 | TRUE | wye
56 | LV_401-2_0_6_load_54 | 70 | 0.0013261 | 0.00033236 | 0 | 0 |  | 1 | TRUE | wye
57 | LV_401-2_0_6_load_55 | 71 | 0.00064027 | 0.00016047 | 0 | 0 |  | 1 | TRUE | wye
58 | LV_401-2_0_6_load_56 | 72 | 0.00064014 | 0.00016043 | 0 | 0 |  | 1 | TRUE | wye
59 | LV_401-2_0_6_load_58 | 74 | 0.0011349 | 0.00028444 | 0 | 0 |  | 1 | TRUE | wye
60 | LV_401-2_0_6_load_64 | 75 | 0.0016431 | 0.00041181 | 0 | 0 |  | 1 | TRUE | wye
61 | LV_401-2_0_6_load_61 | 76 | 0.0012703 | 0.00031837 | 0 | 0 |  | 1 | TRUE | wye
62 | LV_401-2_0_6_load_59 | 77 | 0.0005989 | 0.0001501 | 0 | 0 |  | 1 | TRUE | wye
63 | LV_401-2_0_6_load_62 | 78 | 0.00069118 | 0.00017323 | 0 | 0 |  | 1 | TRUE | wye
64 | LV_401-2_0_6_load_60 | 79 | 0.0011643 | 0.00029181 | 0 | 0 |  | 1 | TRUE | wye
65 | LV_401-2_0_6_load_190 | 80 | 0.00067262 | 0.00016857 | 0 | 0 |  | 1 | TRUE | wye
66 | LV_401-2_0_6_load_191 | 81 | 0.0028802 | 0.00072184 | 0 | 0 |  | 1 | TRUE | wye
67 | LV_401-2_0_6_load_66 | 83 | 0.00062017 | 0.00015543 | 0 | 0 |  | 1 | TRUE | wye
68 | LV_401-2_0_6_load_94 | 84 | 0.002154 | 0.00053983 | 0 | 0 |  | 1 | TRUE | wye
69 | LV_401-2_0_6_load_65 | 85 | 0.0028371 | 0.00071105 | 0 | 0 |  | 1 | TRUE | wye
70 | LV_401-2_0_6_load_95 | 86 | 0.0022517 | 0.00056432 | 0 | 0 |  | 1 | TRUE | wye
71 | LV_401-2_0_6_load_76 | 87 | 0.0031116 | 0.00077985 | 0 | 0 |  | 1 | TRUE | wye
72 | LV_401-2_0_6_load_78 | 88 | 0.0025098 | 0.00062902 | 0 | 0 |  | 1 | TRUE | wye
73 | LV_401-2_0_6_load_74 | 89 | 0.0029221 | 0.00073235 | 0 | 0 |  | 1 | TRUE | wye
74 | LV_401-2_0_6_load_79 | 90 | 0.0018005 | 0.00045126 | 0 | 0 |  | 1 | TRUE | wye
75 | LV_401-2_0_6_load_68 | 91 | 0.00191 | 0.00047868 | 0 | 0 |  | 1 | TRUE | wye
76 | LV_401-2_0_6_load_70 | 92 | 0.0019724 | 0.00049432 | 0 | 0 |  | 1 | TRUE | wye
77 | LV_401-2_0_6_load_71 | 93 | 0.002281 | 0.00057166 | 0 | 0 |  | 1 | TRUE | wye
78 | LV_401-2_0_6_load_72 | 94 | 0.0013965 | 0.00034999 | 0 | 0 |  | 1 | TRUE | wye
79 | LV_401-2_0_6_load_77 | 95 | 0.002625 | 0.00065789 | 0 | 0 |  | 1 | TRUE | wye
80 | LV_401-2_0_6_load_73 | 96 | 0.002697 | 0.00067594 | 0 | 0 |  | 1 | TRUE | wye
81 | LV_401-2_0_6_load_75 | 97 | 0.0025514 | 0.00063944 | 0 | 0 |  | 1 | TRUE | wye
82 | LV_401-2_0_6_load_82 | 98 | 0.0016896 | 0.00042345 | 0 | 0 |  | 1 | TRUE | wye
83 | LV_401-2_0_6_load_83 | 99 | 0.0040869 | 0.0010243 | 0 | 0 |  | 1 | TRUE | wye
84 | LV_401-2_0_6_load_80 | 100 | 0.0030966 | 0.00077608 | 0 | 0 |  | 1 | TRUE | wye
85 | LV_401-2_0_6_load_93 | 102 | 0.0019616 | 0.00049161 | 0 | 0 |  | 1 | TRUE | wye
86 | LV_401-2_0_6_load_92 | 104 | 0.0029012 | 0.00072712 | 0 | 0 |  | 1 | TRUE | wye
87 | LV_401-2_0_6_load_143 | 105 | 0.0036116 | 0.00090515 | 0 | 0 |  | 1 | TRUE | wye
88 | LV_401-2_0_6_load_85 | 108 | 0.008491 | 0.002128 | 0 | 0 |  | 1 | TRUE | wye
89 | LV_401-2_0_6_load_110 | 112 | 0.00070279 | 0.00017614 | 0 | 0 |  | 1 | TRUE | wye
90 | LV_401-2_0_6_load_100 | 114 | 0.0016928 | 0.00042426 | 0 | 0 |  | 1 | TRUE | wye
91 | LV_401-2_0_6_load_107 | 115 | 0.0015873 | 0.00039782 | 0 | 0 |  | 1 | TRUE | wye
92 | LV_401-2_0_6_load_108 | 116 | 0.0036227 | 0.00090795 | 0 | 0 |  | 1 | TRUE | wye
93 | LV_401-2_0_6_load_109 | 117 | 0.0075275 | 0.0018866 | 0 | 0 |  | 1 | TRUE | wye
94 | LV_401-2_0_6_load_89 | 118 | 0.002906 | 0.00072832 | 0 | 0 |  | 1 | TRUE | wye
95 | LV_401-2_0_6_load_90 | 119 | 0.0046178 | 0.0011573 | 0 | 0 |  | 1 | TRUE | wye
96 | LV_401-2_0_6_load_91 | 120 | 0.0026197 | 0.00065656 | 0 | 0 |  | 1 | TRUE | wye
97 | LV_401-2_0_6_load_111 | 123 | 0.0033653 | 0.00084342 | 0 | 0 |  | 1 | TRUE | wye
98 | LV_401-2_0_6_load_139 | 124 | 0.0025311 | 0.00063435 | 0 | 0 |  | 1 | TRUE | wye
99 | LV_401-2_0_6_load_137 | 125 | 0.0015443 | 0.00038705 | 0 | 0 |  | 1 | TRUE | wye
100 | LV_401-2_0_6_load_112 | 126 | 0.0042354 | 0.0010615 | 0 | 0 |  | 1 | TRUE | wye
101 | LV_401-2_0_6_load_101 | 127 | 0.0056614 | 0.0014189 | 0 | 0 |  | 1 | TRUE | wye
102 | LV_401-2_0_6_load_103 | 128 | 0.0019662 | 0.00049277 | 0 | 0 |  | 1 | TRUE | wye
103 | LV_401-2_0_6_load_104 | 129 | 0.0019649 | 0.00049244 | 0 | 0 |  | 1 | TRUE | wye
104 | LV_401-2_0_6_load_105 | 130 | 0.0027462 | 0.00068827 | 0 | 0 |  | 1 | TRUE | wye
105 | LV_401-2_0_6_load_106 | 131 | 0.0046194 | 0.0011577 | 0 | 0 |  | 1 | TRUE | wye
106 | LV_401-2_0_6_load_113 | 132 | 0.0030304 | 0.00075949 | 0 | 0 |  | 1 | TRUE | wye
107 | LV_401-2_0_6_load_115 | 133 | 0.0021546 | 0.00053999 | 0 | 0 |  | 1 | TRUE | wye
108 | LV_401-2_0_6_load_116 | 134 | 0.0017563 | 0.00044017 | 0 | 0 |  | 1 | TRUE | wye
109 | LV_401-2_0_6_load_140 | 135 | 0.0036948 | 0.000926 | 0 | 0 |  | 1 | TRUE | wye
110 | LV_401-2_0_6_load_138 | 136 | 0.0057505 | 0.0014412 | 0 | 0 |  | 1 | TRUE | wye
111 | LV_401-2_0_6_load_117 | 137 | 0.0022826 | 0.00057208 | 0 | 0 |  | 1 | TRUE | wye
112 | LV_401-2_0_6_load_118 | 138 | 0.0028107 | 0.00070442 | 0 | 0 |  | 1 | TRUE | wye
113 | LV_401-2_0_6_load_119 | 139 | 0.0017254 | 0.00043242 | 0 | 0 |  | 1 | TRUE | wye
114 | LV_401-2_0_6_load_120 | 140 | 0.0021124 | 0.00052942 | 0 | 0 |  | 1 | TRUE | wye
115 | LV_401-2_0_6_load_121 | 141 | 0.0017679 | 0.00044307 | 0 | 0 |  | 1 | TRUE | wye
116 | LV_401-2_0_6_load_135 | 143 | 0.0050738 | 0.0012716 | 0 | 0 |  | 1 | TRUE | wye
117 | LV_401-2_0_6_load_133 | 144 | 0.002817 | 0.00070601 | 0 | 0 |  | 1 | TRUE | wye
118 | LV_401-2_0_6_load_149 | 145 | 0.0040385 | 0.0010121 | 0 | 0 |  | 1 | TRUE | wye
119 | LV_401-2_0_6_load_134 | 146 | 0.0040306 | 0.0010102 | 0 | 0 |  | 1 | TRUE | wye
120 | LV_401-2_0_6_load_123 | 147 | 0.0033619 | 0.00084257 | 0 | 0 |  | 1 | TRUE | wye
121 | LV_401-2_0_6_load_124 | 148 | 0.0019281 | 0.00048322 | 0 | 0 |  | 1 | TRUE | wye
122 | LV_401-2_0_6_load_130 | 150 | 0.0086486 | 0.0021676 | 0 | 0 |  | 1 | TRUE | wye
123 | LV_401-2_0_6_load_128 | 151 | 0.0038673 | 0.00096923 | 0 | 0 |  | 1 | TRUE | wye
124 | LV_401-2_0_6_load_173 | 152 | 0.0051574 | 0.0012926 | 0 | 0 |  | 1 | TRUE | wye
125 | LV_401-2_0_6_load_132 | 155 | 0.0018129 | 0.00045436 | 0 | 0 |  | 1 | TRUE | wye
126 | LV_401-2_0_6_load_136 | 156 | 0.0057224 | 0.0014342 | 0 | 0 |  | 1 | TRUE | wye
127 | LV_401-2_0_6_load_160 | 158 | 0.0037117 | 0.00093023 | 0 | 0 |  | 1 | TRUE | wye
128 | LV_401-2_0_6_load_166 | 159 | 0.0059753 | 0.0014975 | 0 | 0 |  | 1 | TRUE | wye
129 | LV_401-2_0_6_load_142 | 162 | 0.0084635 | 0.0021212 | 0 | 0 |  | 1 | TRUE | wye
130 | LV_401-2_0_6_load_144 | 163 | 0.0039511 | 0.00099025 | 0 | 0 |  | 1 | TRUE | wye
131 | LV_401-2_0_6_load_145 | 164 | 0.0022715 | 0.00056928 | 0 | 0 |  | 1 | TRUE | wye
132 | LV_401-2_0_6_load_146 | 165 | 0.0018944 | 0.00047478 | 0 | 0 |  | 1 | TRUE | wye
133 | LV_401-2_0_6_load_147 | 166 | 0.0035894 | 0.00089959 | 0 | 0 |  | 1 | TRUE | wye
134 | LV_401-2_0_6_load_154 | 167 | 0.002721 | 0.00068195 | 0 | 0 |  | 1 | TRUE | wye
135 | LV_401-2_0_6_load_155 | 168 | 0.0017997 | 0.00045106 | 0 | 0 |  | 1 | TRUE | wye
136 | LV_401-2_0_6_load_188 | 169 | 0.0034212 | 0.00085743 | 0 | 0 |  | 1 | TRUE | wye
137 | LV_401-2_0_6_load_156 | 170 | 0.0039836 | 0.00099839 | 0 | 0 |  | 1 | TRUE | wye
138 | LV_401-2_0_6_load_157 | 171 | 0.0031524 | 0.00079006 | 0 | 0 |  | 1 | TRUE | wye
139 | LV_401-2_0_6_load_189 | 172 | 0.0025919 | 0.00064959 | 0 | 0 |  | 1 | TRUE | wye
140 | LV_401-2_0_6_load_158 | 173 | 0.0016648 | 0.00041723 | 0 | 0 |  | 1 | TRUE | wye
141 | LV_401-2_0_6_load_159 | 174 | 0.0015616 | 0.00039137 | 0 | 0 |  | 1 | TRUE | wye
142 | LV_401-2_0_6_load_161 | 175 | 0.0043657 | 0.0010941 | 0 | 0 |  | 1 | TRUE | wye
143 | LV_401-2_0_6_load_162 | 176 | 0.007062 | 0.0017699 | 0 | 0 |  | 1 | TRUE | wye
144 | LV_401-2_0_6_load_163 | 177 | 0.0011268 | 0.0002824 | 0 | 0 |  | 1 | TRUE | wye
145 | LV_401-2_0_6_load_165 | 179 | 0.0055567 | 0.0013926 | 0 | 0 |  | 1 | TRUE | wye
146 | LV_401-2_0_6_load_170 | 181 | 0.0014606 | 0.00036605 | 0 | 0 |  | 1 | TRUE | wye
147 | LV_401-2_0_6_load_169 | 182 | 0.0044322 | 0.0011108 | 0 | 0 |  | 1 | TRUE | wye
148 | LV_401-2_0_6_load_174 | 184 | 0.0079605 | 0.0019951 | 0 | 0 |  | 1 | TRUE | wye
149 | LV_401-2_0_6_load_179 | 185 | 0.0033624 | 0.0008427 | 0 | 0 |  | 1 | TRUE | wye
150 | LV_401-2_0_6_load_182 | 186 | 0.0011406 | 0.00028587 | 0 | 0 |  | 1 | TRUE | wye
151 | LV_401-2_0_6_load_183 | 187 | 0.0049555 | 0.001242 | 0 | 0 |  | 1 | TRUE | wye

## ext_grid
| name | bus | vm_pu | va_degree | slack_weight | in_service
0 |  | 132 | 1 | 0 | 1 | TRUE

## line
| name | std_type | from_bus | to_bus | length_km | r_ohm_per_km | x_ohm_per_km | c_nf_per_km | g_us_per_km | max_i_ka | df | parallel | type | in_service
0 | LV_401-2_0_6_line_0 |  | 0 | 1 | 0.0096735 | 0.125 | 0.08 | 261 | 0 | 0.364 | 1 | 1 | cs | TRUE
1 | LV_401-2_0_6_line_1 |  | 0 | 2 | 0.011376 | 0.125 | 0.08 | 261 | 0 | 0.364 | 1 | 1 | cs | TRUE
2 | LV_401-2_0_6_line_2 |  | 1 | 3 | 0.020868 | 0.125 | 0.08 | 261 | 0 | 0.364 | 1 | 1 | cs | TRUE
3 | LV_401-2_0_6_line_3 |  | 1 | 4 | 0.054292 | 0.125 | 0.08 | 261 | 0 | 0.364 | 1 | 1 | cs | TRUE
4 | LV_401-2_0_6_line_4 |  | 2 | 5 | 0.036947 | 0.125 | 0.08 | 261 | 0 | 0.364 | 1 | 1 | cs | TRUE
5 | LV_401-2_0_6_line_5 |  | 3 | 6 | 0.005306 | 0.125 | 0.08 | 261 | 0 | 0.364 | 1 | 1 | cs | TRUE
6 | LV_401-2_0_6_line_6 |  | 4 | 7 | 0.025884 | 0.125 | 0.08 | 261 | 0 | 0.364 | 1 | 1 | cs | TRUE
7 | LV_401-2_0_6_line_7 |  | 5 | 9 | 0.0063431 | 0.125 | 0.08 | 261 | 0 | 0.364 | 1 | 1 | cs | TRUE
8 | LV_401-2_0_6_line_8 |  | 6 | 10 | 0.01835 | 0.125 | 0.08 | 261 | 0 | 0.364 | 1 | 1 | cs | TRUE
9 | LV_401-2_0_6_line_9 |  | 7 | 8 | 0.020756 | 0.125 | 0.08 | 261 | 0 | 0.364 | 1 | 1 | cs | TRUE
10 | LV_401-2_0_6_line_10 |  | 8 | 11 | 0.027552 | 0.125 | 0.08 | 261 | 0 | 0.364 | 1 | 1 | cs | TRUE
11 | LV_401-2_0_6_line_11 |  | 9 | 12 | 0.023634 | 0.125 | 0.08 | 261 | 0 | 0.364 | 1 | 1 | cs | TRUE
12 | LV_401-2_0_6_line_12 |  | 10 | 167 | 0.014803 | 0.125 | 0.08 | 261 | 0 | 0.364 | 1 | 1 | cs | TRUE
13 | LV_401-2_0_6_line_13 |  | 11 | 169 | 0.032009 | 0.125 | 0.08 | 261 | 0 | 0.364 | 1 | 1 | cs | TRUE
14 | LV_401-2_0_6_line_14 |  | 13 | 14 | 0.0048234 | 0.125 | 0.08 | 261 | 0 | 0.364 | 1 | 1 | cs | TRUE
15 | LV_401-2_0_6_line_15 |  | 13 | 15 | 0.00016361 | 0.125 | 0.08 | 261 | 0 | 0.364 | 1 | 1 | cs | TRUE
16 | LV_401-2_0_6_line_16 |  | 14 | 16 | 0.0021761 | 0.125 | 0.08 | 261 | 0 | 0.364 | 1 | 1 | cs | TRUE
17 | LV_401-2_0_6_line_17 |  | 15 | 17 | 0.018803 | 0.125 | 0.08 | 261 | 0 | 0.364 | 1 | 1 | cs | TRUE
18 | LV_401-2_0_6_line_18 |  | 16 | 18 | 0.01825 | 0.125 | 0.08 | 261 | 0 | 0.364 | 1 | 1 | cs | TRUE
19 | LV_401-2_0_6_line_19 |  | 17 | 19 | 0.001866 | 0.125 | 0.08 | 261 | 0 | 0.364 | 1 | 1 | cs | TRUE
20 | LV_401-2_0_6_line_20 |  | 18 | 20 | 0.0053014 | 0.125 | 0.08 | 261 | 0 | 0.364 | 1 | 3 | cs | TRUE
21 | LV_401-2_0_6_line_21 |  | 18 | 21 | 0.030435 | 0.125 | 0.08 | 261 | 0 | 0.364 | 1 | 3 | cs | TRUE
22 | LV_401-2_0_6_line_22 |  | 19 | 22 | 0.00017168 | 0.125 | 0.08 | 261 | 0 | 0.364 | 1 | 1 | cs | TRUE
23 | LV_401-2_0_6_line_23 |  | 20 | 27 | 0.027305 | 0.125 | 0.08 | 261 | 0 | 0.364 | 1 | 3 | cs | TRUE
24 | LV_401-2_0_6_line_24 |  | 21 | 23 | 0.0081245 | 0.125 | 0.08 | 261 | 0 | 0.364 | 1 | 3 | cs | TRUE
25 | LV_401-2_0_6_line_25 |  | 23 | 24 | 0.0099238 | 0.125 | 0.08 | 261 | 0 | 0.364 | 1 | 3 | cs | TRUE
26 | LV_401-2_0_6_line_26 |  | 24 | 25 | 0.0022362 | 0.125 | 0.08 | 261 | 0 | 0.364 | 1 | 3 | cs | TRUE
27 | LV_401-2_0_6_line_27 |  | 25 | 26 | 0.010117 | 0.125 | 0.08 | 261 | 0 | 0.364 | 1 | 3 | cs | TRUE
28 | LV_401-2_0_6_line_28 |  | 26 | 28 | 0.024242 | 0.125 | 0.08 | 261 | 0 | 0.364 | 1 | 1 | cs | TRUE
29 | LV_401-2_0_6_line_29 |  | 26 | 29 | 0.010324 | 0.125 | 0.08 | 261 | 0 | 0.364 | 1 | 3 | cs | TRUE
30 | LV_401-2_0_6_line_30 |  | 27 | 64 | 0.016501 | 0.125 | 0.08 | 261 | 0 | 0.364 | 1 | 3 | cs | TRUE
31 | LV_401-2_0_6_line_31 |  | 28 | 30 | 0.0037605 | 0.125 | 0.08 | 261 | 0 | 0.364 | 1 | 1 | cs | TRUE
32 | LV_401-2_0_6_line_32 |  | 29 | 31 | 0.036332 | 0.125 | 0.08 | 261 | 0 | 0.364 | 1 | 3 | cs | TRUE
33 | LV_401-2_0_6_line_33 |  | 31 | 32 | 0.00169 | 0.125 | 0.08 | 261 | 0 | 0.364 | 1 | 3 | cs | TRUE
34 | LV_401-2_0_6_line_34 |  | 32 | 33 | 0.0025569 | 0.125 | 0.08 | 261 | 0 | 0.364 | 1 | 3 | cs | TRUE
35 | LV_401-2_0_6_line_35 |  | 33 | 34 | 0.012084 | 0.125 | 0.08 | 261 | 0 | 0.364 | 1 | 3 | cs | TRUE
36 | LV_401-2_0_6_line_36 |  | 34 | 35 | 0.017164 | 0.125 | 0.08 | 261 | 0 | 0.364 | 1 | 3 | cs | TRUE
37 | LV_401-2_0_6_line_37 |  | 34 | 36 | 0.015321 | 0.125 | 0.08 | 261 | 0 | 0.364 | 1 | 1 | cs | TRUE
38 | LV_401-2_0_6_line_38 |  | 35 | 37 | 0.023932 | 0.125 | 0.08 | 261 | 0 | 0.364 | 1 | 3 | cs | TRUE
39 | LV_401-2_0_6_line_39 |  | 36 | 38 | 0.020583 | 0.125 | 0.08 | 261 | 0 | 0.364 | 1 | 1 | cs | TRUE
40 | LV_401-2_0_6_line_40 |  | 37 | 39 | 0.019246 | 0.125 | 0.08 | 261 | 0 | 0.364 | 1 | 3 | cs | TRUE
41 | LV_401-2_0_6_line_41 |  | 38 | 40 | 0.034298 | 0.125 | 0.08 | 261 | 0 | 0.364 | 1 | 1 | cs | TRUE
42 | LV_401-2_0_6_line_42 |  | 39 | 147 | 0.0076826 | 0.125 | 0.08 | 261 | 0 | 0.364 | 1 | 3 | cs | TRUE
43 | LV_401-2_0_6_line_43 |  | 40 | 185 | 0.0014878 | 0.125 | 0.08 | 261 | 0 | 0.364 | 1 | 1 | cs | TRUE
44 | LV_401-2_0_6_line_44 |  | 41 | 42 | 0.011806 | 0.125 | 0.08 | 261 | 0 | 0.364 | 1 | 1 | cs | TRUE
45 | LV_401-2_0_6_line_45 |  | 41 | 43 | 0.0015831 | 0.125 | 0.08 | 261 | 0 | 0.364 | 1 | 1 | cs | TRUE
46 | LV_401-2_0_6_line_46 |  | 42 | 44 | 0.016295 | 0.125 | 0.08 | 261 | 0 | 0.364 | 1 | 1 | cs | TRUE
47 | LV_401-2_0_6_line_47 |  | 43 | 45 | 0.02531 | 0.125 | 0.08 | 261 | 0 | 0.364 | 1 | 1 | cs | TRUE
48 | LV_401-2_0_6_line_48 |  | 44 | 46 | 0.037142 | 0.125 | 0.08 | 261 | 0 | 0.364 | 1 | 1 | cs | TRUE
49 | LV_401-2_0_6_line_49 |  | 44 | 47 | 0.022501 | 0.125 | 0.08 | 261 | 0 | 0.364 | 1 | 1 | cs | TRUE
50 | LV_401-2_0_6_line_50 |  | 45 | 48 | 0.021707 | 0.125 | 0.08 | 261 | 0 | 0.364 | 1 | 1 | cs | TRUE
51 | LV_401-2_0_6_line_51 |  | 46 | 49 | 0.02699 | 0.125 | 0.08 | 261 | 0 | 0.364 | 1 | 1 | cs | TRUE
52 | LV_401-2_0_6_line_52 |  | 47 | 50 | 0.016406 | 0.125 | 0.08 | 261 | 0 | 0.364 | 1 | 1 | cs | TRUE
53 | LV_401-2_0_6_line_53 |  | 48 | 51 | 0.017841 | 0.125 | 0.08 | 261 | 0 | 0.364 | 1 | 1 | cs | TRUE
54 | LV_401-2_0_6_line_54 |  | 49 | 52 | 0.0083939 | 0.125 | 0.08 | 261 | 0 | 0.364 | 1 | 1 | cs | TRUE
55 | LV_401-2_0_6_line_55 |  | 50 | 53 | 0.0027046 | 0.125 | 0.08 | 261 | 0 | 0.364 | 1 | 1 | cs | TRUE
56 | LV_401-2_0_6_line_56 |  | 51 | 59 | 0.01942 | 0.125 | 0.08 | 261 | 0 | 0.364 | 1 | 1 | cs | TRUE
57 | LV_401-2_0_6_line_57 |  | 52 | 54 | 0.019521 | 0.125 | 0.08 | 261 | 0 | 0.364 | 1 | 1 | cs | TRUE
58 | LV_401-2_0_6_line_58 |  | 54 | 55 | 0.02806 | 0.125 | 0.08 | 261 | 0 | 0.364 | 1 | 1 | cs | TRUE
59 | LV_401-2_0_6_line_59 |  | 55 | 56 | 0.031184 | 0.125 | 0.08 | 261 | 0 | 0.364 | 1 | 1 | cs | TRUE
60 | LV_401-2_0_6_line_60 |  | 56 | 57 | 0.034458 | 0.125 | 0.08 | 261 | 0 | 0.364 | 1 | 1 | cs | TRUE
61 | LV_401-2_0_6_line_61 |  | 57 | 58 | 0.014891 | 0.125 | 0.08 | 261 | 0 | 0.364 | 1 | 1 | cs | TRUE
62 | LV_401-2_0_6_line_62 |  | 58 | 186 | 0.0066856 | 0.125 | 0.08 | 261 | 0 | 0.364 | 1 | 1 | cs | TRUE
63 | LV_401-2_0_6_line_63 |  | 59 | 60 | 0.017124 | 0.125 | 0.08 | 261 | 0 | 0.364 | 1 | 1 | cs | TRUE
64 | LV_401-2_0_6_line_64 |  | 60 | 61 | 0.028984 | 0.125 | 0.08 | 261 | 0 | 0.364 | 1 | 1 | cs | TRUE
65 | LV_401-2_0_6_line_65 |  | 61 | 62 | 0.020654 | 0.125 | 0.08 | 261 | 0 | 0.364 | 1 | 1 | cs | TRUE
66 | LV_401-2_0_6_line_66 |  | 61 | 63 | 0.034276 | 0.125 | 0.08 | 261 | 0 | 0.364 | 1 | 1 | cs | TRUE
67 | LV_401-2_0_6_line_67 |  | 62 | 64 | 0.021168 | 0.125 | 0.08 | 261 | 0 | 0.364 | 1 | 2 | cs | TRUE
68 | LV_401-2_0_6_line_68 |  | 63 | 65 | 0.00137 | 0.125 | 0.08 | 261 | 0 | 0.364 | 1 | 1 | cs | TRUE
69 | LV_401-2_0_6_line_69 |  | 65 | 66 | 0.023458 | 0.125 | 0.08 | 261 | 0 | 0.364 | 1 | 1 | cs | TRUE
70 | LV_401-2_0_6_line_70 |  | 67 | 68 | 0.0048047 | 0.125 | 0.08 | 261 | 0 | 0.364 | 1 | 1 | cs | TRUE
71 | LV_401-2_0_6_line_71 |  | 68 | 91 | 0.033343 | 0.125 | 0.08 | 261 | 0 | 0.364 | 1 | 1 | cs | TRUE
72 | LV_401-2_0_6_line_72 |  | 68 | 85 | 0.017875 | 0.125 | 0.08 | 261 | 0 | 0.364 | 1 | 1 | cs | TRUE
73 | LV_401-2_0_6_line_73 |  | 69 | 70 | 0.0044713 | 0.125 | 0.08 | 261 | 0 | 0.364 | 1 | 1 | cs | TRUE
74 | LV_401-2_0_6_line_74 |  | 69 | 71 | 0.0050739 | 0.125 | 0.08 | 261 | 0 | 0.364 | 1 | 1 | cs | TRUE
75 | LV_401-2_0_6_line_75 |  | 70 | 72 | 0.0005003 | 0.125 | 0.08 | 261 | 0 | 0.364 | 1 | 1 | cs | TRUE
76 | LV_401-2_0_6_line_76 |  | 71 | 73 | 0.0071234 | 0.125 | 0.08 | 261 | 0 | 0.364 | 1 | 1 | cs | TRUE
77 | LV_401-2_0_6_line_77 |  | 72 | 74 | 0.0048268 | 0.125 | 0.08 | 261 | 0 | 0.364 | 1 | 1 | cs | TRUE
78 | LV_401-2_0_6_line_78 |  | 73 | 75 | 0.015664 | 0.125 | 0.08 | 261 | 0 | 0.364 | 1 | 1 | cs | TRUE
79 | LV_401-2_0_6_line_79 |  | 73 | 76 | 0.0079407 | 0.125 | 0.08 | 261 | 0 | 0.364 | 1 | 1 | cs | TRUE
80 | LV_401-2_0_6_line_80 |  | 74 | 77 | 0.00015411 | 0.125 | 0.08 | 261 | 0 | 0.364 | 1 | 1 | cs | TRUE
81 | LV_401-2_0_6_line_81 |  | 76 | 78 | 0.0090326 | 0.125 | 0.08 | 261 | 0 | 0.364 | 1 | 1 | cs | TRUE
82 | LV_401-2_0_6_line_82 |  | 77 | 79 | 0.004824 | 0.125 | 0.08 | 261 | 0 | 0.364 | 1 | 1 | cs | TRUE
83 | LV_401-2_0_6_line_83 |  | 78 | 82 | 0.017458 | 0.125 | 0.08 | 261 | 0 | 0.364 | 1 | 1 | cs | TRUE
84 | LV_401-2_0_6_line_84 |  | 79 | 80 | 0.00030816 | 0.125 | 0.08 | 261 | 0 | 0.364 | 1 | 1 | cs | TRUE
85 | LV_401-2_0_6_line_85 |  | 80 | 81 | 0.009872 | 0.125 | 0.08 | 261 | 0 | 0.364 | 1 | 1 | cs | TRUE
86 | LV_401-2_0_6_line_86 |  | 82 | 83 | 0.014758 | 0.125 | 0.08 | 261 | 0 | 0.364 | 1 | 1 | cs | TRUE
87 | LV_401-2_0_6_line_87 |  | 82 | 84 | 0.0063843 | 0.125 | 0.08 | 261 | 0 | 0.364 | 1 | 1 | cs | TRUE
88 | LV_401-2_0_6_line_88 |  | 83 | 85 | 0.011563 | 0.125 | 0.08 | 261 | 0 | 0.364 | 1 | 1 | cs | TRUE
89 | LV_401-2_0_6_line_89 |  | 84 | 86 | 0.026369 | 0.125 | 0.08 | 261 | 0 | 0.364 | 1 | 1 | cs | TRUE
90 | LV_401-2_0_6_line_90 |  | 86 | 103 | 0.018703 | 0.125 | 0.08 | 261 | 0 | 0.364 | 1 | 1 | cs | TRUE
91 | LV_401-2_0_6_line_91 |  | 87 | 88 | 0.0010776 | 0.125 | 0.08 | 261 | 0 | 0.364 | 1 | 1 | cs | TRUE
92 | LV_401-2_0_6_line_92 |  | 87 | 89 | 0.0084755 | 0.125 | 0.08 | 261 | 0 | 0.364 | 1 | 1 | cs | TRUE
93 | LV_401-2_0_6_line_93 |  | 88 | 90 | 0.015996 | 0.125 | 0.08 | 261 | 0 | 0.364 | 1 | 1 | cs | TRUE
94 | LV_401-2_0_6_line_94 |  | 89 | 96 | 0.009718 | 0.125 | 0.08 | 261 | 0 | 0.364 | 1 | 1 | cs | TRUE
95 | LV_401-2_0_6_line_95 |  | 90 | 100 | 0.012294 | 0.125 | 0.08 | 261 | 0 | 0.364 | 1 | 1 | cs | TRUE
96 | LV_401-2_0_6_line_96 |  | 91 | 92 | 0.0011681 | 0.125 | 0.08 | 261 | 0 | 0.364 | 1 | 1 | cs | TRUE
97 | LV_401-2_0_6_line_97 |  | 92 | 93 | 0.027674 | 0.125 | 0.08 | 261 | 0 | 0.364 | 1 | 1 | cs | TRUE
98 | LV_401-2_0_6_line_98 |  | 93 | 94 | 0.0026886 | 0.125 | 0.08 | 261 | 0 | 0.364 | 1 | 1 | cs | TRUE
99 | LV_401-2_0_6_line_99 |  | 93 | 95 | 0.024027 | 0.125 | 0.08 | 261 | 0 | 0.364 | 1 | 1 | cs | TRUE
100 | LV_401-2_0_6_line_100 |  | 94 | 98 | 0.022423 | 0.125 | 0.08 | 261 | 0 | 0.364 | 1 | 1 | cs | TRUE
101 | LV_401-2_0_6_line_101 |  | 95 | 97 | 0.010767 | 0.125 | 0.08 | 261 | 0 | 0.364 | 1 | 1 | cs | TRUE
102 | LV_401-2_0_6_line_102 |  | 96 | 97 | 0.0075329 | 0.125 | 0.08 | 261 | 0 | 0.364 | 1 | 1 | cs | TRUE
103 | LV_401-2_0_6_line_103 |  | 98 | 99 | 0.0017495 | 0.125 | 0.08 | 261 | 0 | 0.364 | 1 | 1 | cs | TRUE
104 | LV_401-2_0_6_line_104 |  | 99 | 107 | 0.016838 | 0.125 | 0.08 | 261 | 0 | 0.364 | 1 | 1 | cs | TRUE
105 | LV_401-2_0_6_line_105 |  | 100 | 101 | 0.012348 | 0.125 | 0.08 | 261 | 0 | 0.364 | 1 | 1 | cs | TRUE
106 | LV_401-2_0_6_line_106 |  | 101 | 102 | 0.019107 | 0.125 | 0.08 | 261 | 0 | 0.364 | 1 | 1 | cs | TRUE
107 | LV_401-2_0_6_line_107 |  | 102 | 104 | 0.02794 | 0.125 | 0.08 | 261 | 0 | 0.364 | 1 | 1 | cs | TRUE
108 | LV_401-2_0_6_line_108 |  | 103 | 121 | 0.003167 | 0.125 | 0.08 | 261 | 0 | 0.364 | 1 | 1 | cs | TRUE
109 | LV_401-2_0_6_line_109 |  | 104 | 119 | 0.0051772 | 0.125 | 0.08 | 261 | 0 | 0.364 | 1 | 1 | cs | TRUE
110 | LV_401-2_0_6_line_110 |  | 105 | 106 | 0.016683 | 0.125 | 0.08 | 261 | 0 | 0.364 | 1 | 1 | cs | TRUE
111 | LV_401-2_0_6_line_111 |  | 106 | 162 | 0.033346 | 0.125 | 0.08 | 261 | 0 | 0.364 | 1 | 1 | cs | TRUE
112 | LV_401-2_0_6_line_112 |  | 106 | 135 | 0.017945 | 0.125 | 0.08 | 261 | 0 | 0.364 | 1 | 1 | cs | TRUE
113 | LV_401-2_0_6_line_113 |  | 107 | 108 | 0.003189 | 0.125 | 0.08 | 261 | 0 | 0.364 | 1 | 1 | cs | TRUE
114 | LV_401-2_0_6_line_114 |  | 107 | 109 | 0.047635 | 0.125 | 0.08 | 261 | 0 | 0.364 | 1 | 1 | cs | TRUE
115 | LV_401-2_0_6_line_115 |  | 108 | 110 | 0.019077 | 0.125 | 0.08 | 261 | 0 | 0.364 | 1 | 1 | cs | TRUE
116 | LV_401-2_0_6_line_116 |  | 109 | 111 | 0.035882 | 0.125 | 0.08 | 261 | 0 | 0.364 | 1 | 1 | cs | TRUE
117 | LV_401-2_0_6_line_117 |  | 109 | 112 | 0.019656 | 0.125 | 0.08 | 261 | 0 | 0.364 | 1 | 1 | cs | TRUE
118 | LV_401-2_0_6_line_118 |  | 110 | 113 | 0.042871 | 0.125 | 0.08 | 261 | 0 | 0.364 | 1 | 1 | cs | TRUE
119 | LV_401-2_0_6_line_119 |  | 111 | 114 | 0.013596 | 0.125 | 0.08 | 261 | 0 | 0.364 | 1 | 1 | cs | TRUE
120 | LV_401-2_0_6_line_120 |  | 112 | 115 | 0.011301 | 0.125 | 0.08 | 261 | 0 | 0.364 | 1 | 1 | cs | TRUE
121 | LV_401-2_0_6_line_121 |  | 113 | 116 | 0.032784 | 0.125 | 0.08 | 261 | 0 | 0.364 | 1 | 1 | cs | TRUE
122 | LV_401-2_0_6_line_122 |  | 114 | 127 | 0.0066998 | 0.125 | 0.08 | 261 | 0 | 0.364 | 1 | 1 | cs | TRUE
123 | LV_401-2_0_6_line_123 |  | 115 | 130 | 0.0057705 | 0.125 | 0.08 | 261 | 0 | 0.364 | 1 | 1 | cs | TRUE
124 | LV_401-2_0_6_line_124 |  | 116 | 117 | 0.01828 | 0.125 | 0.08 | 261 | 0 | 0.364 | 1 | 1 | cs | TRUE
125 | LV_401-2_0_6_line_125 |  | 118 | 119 | 0.0010595 | 0.125 | 0.08 | 261 | 0 | 0.364 | 1 | 1 | cs | TRUE
126 | LV_401-2_0_6_line_126 |  | 118 | 120 | 0.00061752 | 0.125 | 0.08 | 261 | 0 | 0.364 | 1 | 1 | cs | TRUE
127 | LV_401-2_0_6_line_127 |  | 121 | 122 | 0.027962 | 0.125 | 0.08 | 261 | 0 | 0.364 | 1 | 1 | cs | TRUE
128 | LV_401-2_0_6_line_128 |  | 121 | 123 | 0.023597 | 0.125 | 0.08 | 261 | 0 | 0.364 | 1 | 1 | cs | TRUE
129 | LV_401-2_0_6_line_129 |  | 122 | 124 | 0.012329 | 0.125 | 0.08 | 261 | 0 | 0.364 | 1 | 1 | cs | TRUE
130 | LV_401-2_0_6_line_130 |  | 122 | 125 | 0.0027416 | 0.125 | 0.08 | 261 | 0 | 0.364 | 1 | 1 | cs | TRUE
131 | LV_401-2_0_6_line_131 |  | 123 | 126 | 0.027058 | 0.125 | 0.08 | 261 | 0 | 0.364 | 1 | 2 | cs | TRUE
132 | LV_401-2_0_6_line_132 |  | 124 | 135 | 0.005102 | 0.125 | 0.08 | 261 | 0 | 0.364 | 1 | 1 | cs | TRUE
133 | LV_401-2_0_6_line_133 |  | 125 | 136 | 0.018184 | 0.125 | 0.08 | 261 | 0 | 0.364 | 1 | 1 | cs | TRUE
134 | LV_401-2_0_6_line_134 |  | 126 | 132 | 0.012964 | 0.125 | 0.08 | 261 | 0 | 0.364 | 1 | 3 | cs | TRUE
135 | LV_401-2_0_6_line_135 |  | 127 | 128 | 0.039212 | 0.125 | 0.08 | 261 | 0 | 0.364 | 1 | 1 | cs | TRUE
136 | LV_401-2_0_6_line_136 |  | 129 | 130 | 0.02455 | 0.125 | 0.08 | 261 | 0 | 0.364 | 1 | 1 | cs | TRUE
137 | LV_401-2_0_6_line_137 |  | 129 | 131 | 0.022413 | 0.125 | 0.08 | 261 | 0 | 0.364 | 1 | 1 | cs | TRUE
138 | LV_401-2_0_6_line_138 |  | 132 | 133 | 0.016295 | 0.125 | 0.08 | 261 | 0 | 0.364 | 1 | 3 | cs | TRUE
139 | LV_401-2_0_6_line_139 |  | 133 | 134 | 0.0086188 | 0.125 | 0.08 | 261 | 0 | 0.364 | 1 | 3 | cs | TRUE
140 | LV_401-2_0_6_line_140 |  | 134 | 137 | 0.012412 | 0.125 | 0.08 | 261 | 0 | 0.364 | 1 | 3 | cs | TRUE
141 | LV_401-2_0_6_line_141 |  | 137 | 138 | 0.021238 | 0.125 | 0.08 | 261 | 0 | 0.364 | 1 | 3 | cs | TRUE
142 | LV_401-2_0_6_line_142 |  | 138 | 139 | 0.0063709 | 0.125 | 0.08 | 261 | 0 | 0.364 | 1 | 3 | cs | TRUE
143 | LV_401-2_0_6_line_143 |  | 139 | 140 | 0.013003 | 0.125 | 0.08 | 261 | 0 | 0.364 | 1 | 3 | cs | TRUE
144 | LV_401-2_0_6_line_144 |  | 140 | 141 | 0.0096429 | 0.125 | 0.08 | 261 | 0 | 0.364 | 1 | 3 | cs | TRUE
145 | LV_401-2_0_6_line_145 |  | 141 | 142 | 0.031737 | 0.125 | 0.08 | 261 | 0 | 0.364 | 1 | 3 | cs | TRUE
146 | LV_401-2_0_6_line_146 |  | 142 | 143 | 0.022421 | 0.125 | 0.08 | 261 | 0 | 0.364 | 1 | 1 | cs | TRUE
147 | LV_401-2_0_6_line_147 |  | 142 | 144 | 0.023039 | 0.125 | 0.08 | 261 | 0 | 0.364 | 1 | 3 | cs | TRUE
148 | LV_401-2_0_6_line_148 |  | 143 | 145 | 0.010174 | 0.125 | 0.08 | 261 | 0 | 0.364 | 1 | 1 | cs | TRUE
149 | LV_401-2_0_6_line_149 |  | 144 | 146 | 0.022868 | 0.125 | 0.08 | 261 | 0 | 0.364 | 1 | 3 | cs | TRUE
150 | LV_401-2_0_6_line_150 |  | 145 | 161 | 0.009309 | 0.125 | 0.08 | 261 | 0 | 0.364 | 1 | 1 | cs | TRUE
151 | LV_401-2_0_6_line_151 |  | 146 | 154 | 0.0044731 | 0.125 | 0.08 | 261 | 0 | 0.364 | 1 | 3 | cs | TRUE
152 | LV_401-2_0_6_line_152 |  | 147 | 148 | 0.013256 | 0.125 | 0.08 | 261 | 0 | 0.364 | 1 | 3 | cs | TRUE
153 | LV_401-2_0_6_line_153 |  | 148 | 149 | 0.0095956 | 0.125 | 0.08 | 261 | 0 | 0.364 | 1 | 3 | cs | TRUE
154 | LV_401-2_0_6_line_154 |  | 149 | 150 | 0.01968 | 0.125 | 0.08 | 261 | 0 | 0.364 | 1 | 3 | cs | TRUE
155 | LV_401-2_0_6_line_155 |  | 149 | 151 | 0.0095797 | 0.125 | 0.08 | 261 | 0 | 0.364 | 1 | 3 | cs | TRUE
156 | LV_401-2_0_6_line_156 |  | 150 | 152 | 0.02301 | 0.125 | 0.08 | 261 | 0 | 0.364 | 1 | 3 | cs | TRUE
157 | LV_401-2_0_6_line_157 |  | 151 | 153 | 0.021189 | 0.125 | 0.08 | 261 | 0 | 0.364 | 1 | 3 | cs | TRUE
158 | LV_401-2_0_6_line_158 |  | 152 | 157 | 0.010183 | 0.125 | 0.08 | 261 | 0 | 0.364 | 1 | 3 | cs | TRUE
159 | LV_401-2_0_6_line_159 |  | 153 | 154 | 0.003328 | 0.125 | 0.08 | 261 | 0 | 0.364 | 1 | 3 | cs | TRUE
160 | LV_401-2_0_6_line_160 |  | 153 | 155 | 0.021088 | 0.125 | 0.08 | 261 | 0 | 0.364 | 1 | 1 | cs | TRUE
161 | LV_401-2_0_6_line_161 |  | 154 | 156 | 0.022872 | 0.125 | 0.08 | 261 | 0 | 0.364 | 1 | 1 | cs | TRUE
162 | LV_401-2_0_6_line_162 |  | 156 | 158 | 0.0012209 | 0.125 | 0.08 | 261 | 0 | 0.364 | 1 | 1 | cs | TRUE
163 | LV_401-2_0_6_line_163 |  | 157 | 183 | 0.013946 | 0.125 | 0.08 | 261 | 0 | 0.364 | 1 | 1 | cs | TRUE
164 | LV_401-2_0_6_line_164 |  | 157 | 182 | 0.016757 | 0.125 | 0.08 | 261 | 0 | 0.364 | 1 | 3 | cs | TRUE
165 | LV_401-2_0_6_line_165 |  | 159 | 160 | 0.018033 | 0.125 | 0.08 | 261 | 0 | 0.364 | 1 | 1 | cs | TRUE
166 | LV_401-2_0_6_line_166 |  | 160 | 180 | 0.026561 | 0.125 | 0.08 | 261 | 0 | 0.364 | 1 | 3 | cs | TRUE
167 | LV_401-2_0_6_line_167 |  | 160 | 179 | 0.020681 | 0.125 | 0.08 | 261 | 0 | 0.364 | 1 | 3 | cs | TRUE
168 | LV_401-2_0_6_line_168 |  | 161 | 166 | 0.017749 | 0.125 | 0.08 | 261 | 0 | 0.364 | 1 | 1 | cs | TRUE
169 | LV_401-2_0_6_line_169 |  | 163 | 164 | 0.0053633 | 0.125 | 0.08 | 261 | 0 | 0.364 | 1 | 1 | cs | TRUE
170 | LV_401-2_0_6_line_170 |  | 163 | 165 | 0.010324 | 0.125 | 0.08 | 261 | 0 | 0.364 | 1 | 1 | cs | TRUE
171 | LV_401-2_0_6_line_171 |  | 164 | 166 | 0.014316 | 0.125 | 0.08 | 261 | 0 | 0.364 | 1 | 1 | cs | TRUE
172 | LV_401-2_0_6_line_172 |  | 167 | 168 | 0.012482 | 0.125 | 0.08 | 261 | 0 | 0.364 | 1 | 1 | cs | TRUE
173 | LV_401-2_0_6_line_173 |  | 168 | 170 | 0.025093 | 0.125 | 0.08 | 261 | 0 | 0.364 | 1 | 1 | cs | TRUE
174 | LV_401-2_0_6_line_174 |  | 169 | 172 | 0.048613 | 0.125 | 0.08 | 261 | 0 | 0.364 | 1 | 1 | cs | TRUE
175 | LV_401-2_0_6_line_175 |  | 170 | 171 | 0.00399 | 0.125 | 0.08 | 261 | 0 | 0.364 | 1 | 1 | cs | TRUE
176 | LV_401-2_0_6_line_176 |  | 171 | 173 | 0.010905 | 0.125 | 0.08 | 261 | 0 | 0.364 | 1 | 1 | cs | TRUE
177 | LV_401-2_0_6_line_177 |  | 173 | 174 | 0.0052359 | 0.125 | 0.08 | 261 | 0 | 0.364 | 1 | 1 | cs | TRUE
178 | LV_401-2_0_6_line_178 |  | 174 | 175 | 0.023489 | 0.125 | 0.08 | 261 | 0 | 0.364 | 1 | 1 | cs | TRUE
179 | LV_401-2_0_6_line_179 |  | 175 | 176 | 0.026019 | 0.125 | 0.08 | 261 | 0 | 0.364 | 1 | 1 | cs | TRUE
180 | LV_401-2_0_6_line_180 |  | 176 | 177 | 0.026036 | 0.125 | 0.08 | 261 | 0 | 0.364 | 1 | 1 | cs | TRUE
181 | LV_401-2_0_6_line_181 |  | 177 | 178 | 0.017452 | 0.125 | 0.08 | 261 | 0 | 0.364 | 1 | 3 | cs | TRUE
182 | LV_401-2_0_6_line_182 |  | 178 | 179 | 0.03408 | 0.125 | 0.08 | 261 | 0 | 0.364 | 1 | 3 | cs | TRUE
183 | LV_401-2_0_6_line_183 |  | 180 | 181 | 0.0099676 | 0.125 | 0.08 | 261 | 0 | 0.364 | 1 | 3 | cs | TRUE
184 | LV_401-2_0_6_line_184 |  | 181 | 182 | 0.0032625 | 0.125 | 0.08 | 261 | 0 | 0.364 | 1 | 3 | cs | TRUE
185 | LV_401-2_0_6_line_185 |  | 183 | 184 | 0.015982 | 0.125 | 0.08 | 261 | 0 | 0.364 | 1 | 1 | cs | TRUE
186 | LV_401-2_0_6_line_186 |  | 186 | 187 | 0.02927 | 0.125 | 0.08 | 261 | 0 | 0.364 | 1 | 1 | cs | TRUE

## trafo
| name | std_type | hv_bus | lv_bus | sn_mva | vn_hv_kv | vn_lv_kv | vk_percent | vkr_percent | pfe_kw | i0_percent | shift_degree | tap_side | tap_neutral | tap_min | tap_max | tap_step_percent | tap_step_degree | tap_pos | tap_phase_shifter | parallel | df | in_service
0 | LV_401-2_0_6_trafo_113 | 0.63 MVA 20/0.4 kV | 188 | 132 | 0.63 | 20 | 0.4 | 6 | 1.206 | 1.65 | 0.2619 | 150 | hv | 0 | -2 | 2 | 2.5 | 0 | 0 | FALSE | 1 | 1 | TRUE

## line_geodata
| x0 | y0 | x1 | y1 | x2 | y2 | x3 | y3 | x4 | y4 | x5 | y5 | x6 | y6 | x7 | y7
0 | 2609374.6524 | 1215915.2879 | 2609366.5473 | 1215920.5684
1 | 2609384.1839 | 1215909.078 | 2609374.6524 | 1215915.2879
2 | 2609349.0628 | 1215931.9597 | 2609366.5473 | 1215920.5684
3 | 2609366.5473 | 1215920.5684 | 2609400.1081 | 1215963.2456
4 | 2609373.3137 | 1215873.7633 | 2609384.1839 | 1215909.078
5 | 2609349.0628 | 1215931.9597 | 2609344.6171 | 1215934.8561
6 | 2609407.9078 | 1215987.9264 | 2609400.1081 | 1215963.2456
7 | 2609373.3137 | 1215873.7633 | 2609369.2337 | 1215878.6201
8 | 2609329.2423 | 1215944.8729 | 2609344.6171 | 1215934.8561
9 | 2609407.9078 | 1215987.9264 | 2609390.3336 | 1215998.9706
10 | 2609390.3336 | 1215998.9706 | 2609367.0054 | 1216013.6307
11 | 2609352.2699 | 1215894.9832 | 2609364.2012 | 1215884.6107 | 2609369.2337 | 1215878.6201
12 | 2609329.2423 | 1215944.8729 | 2609316.8394 | 1215952.9535
13 | 2609367.0054 | 1216013.6307 | 2609339.9034 | 1216030.6624
14 | 2609134.1352 | 1215827.5544 | 2609130.7592 | 1215824.1094
15 | 2609134.2497 | 1215827.6713 | 2609134.1352 | 1215827.5544
16 | 2609130.7592 | 1215824.1094 | 2609129.2362 | 1215822.5551
17 | 2609134.2497 | 1215827.6713 | 2609147.4098 | 1215841.1009
18 | 2609116.4628 | 1215809.5203 | 2609129.2362 | 1215822.5551
19 | 2609148.7158 | 1215842.4336 | 2609147.4098 | 1215841.1009
20 | 2609116.4628 | 1215809.5203 | 2609120.0881 | 1215805.6522
21 | 2609116.4628 | 1215809.5203 | 2609098.1961 | 1215829.0814 | 2609095.7778 | 1215831.8436
22 | 2609148.836 | 1215842.5562 | 2609148.7158 | 1215842.4336
23 | 2609138.7601 | 1215785.7296 | 2609120.0881 | 1215805.6522
24 | 2609095.7778 | 1215831.8436 | 2609090.426 | 1215837.9565
25 | 2609083.8891 | 1215845.4231 | 2609090.426 | 1215837.9565
26 | 2609083.8891 | 1215845.4231 | 2609082.4161 | 1215847.1057
27 | 2609075.7521 | 1215854.7175 | 2609082.4161 | 1215847.1057
28 | 2609075.7521 | 1215854.7175 | 2609064.4115 | 1215868.1857 | 2609059.769 | 1215872.9264
29 | 2609075.7521 | 1215854.7175 | 2609078.2314 | 1215856.9558 | 2609083.4098 | 1215861.6421
30 | 2609138.7601 | 1215785.7296 | 2609128.2259 | 1215773.0286
31 | 2609059.769 | 1215872.9264 | 2609057.138 | 1215875.6131
32 | 2609083.4098 | 1215861.6421 | 2609110.3481 | 1215886.0207
33 | 2609111.6012 | 1215887.1546 | 2609110.3481 | 1215886.0207
34 | 2609111.6012 | 1215887.1546 | 2609113.497 | 1215888.8703
35 | 2609122.4569 | 1215896.9788 | 2609113.497 | 1215888.8703
36 | 2609122.4569 | 1215896.9788 | 2609128.3673 | 1215894.6865 | 2609139.1702 | 1215895.3782
37 | 2609122.4569 | 1215896.9788 | 2609128.8207 | 1215906.0492 | 2609130.5783 | 1215909.909
38 | 2609139.1702 | 1215895.3782 | 2609163.0533 | 1215896.9073
39 | 2609136.8406 | 1215929.4079 | 2609134.2009 | 1215917.8641 | 2609130.5783 | 1215909.909
40 | 2609163.0533 | 1215896.9073 | 2609163.0533 | 1215896.9073 | 2609170.2406 | 1215898.6192 | 2609181.1744 | 1215903.209
41 | 2609136.8406 | 1215929.4079 | 2609131.4898 | 1215933.2131 | 2609117.1188 | 1215947.4215 | 2609111.3057 | 1215952.1966
42 | 2609181.1744 | 1215903.209 | 2609182.4413 | 1215903.7408 | 2609186.7093 | 1215908.3866
43 | 2609111.3057 | 1215952.1966 | 2609110.156 | 1215953.141
44 | 2608998.8277 | 1215807.1056 | 2608996.8091 | 1215807.2941 | 2608987.3422 | 1215804.8449
45 | 2608998.8277 | 1215807.1056 | 2609000.404 | 1215806.9584
46 | 2608971.5664 | 1215800.7637 | 2608987.3422 | 1215804.8449
47 | 2609000.404 | 1215806.9584 | 2609025.6044 | 1215804.6054
48 | 2608942.56 | 1215823.2999 | 2608958.5281 | 1215807.2368 | 2608971.5664 | 1215800.7637
49 | 2608971.5664 | 1215800.7637 | 2608977.7799 | 1215783.6078 | 2608979.92 | 1215779.9306
50 | 2609025.6044 | 1215804.6054 | 2609031.0255 | 1215804.0992 | 2609044.83 | 1215795.503
51 | 2608942.56 | 1215823.2999 | 2608935.1778 | 1215819.7869 | 2608924.6692 | 1215804.1808
52 | 2608979.92 | 1215779.9306 | 2608988.1725 | 1215765.7514
53 | 2609044.83 | 1215795.503 | 2609058.9161 | 1215786.7314 | 2609059.9381 | 1215786.0163
54 | 2608919.9809 | 1215797.2182 | 2608924.6692 | 1215804.1808
55 | 2608989.5329 | 1215763.4139 | 2608988.1725 | 1215765.7514
56 | 2609059.9381 | 1215786.0163 | 2609075.8496 | 1215774.8832
57 | 2608919.9809 | 1215797.2182 | 2608911.5817 | 1215783.1644 | 2608910.2149 | 1215780.3281
58 | 2608899.5085 | 1215754.4287 | 2608904.9284 | 1215769.3579 | 2608910.2149 | 1215780.3281
59 | 2608899.5085 | 1215754.4287 | 2608898.1078 | 1215750.5705 | 2608893.8929 | 1215730.7753 | 2608892.5079 | 1215724.0761
60 | 2608892.5079 | 1215724.0761 | 2608889.1361 | 1215707.7663 | 2608876.4629 | 1215695.2628
61 | 2608876.4629 | 1215695.2628 | 2608872.434 | 1215691.2879 | 2608865.6238 | 1215685.0562
62 | 2608860.6916 | 1215680.5429 | 2608865.6238 | 1215685.0562
63 | 2609075.8496 | 1215774.8832 | 2609089.8806 | 1215765.0659
64 | 2609106.4077 | 1215741.2553 | 2609089.8806 | 1215765.0659
65 | 2609106.4077 | 1215741.2553 | 2609107.4845 | 1215742.113 | 2609110.654 | 1215744.8749 | 2609122.1343 | 1215754.6423 | 2609122.1343 | 1215754.6423
66 | 2609132.9071 | 1215720.3837 | 2609117.7555 | 1215728.2429 | 2609106.4077 | 1215741.2553
67 | 2609128.2259 | 1215773.0286 | 2609124.4023 | 1215766.03 | 2609120.2565 | 1215761.232 | 2609122.1343 | 1215754.6423
68 | 2609132.9071 | 1215720.3837 | 2609131.6556 | 1215719.8263
69 | 2609131.6556 | 1215719.8263 | 2609116.5789 | 1215713.1104 | 2609110.668 | 1215709.4483
70 | 2609181.0927 | 1215728.1839 | 2609179.2937 | 1215732.6391
71 | 2609181.0927 | 1215728.1839 | 2609193.6708 | 1215697.3043
72 | 2609181.0927 | 1215728.1839 | 2609184.1802 | 1215729.9229 | 2609192.9497 | 1215734.8502 | 2609196.3357 | 1215737.4561
73 | 2609181.1921 | 1215789.7248 | 2609184.5053 | 1215786.7222
74 | 2609188.2649 | 1215783.315 | 2609184.5053 | 1215786.7222
75 | 2609180.8214 | 1215790.0608 | 2609181.1921 | 1215789.7248
76 | 2609193.5433 | 1215778.5314 | 2609188.2649 | 1215783.315
77 | 2609180.8214 | 1215790.0608 | 2609177.2448 | 1215793.302
78 | 2609193.5433 | 1215778.5314 | 2609203.9742 | 1215790.2167
79 | 2609193.5433 | 1215778.5314 | 2609198.9979 | 1215772.7606
80 | 2609177.1306 | 1215793.4055 | 2609177.2448 | 1215793.302
81 | 2609205.2025 | 1215766.1962 | 2609198.9979 | 1215772.7606
82 | 2609173.5561 | 1215796.645 | 2609177.1306 | 1215793.4055
83 | 2609217.1944 | 1215753.5091 | 2609205.2025 | 1215766.1962
84 | 2609173.3277 | 1215796.8519 | 2609173.5561 | 1215796.645
85 | 2609166.0128 | 1215803.4812 | 2609173.3277 | 1215796.8519
86 | 2609217.1944 | 1215753.5091 | 2609205.4993 | 1215744.5085
87 | 2609217.1944 | 1215753.5091 | 2609222.2583 | 1215757.397
88 | 2609205.4993 | 1215744.5085 | 2609196.3357 | 1215737.4561
89 | 2609222.2583 | 1215757.397 | 2609243.1738 | 1215773.4552
90 | 2609258.009 | 1215784.8451 | 2609243.1738 | 1215773.4552
91 | 2609248.7372 | 1215712.8063 | 2609247.8778 | 1215712.1563
92 | 2609247.8778 | 1215712.1563 | 2609241.1181 | 1215707.0436
93 | 2609248.7372 | 1215712.8063 | 2609261.4951 | 1215722.4558
94 | 2609233.3674 | 1215701.1813 | 2609241.1181 | 1215707.0436
95 | 2609261.4951 | 1215722.4558 | 2609271.3001 | 1215729.8718
96 | 2609194.1114 | 1215696.2225 | 2609193.6708 | 1215697.3043
97 | 2609194.1114 | 1215696.2225 | 2609196.4571 | 1215690.4638 | 2609204.7111 | 1215670.6591
98 | 2609205.7454 | 1215668.1775 | 2609204.7111 | 1215670.6591
99 | 2609204.7111 | 1215670.6591 | 2609218.7723 | 1215690.1423
100 | 2609205.7454 | 1215668.1775 | 2609213.0016 | 1215650.7668 | 2609214.2822 | 1215647.4446
101 | 2609218.7723 | 1215690.1423 | 2609227.3594 | 1215696.6372
102 | 2609233.3674 | 1215701.1813 | 2609227.3594 | 1215696.6372
103 | 2609214.9115 | 1215645.8121 | 2609214.2822 | 1215647.4446
104 | 2609220.9677 | 1215630.1006 | 2609214.9115 | 1215645.8121
105 | 2609281.1485 | 1215737.3207 | 2609271.3001 | 1215729.8718
106 | 2609281.1485 | 1215737.3207 | 2609288.8272 | 1215719.8244
107 | 2609288.8272 | 1215719.8244 | 2609300.0555 | 1215694.2404
108 | 2609258.009 | 1215784.8451 | 2609260.4582 | 1215786.8612
109 | 2609302.136 | 1215689.4997 | 2609300.0555 | 1215694.2404
110 | 2609317.2095 | 1215773.8527 | 2609304.3995 | 1215784.5834
111 | 2609304.3995 | 1215784.5834 | 2609320.7019 | 1215803.2637 | 2609327.7019 | 1215808.2552
112 | 2609304.3995 | 1215784.5834 | 2609291.1514 | 1215796.6875
113 | 2609220.9677 | 1215630.1006 | 2609222.4511 | 1215627.2776
114 | 2609183.6322 | 1215651.4666 | 2609188.0688 | 1215644.8474 | 2609203.1318 | 1215630.5513 | 2609205.5337 | 1215628.854 | 2609208.3978 | 1215627.78 | 2609210.5623 | 1215627.3942 | 2609212.8853 | 1215627.6313 | 2609220.9677 | 1215630.1006
115 | 2609233.41 | 1215611.7316 | 2609224.7676 | 1215622.8691 | 2609222.4511 | 1215627.2776
116 | 2609183.6322 | 1215651.4666 | 2609177.293 | 1215660.9067 | 2609163.4587 | 1215681.1748
117 | 2609183.6322 | 1215651.4666 | 2609167.5037 | 1215640.2317
118 | 2609201.4051 | 1215583.1107 | 2609212.9526 | 1215593.6677 | 2609233.41 | 1215611.7316
119 | 2609163.4587 | 1215681.1748 | 2609152.2239 | 1215673.5171
120 | 2609167.5037 | 1215640.2317 | 2609158.2304 | 1215633.772
121 | 2609201.4051 | 1215583.1107 | 2609194.9626 | 1215585.6356 | 2609173.4835 | 1215600.0442
122 | 2609152.2239 | 1215673.5171 | 2609146.6878 | 1215669.7436
123 | 2609153.6096 | 1215630.3202 | 2609156.0091 | 1215632.2246 | 2609158.2304 | 1215633.772
124 | 2609182.882 | 1215615.723 | 2609173.4835 | 1215600.0442
125 | 2609302.5618 | 1215688.5296 | 2609302.136 | 1215689.4997
126 | 2609302.5618 | 1215688.5296 | 2609302.81 | 1215687.9641
127 | 2609260.4582 | 1215786.8612 | 2609278.2824 | 1215808.4453
128 | 2609260.4582 | 1215786.8612 | 2609253.8775 | 1215795.4559 | 2609244.6085 | 1215804.2432
129 | 2609278.2824 | 1215808.4453 | 2609287.3848 | 1215800.1289
130 | 2609278.2824 | 1215808.4453 | 2609279.995 | 1215810.5863
131 | 2609223.1393 | 1215820.6718 | 2609229.9381 | 1215815.3859 | 2609242.2516 | 1215806.4775 | 2609244.6085 | 1215804.2432
132 | 2609287.3848 | 1215800.1289 | 2609291.1514 | 1215796.6875
133 | 2609291.354 | 1215824.7859 | 2609279.995 | 1215810.5863
134 | 2609223.1393 | 1215820.6718 | 2609213.6405 | 1215828.0569 | 2609213.8086 | 1215828.9738
135 | 2609114.2867 | 1215647.6588 | 2609146.6878 | 1215669.7436
136 | 2609134.3804 | 1215615.0585 | 2609153.6096 | 1215630.3202
137 | 2609116.825 | 1215601.1252 | 2609134.3804 | 1215615.0585
138 | 2609213.8086 | 1215828.9738 | 2609214.1073 | 1215830.6035 | 2609222.9535 | 1215842.2659
139 | 2609222.9535 | 1215842.2659 | 2609228.1622 | 1215849.1328
140 | 2609235.6631 | 1215859.0218 | 2609228.1622 | 1215849.1328
141 | 2609235.6631 | 1215859.0218 | 2609248.4982 | 1215875.943
142 | 2609248.4982 | 1215875.943 | 2609252.3484 | 1215881.0189
143 | 2609260.2065 | 1215891.3787 | 2609252.3484 | 1215881.0189
144 | 2609260.2065 | 1215891.3787 | 2609266.034 | 1215899.0615
145 | 2609280.7271 | 1215926.2936 | 2609278.9889 | 1215916.1407 | 2609266.034 | 1215899.0615
146 | 2609280.7271 | 1215926.2936 | 2609299.4314 | 1215923.4098 | 2609302.7295 | 1215922.2513
147 | 2609280.7271 | 1215926.2936 | 2609258.351 | 1215931.7788
148 | 2609302.7295 | 1215922.2513 | 2609312.3287 | 1215918.8796
149 | 2609258.351 | 1215931.7788 | 2609236.1402 | 1215937.2236
150 | 2609321.1116 | 1215915.7946 | 2609312.3287 | 1215918.8796
151 | 2609231.7392 | 1215937.68 | 2609233.8117 | 1215937.7944 | 2609236.1402 | 1215937.2236
152 | 2609195.4669 | 1215918.3351 | 2609190.7259 | 1215912.7586 | 2609186.7093 | 1215908.3866
153 | 2609199.9217 | 1215926.5916 | 2609198.6001 | 1215922.0203 | 2609195.4669 | 1215918.3351
154 | 2609199.9217 | 1215926.5916 | 2609192.5576 | 1215926.3246 | 2609181.1631 | 1215930.3094 | 2609180.9644 | 1215930.4437
155 | 2609199.9217 | 1215926.5916 | 2609208.6628 | 1215930.5114
156 | 2609162.2815 | 1215943.8406 | 2609167.7564 | 1215939.3718 | 2609180.9644 | 1215930.4437
157 | 2609228.4065 | 1215937.497 | 2609223.6541 | 1215937.234 | 2609208.6628 | 1215930.5114
158 | 2609154.3925 | 1215950.2798 | 2609162.2815 | 1215943.8406
159 | 2609231.7392 | 1215937.68 | 2609228.4065 | 1215937.497
160 | 2609228.4065 | 1215937.497 | 2609228.4094 | 1215940.4876 | 2609214.0406 | 1215951.4899
161 | 2609231.7392 | 1215937.68 | 2609231.522 | 1215940.648 | 2609231.6209 | 1215945.4731 | 2609234.4035 | 1215952.8594 | 2609238.3493 | 1215958.8542
162 | 2609238.3493 | 1215958.8542 | 2609239.0206 | 1215959.874
163 | 2609142.6737 | 1215957.844 | 2609151.9296 | 1215952.2883 | 2609154.3925 | 1215950.2798
164 | 2609154.3925 | 1215950.2798 | 2609164.7328 | 1215963.4661
165 | 2609189.348 | 1215994.4582 | 2609204.7795 | 1215985.1276
166 | 2609172.8968 | 1215973.877 | 2609181.8352 | 1215982.2398 | 2609186.7963 | 1215989.9962 | 2609189.348 | 1215994.4582
167 | 2609189.348 | 1215994.4582 | 2609189.2188 | 1215994.5359 | 2609190.522 | 1215996.2611 | 2609174.7719 | 1216005.7117
168 | 2609321.1116 | 1215915.7946 | 2609312.8541 | 1215900.0833
169 | 2609305.7338 | 1215887.6968 | 2609302.5758 | 1215883.3618
170 | 2609296.5834 | 1215874.9557 | 2609299.6061 | 1215879.2851 | 2609302.5758 | 1215883.3618
171 | 2609305.7338 | 1215887.6968 | 2609307.9248 | 1215890.7044 | 2609312.8541 | 1215900.0833
172 | 2609316.8394 | 1215952.9535 | 2609306.3815 | 1215959.7669
173 | 2609306.3815 | 1215959.7669 | 2609285.3573 | 1215973.4643
174 | 2609339.9034 | 1216030.6624 | 2609298.7434 | 1216056.5286
175 | 2609285.3573 | 1215973.4643 | 2609282.0142 | 1215975.6423
176 | 2609272.9607 | 1215981.706 | 2609273.7866 | 1215981.0027 | 2609282.0142 | 1215975.6423
177 | 2609272.9607 | 1215981.706 | 2609268.9742 | 1215985.1006
178 | 2609268.9742 | 1215985.1006 | 2609265.3938 | 1215988.1493 | 2609249.3703 | 1215997.9554
179 | 2609249.3703 | 1215997.9554 | 2609227.1772 | 1216011.5372
180 | 2609227.1772 | 1216011.5372 | 2609204.97 | 1216025.1276
181 | 2609190.0843 | 1216034.2374 | 2609204.97 | 1216025.1276
182 | 2609190.0843 | 1216034.2374 | 2609173.2795 | 1216006.6072 | 2609174.7719 | 1216005.7117
183 | 2609172.8968 | 1215973.877 | 2609166.746 | 1215966.0334
184 | 2609164.7328 | 1215963.4661 | 2609166.746 | 1215966.0334
185 | 2609142.6737 | 1215957.844 | 2609132.6161 | 1215970.2646
186 | 2608860.6916 | 1215680.5429 | 2608839.0976 | 1215660.7832

## bus_geodata
| x | y | coords
0 | 2609374.6524 | 1215915.2879
1 | 2609366.5473 | 1215920.5684
2 | 2609384.1839 | 1215909.078
3 | 2609349.0628 | 1215931.9597
4 | 2609400.1081 | 1215963.2456
5 | 2609373.3137 | 1215873.7633
6 | 2609344.6171 | 1215934.8561
7 | 2609407.9078 | 1215987.9264
8 | 2609390.3336 | 1215998.9706
9 | 2609369.2337 | 1215878.6201
10 | 2609329.2423 | 1215944.8729
11 | 2609367.0054 | 1216013.6307
12 | 2609352.2699 | 1215894.9832
13 | 2609134.1352 | 1215827.5544
14 | 2609130.7592 | 1215824.1094
15 | 2609134.2497 | 1215827.6713
16 | 2609129.2362 | 1215822.5551
17 | 2609147.4098 | 1215841.1009
18 | 2609116.4628 | 1215809.5203
19 | 2609148.7158 | 1215842.4336
20 | 2609120.0881 | 1215805.6522
21 | 2609095.7778 | 1215831.8436
22 | 2609148.836 | 1215842.5562
23 | 2609090.426 | 1215837.9565
24 | 2609083.8891 | 1215845.4231
25 | 2609082.4161 | 1215847.1057
26 | 2609075.7521 | 1215854.7175
27 | 2609138.7601 | 1215785.7296
28 | 2609059.769 | 1215872.9264
29 | 2609083.4098 | 1215861.6421
30 | 2609057.138 | 1215875.6131
31 | 2609110.3481 | 1215886.0207
32 | 2609111.6012 | 1215887.1546
33 | 2609113.497 | 1215888.8703
34 | 2609122.4569 | 1215896.9788
35 | 2609139.1702 | 1215895.3782
36 | 2609130.5783 | 1215909.909
37 | 2609163.0533 | 1215896.9073
38 | 2609136.8406 | 1215929.4079
39 | 2609181.1744 | 1215903.209
40 | 2609111.3057 | 1215952.1966
41 | 2608998.8277 | 1215807.1056
42 | 2608987.3422 | 1215804.8449
43 | 2609000.404 | 1215806.9584
44 | 2608971.5664 | 1215800.7637
45 | 2609025.6044 | 1215804.6054
46 | 2608942.56 | 1215823.2999
47 | 2608979.92 | 1215779.9306
48 | 2609044.83 | 1215795.503
49 | 2608924.6692 | 1215804.1808
50 | 2608988.1725 | 1215765.7514
51 | 2609059.9381 | 1215786.0163
52 | 2608919.9809 | 1215797.2182
53 | 2608989.5329 | 1215763.4139
54 | 2608910.2149 | 1215780.3281
55 | 2608899.5085 | 1215754.4287
56 | 2608892.5079 | 1215724.0761
57 | 2608876.4629 | 1215695.2628
58 | 2608865.6238 | 1215685.0562
59 | 2609075.8496 | 1215774.8832
60 | 2609089.8806 | 1215765.0659
61 | 2609106.4077 | 1215741.2553
62 | 2609122.1343 | 1215754.6423
63 | 2609132.9071 | 1215720.3837
64 | 2609128.2259 | 1215773.0286
65 | 2609131.6556 | 1215719.8263
66 | 2609110.668 | 1215709.4483
67 | 2609179.2937 | 1215732.6391
68 | 2609181.0927 | 1215728.1839
69 | 2609184.5053 | 1215786.7222
70 | 2609181.1921 | 1215789.7248
71 | 2609188.2649 | 1215783.3149
72 | 2609180.8214 | 1215790.0608
73 | 2609193.5433 | 1215778.5314
74 | 2609177.2448 | 1215793.302
75 | 2609203.9742 | 1215790.2167
76 | 2609198.9979 | 1215772.7606
77 | 2609177.1306 | 1215793.4055
78 | 2609205.2025 | 1215766.1962
79 | 2609173.5561 | 1215796.645
80 | 2609173.3277 | 1215796.8519
81 | 2609166.0128 | 1215803.4812
82 | 2609217.1944 | 1215753.5091
83 | 2609205.4993 | 1215744.5085
84 | 2609222.2583 | 1215757.397
85 | 2609196.3357 | 1215737.4561
86 | 2609243.1738 | 1215773.4552
87 | 2609247.8778 | 1215712.1563
88 | 2609248.7372 | 1215712.8063
89 | 2609241.1181 | 1215707.0436
90 | 2609261.4951 | 1215722.4558
91 | 2609193.6708 | 1215697.3043
92 | 2609194.1114 | 1215696.2225
93 | 2609204.7111 | 1215670.6591
94 | 2609205.7454 | 1215668.1774
95 | 2609218.7723 | 1215690.1423
96 | 2609233.3674 | 1215701.1813
97 | 2609227.3594 | 1215696.6372
98 | 2609214.2822 | 1215647.4446
99 | 2609214.9115 | 1215645.8121
100 | 2609271.3001 | 1215729.8718
101 | 2609281.1485 | 1215737.3207
102 | 2609288.8272 | 1215719.8244
103 | 2609258.009 | 1215784.8451
104 | 2609300.0555 | 1215694.2404
105 | 2609317.2095 | 1215773.8527
106 | 2609304.3995 | 1215784.5834
107 | 2609220.9677 | 1215630.1006
108 | 2609222.4511 | 1215627.2776
109 | 2609183.6322 | 1215651.4666
110 | 2609233.41 | 1215611.7316
111 | 2609163.4587 | 1215681.1748
112 | 2609167.5037 | 1215640.2317
113 | 2609201.4051 | 1215583.1107
114 | 2609152.2239 | 1215673.5171
115 | 2609158.2304 | 1215633.772
116 | 2609173.4835 | 1215600.0442
117 | 2609182.882 | 1215615.723
118 | 2609302.5618 | 1215688.5296
119 | 2609302.136 | 1215689.4997
120 | 2609302.81 | 1215687.9641
121 | 2609260.4582 | 1215786.8612
122 | 2609278.2824 | 1215808.4453
123 | 2609244.6085 | 1215804.2432
124 | 2609287.3848 | 1215800.1289
125 | 2609279.995 | 1215810.5863
126 | 2609223.1393 | 1215820.6718
127 | 2609146.6878 | 1215669.7436
128 | 2609114.2867 | 1215647.6588
129 | 2609134.3804 | 1215615.0585
130 | 2609153.6096 | 1215630.3202
131 | 2609116.825 | 1215601.1252
132 | 2609213.8086 | 1215828.9738
133 | 2609222.9535 | 1215842.2659
134 | 2609228.1622 | 1215849.1328
135 | 2609291.1514 | 1215796.6875
136 | 2609291.354 | 1215824.7859
137 | 2609235.6632 | 1215859.0218
138 | 2609248.4982 | 1215875.943
139 | 2609252.3484 | 1215881.0189
140 | 2609260.2065 | 1215891.3787
141 | 2609266.034 | 1215899.0615
142 | 2609280.7271 | 1215926.2936
143 | 2609302.7295 | 1215922.2513
144 | 2609258.351 | 1215931.7788
145 | 2609312.3287 | 1215918.8796
146 | 2609236.1402 | 1215937.2236
147 | 2609186.7093 | 1215908.3866
148 | 2609195.4669 | 1215918.3351
149 | 2609199.9217 | 1215926.5916
150 | 2609180.9644 | 1215930.4437
151 | 2609208.6628 | 1215930.5114
152 | 2609162.2815 | 1215943.8406
153 | 2609228.4065 | 1215937.497
154 | 2609231.7392 | 1215937.68
155 | 2609214.0405 | 1215951.4899
156 | 2609238.3493 | 1215958.8542
157 | 2609154.3925 | 1215950.2798
158 | 2609239.0206 | 1215959.874
159 | 2609204.7795 | 1215985.1276
160 | 2609189.348 | 1215994.4582
161 | 2609321.1116 | 1215915.7946
162 | 2609327.7019 | 1215808.2552
163 | 2609302.5758 | 1215883.3618
164 | 2609305.7338 | 1215887.6968
165 | 2609296.5834 | 1215874.9557
166 | 2609312.8541 | 1215900.0833
167 | 2609316.8394 | 1215952.9535
168 | 2609306.3815 | 1215959.7669
169 | 2609339.9034 | 1216030.6624
170 | 2609285.3573 | 1215973.4643
171 | 2609282.0142 | 1215975.6423
172 | 2609298.7434 | 1216056.5286
173 | 2609272.9607 | 1215981.706
174 | 2609268.9742 | 1215985.1006
175 | 2609249.3703 | 1215997.9554
176 | 2609227.1772 | 1216011.5372
177 | 2609204.97 | 1216025.1276
178 | 2609190.0843 | 1216034.2374
179 | 2609174.7719 | 1216005.7117
180 | 2609172.8968 | 1215973.877
181 | 2609166.746 | 1215966.0334
182 | 2609164.7328 | 1215963.4661
183 | 2609142.6737 | 1215957.844
184 | 2609132.6161 | 1215970.2646
185 | 2609110.156 | 1215953.141
186 | 2608860.6916 | 1215680.5429
187 | 2608839.0976 | 1215660.7832
188 | 2609260.4582 | 1215786.8612

## line_std_types
| c_nf_per_km | r_ohm_per_km | x_ohm_per_km | max_i_ka | type | q_mm2 | alpha | voltage_rating
NAYY 4x50 SE | 210 | 0.642 | 0.083 | 0.142 | cs | 50 | 0.00403 | LV
NAYY 4x120 SE | 264 | 0.225 | 0.08 | 0.242 | cs | 120 | 0.00403 | LV
NAYY 4x150 SE | 261 | 0.208 | 0.08 | 0.27 | cs | 150 | 0.00403 | LV
NA2XS2Y 1x95 RM/25 12/20 kV | 216 | 0.313 | 0.132 | 0.252 | cs | 95 | 0.00403 | MV
NA2XS2Y 1x185 RM/25 12/20 kV | 273 | 0.161 | 0.117 | 0.362 | cs | 185 | 0.00403 | MV
NA2XS2Y 1x240 RM/25 12/20 kV | 304 | 0.122 | 0.112 | 0.421 | cs | 240 | 0.00403 | MV
NA2XS2Y 1x95 RM/25 6/10 kV | 315 | 0.313 | 0.123 | 0.249 | cs | 95 | 0.00403 | MV
NA2XS2Y 1x185 RM/25 6/10 kV | 406 | 0.161 | 0.11 | 0.358 | cs | 185 | 0.00403 | MV
NA2XS2Y 1x240 RM/25 6/10 kV | 456 | 0.122 | 0.105 | 0.416 | cs | 240 | 0.00403 | MV
NA2XS2Y 1x150 RM/25 12/20 kV | 250 | 0.206 | 0.116 | 0.319 | cs | 150 | 0.00403 | MV
NA2XS2Y 1x120 RM/25 12/20 kV | 230 | 0.253 | 0.119 | 0.283 | cs | 120 | 0.00403 | MV
NA2XS2Y 1x70 RM/25 12/20 kV | 190 | 0.443 | 0.132 | 0.22 | cs | 70 | 0.00403 | MV
NA2XS2Y 1x150 RM/25 6/10 kV | 360 | 0.206 | 0.11 | 0.315 | cs | 150 | 0.00403 | MV
NA2XS2Y 1x120 RM/25 6/10 kV | 340 | 0.253 | 0.113 | 0.28 | cs | 120 | 0.00403 | MV
NA2XS2Y 1x70 RM/25 6/10 kV | 280 | 0.443 | 0.123 | 0.217 | cs | 70 | 0.00403 | MV
N2XS(FL)2Y 1x120 RM/35 64/110 kV | 112 | 0.153 | 0.166 | 0.366 | cs | 120 | 0.00393 | HV
N2XS(FL)2Y 1x185 RM/35 64/110 kV | 125 | 0.099 | 0.156 | 0.457 | cs | 185 | 0.00393 | HV
N2XS(FL)2Y 1x240 RM/35 64/110 kV | 135 | 0.075 | 0.149 | 0.526 | cs | 240 | 0.00393 | HV
N2XS(FL)2Y 1x300 RM/35 64/110 kV | 144 | 0.06 | 0.144 | 0.588 | cs | 300 | 0.00393 | HV
15-AL1/3-ST1A 0.4 | 11 | 1.8769 | 0.35 | 0.105 | ol | 16 | 0.00403 | LV
24-AL1/4-ST1A 0.4 | 11.25 | 1.2012 | 0.335 | 0.14 | ol | 24 | 0.00403 | LV
48-AL1/8-ST1A 0.4 | 12.2 | 0.5939 | 0.3 | 0.21 | ol | 48 | 0.00403 | LV
94-AL1/15-ST1A 0.4 | 13.2 | 0.306 | 0.29 | 0.35 | ol | 94 | 0.00403 | LV
34-AL1/6-ST1A 10.0 | 9.7 | 0.8342 | 0.36 | 0.17 | ol | 34 | 0.00403 | MV
48-AL1/8-ST1A 10.0 | 10.1 | 0.5939 | 0.35 | 0.21 | ol | 48 | 0.00403 | MV
70-AL1/11-ST1A 10.0 | 10.4 | 0.4132 | 0.339 | 0.29 | ol | 70 | 0.00403 | MV
94-AL1/15-ST1A 10.0 | 10.75 | 0.306 | 0.33 | 0.35 | ol | 94 | 0.00403 | MV
122-AL1/20-ST1A 10.0 | 11.1 | 0.2376 | 0.323 | 0.41 | ol | 122 | 0.00403 | MV
149-AL1/24-ST1A 10.0 | 11.25 | 0.194 | 0.315 | 0.47 | ol | 149 | 0.00403 | MV
34-AL1/6-ST1A 20.0 | 9.15 | 0.8342 | 0.382 | 0.17 | ol | 34 | 0.00403 | MV
48-AL1/8-ST1A 20.0 | 9.5 | 0.5939 | 0.372 | 0.21 | ol | 48 | 0.00403 | MV
70-AL1/11-ST1A 20.0 | 9.7 | 0.4132 | 0.36 | 0.29 | ol | 70 | 0.00403 | MV
94-AL1/15-ST1A 20.0 | 10 | 0.306 | 0.35 | 0.35 | ol | 94 | 0.00403 | MV
122-AL1/20-ST1A 20.0 | 10.3 | 0.2376 | 0.344 | 0.41 | ol | 122 | 0.00403 | MV
149-AL1/24-ST1A 20.0 | 10.5 | 0.194 | 0.337 | 0.47 | ol | 149 | 0.00403 | MV
184-AL1/30-ST1A 20.0 | 10.75 | 0.1571 | 0.33 | 0.535 | ol | 184 | 0.00403 | MV
243-AL1/39-ST1A 20.0 | 11 | 0.1188 | 0.32 | 0.645 | ol | 243 | 0.00403 | MV
48-AL1/8-ST1A 110.0 | 8 | 0.5939 | 0.46 | 0.21 | ol | 48 | 0.00403 | HV
70-AL1/11-ST1A 110.0 | 8.4 | 0.4132 | 0.45 | 0.29 | ol | 70 | 0.00403 | HV
94-AL1/15-ST1A 110.0 | 8.65 | 0.306 | 0.44 | 0.35 | ol | 94 | 0.00403 | HV
122-AL1/20-ST1A 110.0 | 8.5 | 0.2376 | 0.43 | 0.41 | ol | 122 | 0.00403 | HV
149-AL1/24-ST1A 110.0 | 8.75 | 0.194 | 0.41 | 0.47 | ol | 149 | 0.00403 | HV
184-AL1/30-ST1A 110.0 | 8.8 | 0.1571 | 0.4 | 0.535 | ol | 184 | 0.00403 | HV
243-AL1/39-ST1A 110.0 | 9 | 0.1188 | 0.39 | 0.645 | ol | 243 | 0.00403 | HV
305-AL1/39-ST1A 110.0 | 9.2 | 0.0949 | 0.38 | 0.74 | ol | 305 | 0.00403 | HV
490-AL1/64-ST1A 110.0 | 9.75 | 0.059 | 0.37 | 0.96 | ol | 490 | 0.00403 | HV
679-AL1/86-ST1A 110.0 | 9.95 | 0.042 | 0.36 | 1.15 | ol | 679 | 0.00403 | HV
490-AL1/64-ST1A 220.0 | 10 | 0.059 | 0.285 | 0.96 | ol | 490 | 0.00403 | HV
679-AL1/86-ST1A 220.0 | 11.7 | 0.042 | 0.275 | 1.15 | ol | 679 | 0.00403 | HV
490-AL1/64-ST1A 380.0 | 11 | 0.059 | 0.253 | 0.96 | ol | 490 | 0.00403 | HV
679-AL1/86-ST1A 380.0 | 14.6 | 0.042 | 0.25 | 1.15 | ol | 679 | 0.00403 | HV

## trafo_std_types
| i0_percent | pfe_kw | vkr_percent | sn_mva | vn_lv_kv | vn_hv_kv | vk_percent | shift_degree | vector_group | tap_side | tap_neutral | tap_min | tap_max | tap_step_degree | tap_step_percent | tap_phase_shifter
160 MVA 380/110 kV | 0.06 | 60 | 0.25 | 160 | 110 | 380 | 12.2 | 0 | Yy0 | hv | 0 | -9 | 9 | 0 | 1.5 | FALSE
100 MVA 220/110 kV | 0.06 | 55 | 0.26 | 100 | 110 | 220 | 12 | 0 | Yy0 | hv | 0 | -9 | 9 | 0 | 1.5 | FALSE
63 MVA 110/20 kV | 0.04 | 22 | 0.32 | 63 | 20 | 110 | 18 | 150 | YNd5 | hv | 0 | -9 | 9 | 0 | 1.5 | FALSE
40 MVA 110/20 kV | 0.05 | 18 | 0.34 | 40 | 20 | 110 | 16.2 | 150 | YNd5 | hv | 0 | -9 | 9 | 0 | 1.5 | FALSE
25 MVA 110/20 kV | 0.07 | 14 | 0.41 | 25 | 20 | 110 | 12 | 150 | YNd5 | hv | 0 | -9 | 9 | 0 | 1.5 | FALSE
63 MVA 110/10 kV | 0.04 | 22 | 0.32 | 63 | 10 | 110 | 18 | 150 | YNd5 | hv | 0 | -9 | 9 | 0 | 1.5 | FALSE
40 MVA 110/10 kV | 0.05 | 18 | 0.34 | 40 | 10 | 110 | 16.2 | 150 | YNd5 | hv | 0 | -9 | 9 | 0 | 1.5 | FALSE
25 MVA 110/10 kV | 0.07 | 14 | 0.41 | 25 | 10 | 110 | 12 | 150 | YNd5 | hv | 0 | -9 | 9 | 0 | 1.5 | FALSE
0.25 MVA 20/0.4 kV | 0.32 | 0.8 | 1.44 | 0.25 | 0.4 | 20 | 6 | 150 | Yzn5 | hv | 0 | -2 | 2 | 0 | 2.5 | FALSE
0.4 MVA 20/0.4 kV | 0.3375 | 1.35 | 1.425 | 0.4 | 0.4 | 20 | 6 | 150 | Dyn5 | hv | 0 | -2 | 2 | 0 | 2.5 | FALSE
0.63 MVA 20/0.4 kV | 0.2619 | 1.65 | 1.206 | 0.63 | 0.4 | 20 | 6 | 150 | Dyn5 | hv | 0 | -2 | 2 | 0 | 2.5 | FALSE
0.25 MVA 10/0.4 kV | 0.24 | 0.6 | 1.2 | 0.25 | 0.4 | 10 | 4 | 150 | Dyn5 | hv | 0 | -2 | 2 | 0 | 2.5 | FALSE
0.4 MVA 10/0.4 kV | 0.2375 | 0.95 | 1.325 | 0.4 | 0.4 | 10 | 4 | 150 | Dyn5 | hv | 0 | -2 | 2 | 0 | 2.5 | FALSE
0.63 MVA 10/0.4 kV | 0.1873 | 1.18 | 1.0794 | 0.63 | 0.4 | 10 | 4 | 150 | Dyn5 | hv | 0 | -2 | 2 | 0 | 2.5 | FALSE

## trafo3w_std_types
| sn_hv_mva | sn_mv_mva | sn_lv_mva | vn_hv_kv | vn_mv_kv | vn_lv_kv | vk_hv_percent | vk_mv_percent | vk_lv_percent | vkr_hv_percent | vkr_mv_percent | vkr_lv_percent | pfe_kw | i0_percent | shift_mv_degree | shift_lv_degree | vector_group | tap_side | tap_neutral | tap_min | tap_max | tap_step_percent
63/25/38 MVA 110/20/10 kV | 63 | 25 | 38 | 110 | 20 | 10 | 10.4 | 10.4 | 10.4 | 0.28 | 0.32 | 0.35 | 35 | 0.89 | 0 | 0 | YN0yn0yn0 | hv | 0 | -10 | 10 | 1.2
63/25/38 MVA 110/10/10 kV | 63 | 25 | 38 | 110 | 10 | 10 | 10.4 | 10.4 | 10.4 | 0.28 | 0.32 | 0.35 | 35 | 0.89 | 0 | 0 | YN0yn0yn0 | hv | 0 | -10 | 10 | 1.2

## fuse_std_types
| fuse_type | i_rated_a | t_avg | t_min | t_total | x_avg | x_min | x_total
HV 100A | HV 100A | 100 | 0 | [10.0, 3.64, 0.854, 0.281, 0.1, 0.0531, 0.022, 0.01] | [10.0, 4.267, 1.21, 0.403, 0.1, 0.058, 0.022, 0.01] | 0 | [300.0, 350.0, 450.0, 550.0, 700.0, 850.0, 1200.0, 1752.0] | [600.0, 700.0, 900.0, 1150.0, 1665.0, 2000.0, 3000.0, 4313.0]
HV 10A | HV 10A | 10 | 0 | [10.0, 1675.0, 0.344, 0.156, 0.1, 0.0417, 0.0171, 0.01] | [10.0, 1.3, 0.3, 0.155, 0.1, 0.0555, 0.023, 0.01] | 0 | [30.0, 32.0, 35.0, 37.0, 39.0, 50.0, 70.0, 88.0] | [60.0, 70.0, 80.0, 87.0, 94.0, 110.0, 150.0, 216.0]
HV 125A | HV 125A | 125 | 0 | [10.0, 1.82, 0.344, 0.1, 0.0467, 0.0269, 0.01] | [10.0, 2.478, 0.426, 0.1, 0.0427, 0.0211, 0.01] | 0 | [375.0, 500.0, 700.0, 925.0, 1200.0, 1500.0, 2341.0] | [750.0, 1000.0, 1500.0, 2200.0, 3000.0, 4000.0, 5765.0]
HV 160A | HV 160A | 160 | 0 | [10.0, 4.15, 1.03, 0.198, 0.1, 0.051, 0.0172, 0.01] | [10.0, 2.3, 0.734, 0.274, 0.1, 0.046, 0.0177, 0.01] | 0 | [480.0, 550.0, 700.0, 1000.0, 1260.0, 1600.0, 2500.0, 3227.0] | [960.0, 1300.0, 1700.0, 2200.0, 2996.0, 4000.0, 6000.0, 7946.0]
HV 16A | HV 16A | 16 | 0 | [10.0, 0.352, 0.164, 0.1, 0.0649, 0.0342, 0.01] | [10.0, 2.34, 0.722, 0.181, 0.1, 0.055, 0.0296, 0.01] | 0 | [48.0, 60.0, 65.0, 71.0, 80.0, 100.0, 162.0] | [96.0, 110.0, 125.0, 150.0, 168.0, 200.0, 250.0, 398.0]
HV 200A | HV 200A | 200 | 0 | [10.0, 4.267, 1.21, 0.403, 0.1, 0.058, 0.022, 0.01] | [10.0, 3.73, 1.654, 0.328, 0.1, 0.0531, 0.019, 0.01] | 0 | [600.0, 700.0, 900.0, 1150.0, 1665.0, 2000.0, 3000.0, 4313.0] | [1200.0, 1500.0, 1800.0, 2700.0, 3960.0, 5000.0, 7500.0, 10620.0]
HV 20A | HV 20A | 20 | 0 | [10.0, 1.3, 0.3, 0.155, 0.1, 0.0555, 0.023, 0.01] | [10.0, 1.3, 0.161, 0.1, 0.0611, 0.0399, 0.0141, 0.01] | 0 | [60.0, 70.0, 80.0, 87.0, 94.0, 110.0, 150.0, 216.0] | [120.0, 150.0, 200.0, 223.0, 260.0, 300.0, 450.0, 532.0]
HV 25A | HV 25A | 25 | 0 | [10.0, 2.512, 0.833, 0.299, 0.1, 0.0372, 0.0223, 0.01] | [10.0, 3.125, 0.597, 0.198, 0.1, 0.0378, 0.022, 0.01] | 0 | [75.0, 82.0, 90.0, 100.0, 124.0, 170.0, 200.0, 289.0] | [150.0, 170.0, 210.0, 250.0, 294.0, 400.0, 500.0, 711.0]
HV 31.5A | HV 31.5A | 31.5 | 0 | [10.0, 2.34, 0.722, 0.181, 0.1, 0.055, 0.0296, 0.01] | [10.0, 2.84, 0.368, 0.164, 0.1, 0.0621, 0.0378, 0.0195, 0.01] | 0 | [95.0, 110.0, 125.0, 150.0, 165.0, 200.0, 250.0, 390.0] | [189.0, 220.0, 300.0, 350.0, 393.0, 450.0, 530.0, 700.0, 960.0]
HV 40A | HV 40A | 40 | 0 | [10.0, 1.3, 0.161, 0.1, 0.0611, 0.0399, 0.0141, 0.01] | [10.0, 2.05, 0.369, 0.198, 0.1, 0.051, 0.0298, 0.01] | 0 | [120.0, 150.0, 200.0, 223.0, 260.0, 300.0, 450.0, 532.0] | [240.0, 300.0, 400.0, 450.0, 530.0, 650.0, 800.0, 1311.0]
HV 50A | HV 50A | 50 | 0 | [10.0, 3.215, 0.597, 0.198, 0.1, 0.0378, 0.022, 0.01] | [10.0, 3.64, 0.854, 0.281, 0.1, 0.0531, 0.022, 0.01] | 0 | [150.0, 170.0, 210.0, 250.0, 294.0, 400.0, 500.0, 711.0] | [300.0, 350.0, 450.0, 550.0, 700.0, 850.0, 1200.0, 1752.0]
HV 6.3A | HV 6.3A | 6.3 | 0 | [10.0, 1.39, 0.344, 0.168, 0.1, 0.056, 0.0263, 0.01] | [10.0, 1.711, 0.516, 0.198, 0.1, 0.0634, 0.0303, 0.01] | 0 | [19.0, 19.5, 20.4, 20.8, 22.0, 25.0, 32.0, 48.0] | [38.0, 40.0, 43.0, 48.0, 53.0, 60.0, 75.0, 118.0]
HV 63A | HV 63A | 63 | 0 | [10.0, 2.84, 0.368, 0.164, 0.1, 0.0621, 0.0378, 0.0195, 0.01] | [10.0, 1.82, 0.344, 0.1, 0.0467, 0.0269, 0.01] | 0 | [189.0, 220.0, 300.0, 350.0, 393.0, 450.0, 530.0, 700.0, 961.0] | [378.0, 500.0, 700.0, 934.0, 1200.0, 1500.0, 2366.0]
HV 80A | HV 80A | 80 | 0 | [10.0, 2.05, 0.369, 0.198, 0.1, 0.051, 0.0298, 0.01] | [10.0, 4.15, 1.03, 0.198, 0.1, 0.051, 0.0172, 0.01] | 0 | [240.0, 300.0, 400.0, 450.0, 530.0, 650.0, 800.0, 1311.0] | [480.0, 550.0, 700.0, 1000.0, 1260.0, 1600.0, 2500.0, 3227.0]
Siemens NH-1-100 | Siemens NH-1-100 | 100 | [5400.0, 2000.0, 400.0, 20.0, 1.0, 0.2, 0.012, 0.004] | 0 | 0 | [150.0, 190.0, 250.0, 430.0, 900.0, 1250.0, 2700.0, 3600.0] | 0 | 0
Siemens NH-1-125 | Siemens NH-1-125 | 125 | [4800.0, 120.0, 7.0, 0.1, 0.004] | 0 | 0 | [180.0, 400.0, 740.0, 2000.0, 4250.0] | 0 | 0
Siemens NH-1-16 | Siemens NH-1-16 | 16 | [4000.0, 400.0, 2.0, 0.1, 0.04, 0.01] | 0 | 0 | [26.0, 35.0, 75.0, 150.0, 200.0, 300.0] | 0 | 0
Siemens NH-1-160 | Siemens NH-1-160 | 160 | [4800.0, 120.0, 7.0, 0.1, 0.004] | 0 | 0 | [210.0, 500.0, 900.0, 2300.0, 5000.0] | 0 | 0
Siemens NH-1-25 | Siemens NH-1-25 | 25 | [4000.0, 1000.0, 10.0, 0.2, 0.02, 0.01] | 0 | 0 | [40.0, 50.0, 100.0, 210.0, 400.0, 500.0] | 0 | 0
Siemens NH-1-50 | Siemens NH-1-50 | 50 | [4000.0, 40.0, 4.0, 1.0, 0.02, 0.01] | 0 | 0 | [86.0, 200.0, 300.0, 400.0, 1000.0, 1280.0] | 0 | 0
Siemens NH-1-63 | Siemens NH-1-63 | 63 | [4000.0, 100.0, 10.0, 2.0, 0.04, 0.01] | 0 | 0 | [100.0, 200.0, 300.0, 400.0, 1000.0, 1500.0] | 0 | 0
Siemens NH-1-80 | Siemens NH-1-80 | 80 | [4800.0, 120.0, 7.0, 0.1, 0.01] | 0 | 0 | [150.58, 250.0, 450.0, 1150.0, 2470.0] | 0 | 0
Siemens NH-2-1000 | Siemens NH-2-1000 | 1000 | [4800.0, 120.0, 7.0, 0.1, 0.004] | 0 | 0 | [1900.0, 3500.0, 8400.0, 24000.0, 52000.0] | 0 | 0
Siemens NH-2-200 | Siemens NH-2-200 | 200 | [4800.0, 120.0, 7.0, 0.1, 0.004] | 0 | 0 | [280.0, 650.0, 1200.0, 3000.0, 7000.0] | 0 | 0
Siemens NH-2-224 | Siemens NH-2-224 | 224 | [4800.0, 120.0, 7.0, 0.2, 0.04, 0.004] | 0 | 0 | [400.0, 750.0, 1453.0, 3025.0, 4315.0, 7600.0] | 0 | 0
Siemens NH-2-250 | Siemens NH-2-250 | 250 | [4800.0, 120.0, 7.0, 0.1, 0.004] | 0 | 0 | [450.0, 800.0, 1650.0, 4000.0, 8500.0] | 0 | 0
Siemens NH-2-315 | Siemens NH-2-315 | 315 | [4800.0, 120.0, 7.0, 0.1, 0.004] | 0 | 0 | [550.0, 920.0, 1900.0, 5000.0, 11000.0] | 0 | 0
Siemens NH-2-355 | Siemens NH-2-355 | 355 | [4800.0, 120.0, 6.0, 0.1, 0.004] | 0 | 0 | [650.0, 1116.27, 2350.0, 5840.0, 12790.0] | 0 | 0
Siemens NH-2-400 | Siemens NH-2-400 | 400 | [4800.0, 120.0, 7.0, 0.1, 0.004] | 0 | 0 | [720.0, 1350.0, 2800.0, 6500.0, 15000.0] | 0 | 0
Siemens NH-2-425 | Siemens NH-2-425 | 425 | [4800.0, 120.0, 7.0, 0.1, 0.004] | 0 | 0 | [850.0, 1500.0, 3050.0, 7500.0, 16500.0] | 0 | 0
Siemens NH-2-630 | Siemens NH-2-630 | 630 | [4800.0, 120.0, 7.0, 0.1, 0.004] | 0 | 0 | [1200.0, 2000.0, 4800.0, 12000.0, 26000.0] | 0 | 0

## dtypes
| element | column | dtype
0 | bus | name | object
1 | bus | vn_kv | float64
2 | bus | type | object
3 | bus | zone | object
4 | bus | in_service | bool
5 | load | name | object
6 | load | bus | uint32
7 | load | p_mw | float64
8 | load | q_mvar | float64
9 | load | const_z_percent | float64
10 | load | const_i_percent | float64
11 | load | sn_mva | float64
12 | load | scaling | float64
13 | load | in_service | bool
14 | load | type | object
15 | ext_grid | name | object
16 | ext_grid | bus | uint32
17 | ext_grid | vm_pu | float64
18 | ext_grid | va_degree | float64
19 | ext_grid | slack_weight | float64
20 | ext_grid | in_service | bool
21 | line | name | object
22 | line | std_type | object
23 | line | from_bus | uint32
24 | line | to_bus | uint32
25 | line | length_km | float64
26 | line | r_ohm_per_km | float64
27 | line | x_ohm_per_km | float64
28 | line | c_nf_per_km | float64
29 | line | g_us_per_km | float64
30 | line | max_i_ka | float64
31 | line | df | float64
32 | line | parallel | uint32
33 | line | type | object
34 | line | in_service | bool
35 | trafo | name | object
36 | trafo | std_type | object
37 | trafo | hv_bus | uint32
38 | trafo | lv_bus | uint32
39 | trafo | sn_mva | float64
40 | trafo | vn_hv_kv | float64
41 | trafo | vn_lv_kv | float64
42 | trafo | vk_percent | float64
43 | trafo | vkr_percent | float64
44 | trafo | pfe_kw | float64
45 | trafo | i0_percent | float64
46 | trafo | shift_degree | float64
47 | trafo | tap_side | object
48 | trafo | tap_neutral | int32
49 | trafo | tap_min | int32
50 | trafo | tap_max | int32
51 | trafo | tap_step_percent | float64
52 | trafo | tap_step_degree | float64
53 | trafo | tap_pos | int32
54 | trafo | tap_phase_shifter | bool
55 | trafo | parallel | uint32
56 | trafo | df | float64
57 | trafo | in_service | bool
58 | line_geodata | coords | object
59 | bus_geodata | x | float64
60 | bus_geodata | y | float64
61 | bus_geodata | coords | object

## parameters
| version | format_version | converged | OPF_converged | name | f_hz | sn_mva
0 | 2.14.6 | 2.14.0 | FALSE | FALSE |  | 50 | 1