## bus
| name | vn_kv | type | zone | in_service
0 | bus_LV_4010-3_0_8_node_0 | 0.4 | n |  | TRUE
1 | bus_LV_4010-3_0_8_node_1 | 0.4 | n |  | TRUE
2 | bus_LV_4010-3_0_8_node_2 | 0.4 | n |  | TRUE
3 | bus_LV_4010-3_0_8_node_3 | 0.4 | n |  | TRUE
4 | bus_LV_4010-3_0_8_node_4 | 0.4 | n |  | TRUE
5 | bus_LV_4010-3_0_8_node_14 | 0.4 | n |  | TRUE
6 | bus_LV_4010-3_0_8_node_21 | 0.4 | n |  | TRUE
7 | bus_LV_4010-3_0_8_node_13 | 0.4 | n |  | TRUE
8 | bus_LV_4010-3_0_8_node_23 | 0.4 | n |  | TRUE
9 | bus_LV_4010-3_0_8_node_19 | 0.4 | n |  | TRUE
10 | bus_LV_4010-3_0_8_node_5 | 0.4 | n |  | TRUE
11 | bus_LV_4010-3_0_8_node_7 | 0.4 | n |  | TRUE
12 | bus_LV_4010-3_0_8_node_11 | 0.4 | n |  | TRUE
13 | bus_LV_4010-3_0_8_node_39 | 0.4 | n |  | TRUE
14 | bus_LV_4010-3_0_8_node_12 | 0.4 | n |  | TRUE
15 | bus_LV_4010-3_0_8_node_40 | 0.4 | n |  | TRUE
16 | bus_LV_4010-3_0_8_node_17 | 0.4 | n |  | TRUE
17 | bus_LV_4010-3_0_8_node_18 | 0.4 | n |  | TRUE
18 | bus_LV_4010-3_0_8_node_16 | 0.4 | n |  | TRUE
19 | bus_LV_4010-3_0_8_node_45 | 0.4 | n |  | TRUE
20 | bus_LV_4010-3_0_8_node_49 | 0.4 | n |  | TRUE
21 | bus_LV_4010-3_0_8_node_46 | 0.4 | n |  | TRUE
22 | bus_LV_4010-3_0_8_node_41 | 0.4 | n |  | TRUE
23 | bus_LV_4010-3_0_8_node_42 | 0.4 | n |  | TRUE
24 | bus_LV_4010-3_0_8_node_195 | 0.4 | n |  | TRUE
25 | bus_LV_4010-3_0_8_node_32 | 0.4 | n |  | TRUE
26 | bus_LV_4010-3_0_8_node_30 | 0.4 | n |  | TRUE
27 | bus_LV_4010-3_0_8_node_52 | 0.4 | n |  | TRUE
28 | bus_LV_4010-3_0_8_node_50 | 0.4 | n |  | TRUE
29 | bus_LV_4010-3_0_8_node_20 | 0.4 | n |  | TRUE
30 | bus_LV_4010-3_0_8_node_22 | 0.4 | n |  | TRUE
31 | bus_LV_4010-3_0_8_node_85 | 0.4 | n |  | TRUE
32 | bus_LV_4010-3_0_8_node_24 | 0.4 | n |  | TRUE
33 | bus_LV_4010-3_0_8_node_82 | 0.4 | n |  | TRUE
34 | bus_LV_4010-3_0_8_node_25 | 0.4 | n |  | TRUE
35 | bus_LV_4010-3_0_8_node_26 | 0.4 | n |  | TRUE
36 | bus_LV_4010-3_0_8_node_27 | 0.4 | n |  | TRUE
37 | bus_LV_4010-3_0_8_node_28 | 0.4 | n |  | TRUE
38 | bus_LV_4010-3_0_8_node_29 | 0.4 | n |  | TRUE
39 | bus_LV_4010-3_0_8_node_31 | 0.4 | n |  | TRUE
40 | bus_LV_4010-3_0_8_node_33 | 0.4 | n |  | TRUE
41 | bus_LV_4010-3_0_8_node_37 | 0.4 | n |  | TRUE
42 | bus_LV_4010-3_0_8_node_35 | 0.4 | n |  | TRUE
43 | bus_LV_4010-3_0_8_node_34 | 0.4 | n |  | TRUE
44 | bus_LV_4010-3_0_8_node_36 | 0.4 | n |  | TRUE
45 | bus_LV_4010-3_0_8_node_38 | 0.4 | n |  | TRUE
46 | bus_LV_4010-3_0_8_node_91 | 0.4 | n |  | TRUE
47 | bus_LV_4010-3_0_8_node_94 | 0.4 | n |  | TRUE
48 | bus_LV_4010-3_0_8_node_71 | 0.4 | n |  | TRUE
49 | bus_LV_4010-3_0_8_node_73 | 0.4 | n |  | TRUE
50 | bus_LV_4010-3_0_8_node_70 | 0.4 | n |  | TRUE
51 | bus_LV_4010-3_0_8_node_79 | 0.4 | n |  | TRUE
52 | bus_LV_4010-3_0_8_node_76 | 0.4 | n |  | TRUE
53 | bus_LV_4010-3_0_8_node_43 | 0.4 | n |  | TRUE
54 | bus_LV_4010-3_0_8_node_44 | 0.4 | n |  | TRUE
55 | bus_LV_4010-3_0_8_node_47 | 0.4 | n |  | TRUE
56 | bus_LV_4010-3_0_8_node_48 | 0.4 | n |  | TRUE
57 | bus_LV_4010-3_0_8_node_59 | 0.4 | n |  | TRUE
58 | bus_LV_4010-3_0_8_node_75 | 0.4 | n |  | TRUE
59 | bus_LV_4010-3_0_8_node_57 | 0.4 | n |  | TRUE
60 | bus_LV_4010-3_0_8_node_51 | 0.4 | n |  | TRUE
61 | bus_LV_4010-3_0_8_node_64 | 0.4 | n |  | TRUE
62 | bus_LV_4010-3_0_8_node_65 | 0.4 | n |  | TRUE
63 | bus_LV_4010-3_0_8_node_54 | 0.4 | n |  | TRUE
64 | bus_LV_4010-3_0_8_node_67 | 0.4 | n |  | TRUE
65 | bus_LV_4010-3_0_8_node_68 | 0.4 | n |  | TRUE
66 | bus_LV_4010-3_0_8_node_55 | 0.4 | n |  | TRUE
67 | bus_LV_4010-3_0_8_node_56 | 0.4 | n |  | TRUE
68 | bus_LV_4010-3_0_8_node_58 | 0.4 | n |  | TRUE
69 | bus_LV_4010-3_0_8_node_60 | 0.4 | n |  | TRUE
70 | bus_LV_4010-3_0_8_node_61 | 0.4 | n |  | TRUE
71 | bus_LV_4010-3_0_8_node_66 | 0.4 | n |  | TRUE
72 | bus_LV_4010-3_0_8_node_63 | 0.4 | n |  | TRUE
73 | bus_LV_4010-3_0_8_node_167 | 0.4 | n |  | TRUE
74 | bus_LV_4010-3_0_8_node_165 | 0.4 | n |  | TRUE
75 | bus_LV_4010-3_0_8_node_74 | 0.4 | n |  | TRUE
76 | bus_LV_4010-3_0_8_node_180 | 0.4 | n |  | TRUE
77 | bus_LV_4010-3_0_8_node_62 | 0.4 | n |  | TRUE
78 | bus_LV_4010-3_0_8_node_168 | 0.4 | n |  | TRUE
79 | bus_LV_4010-3_0_8_node_69 | 0.4 | n |  | TRUE
80 | bus_LV_4010-3_0_8_node_178 | 0.4 | n |  | TRUE
81 | bus_LV_4010-3_0_8_node_182 | 0.4 | n |  | TRUE
82 | bus_LV_4010-3_0_8_node_183 | 0.4 | n |  | TRUE
83 | bus_LV_4010-3_0_8_node_72 | 0.4 | n |  | TRUE
84 | bus_LV_4010-3_0_8_node_129 | 0.4 | n |  | TRUE
85 | bus_LV_4010-3_0_8_node_125 | 0.4 | n |  | TRUE
86 | bus_LV_4010-3_0_8_node_77 | 0.4 | n |  | TRUE
87 | bus_LV_4010-3_0_8_node_130 | 0.4 | n |  | TRUE
88 | bus_LV_4010-3_0_8_node_132 | 0.4 | n |  | TRUE
89 | bus_LV_4010-3_0_8_node_131 | 0.4 | n |  | TRUE
90 | bus_LV_4010-3_0_8_node_78 | 0.4 | n |  | TRUE
91 | bus_LV_4010-3_0_8_node_83 | 0.4 | n |  | TRUE
92 | bus_LV_4010-3_0_8_node_84 | 0.4 | n |  | TRUE
93 | bus_LV_4010-3_0_8_node_80 | 0.4 | n |  | TRUE
94 | bus_LV_4010-3_0_8_node_192 | 0.4 | n |  | TRUE
95 | bus_LV_4010-3_0_8_node_81 | 0.4 | n |  | TRUE
96 | bus_LV_4010-3_0_8_node_124 | 0.4 | n |  | TRUE
97 | bus_LV_4010-3_0_8_node_122 | 0.4 | n |  | TRUE
98 | bus_LV_4010-3_0_8_node_123 | 0.4 | n |  | TRUE
99 | bus_LV_4010-3_0_8_node_121 | 0.4 | n |  | TRUE
100 | bus_LV_4010-3_0_8_node_90 | 0.4 | n |  | TRUE
101 | bus_LV_4010-3_0_8_node_86 | 0.4 | n |  | TRUE
102 | bus_LV_4010-3_0_8_node_87 | 0.4 | n |  | TRUE
103 | bus_LV_4010-3_0_8_node_88 | 0.4 | n |  | TRUE
104 | bus_LV_4010-3_0_8_node_89 | 0.4 | n |  | TRUE
105 | bus_LV_4010-3_0_8_node_190 | 0.4 | n |  | TRUE
106 | bus_LV_4010-3_0_8_node_93 | 0.4 | n |  | TRUE
107 | bus_LV_4010-3_0_8_node_191 | 0.4 | n |  | TRUE
108 | bus_LV_4010-3_0_8_node_92 | 0.4 | n |  | TRUE
109 | bus_LV_4010-3_0_8_node_95 | 0.4 | n |  | TRUE
110 | bus_LV_4010-3_0_8_node_96 | 0.4 | n |  | TRUE
111 | bus_LV_4010-3_0_8_node_97 | 0.4 | n |  | TRUE
112 | bus_LV_4010-3_0_8_node_98 | 0.4 | n |  | TRUE
113 | bus_LV_4010-3_0_8_node_99 | 0.4 | n |  | TRUE
114 | bus_LV_4010-3_0_8_node_100 | 0.4 | n |  | TRUE
115 | bus_LV_4010-3_0_8_node_103 | 0.4 | n |  | TRUE
116 | bus_LV_4010-3_0_8_node_101 | 0.4 | n |  | TRUE
117 | bus_LV_4010-3_0_8_node_102 | 0.4 | n |  | TRUE
118 | bus_LV_4010-3_0_8_node_104 | 0.4 | n |  | TRUE
119 | bus_LV_4010-3_0_8_node_107 | 0.4 | n |  | TRUE
120 | bus_LV_4010-3_0_8_node_116 | 0.4 | n |  | TRUE
121 | bus_LV_4010-3_0_8_node_115 | 0.4 | n |  | TRUE
122 | bus_LV_4010-3_0_8_node_105 | 0.4 | n |  | TRUE
123 | bus_LV_4010-3_0_8_node_106 | 0.4 | n |  | TRUE
124 | bus_LV_4010-3_0_8_node_108 | 0.4 | n |  | TRUE
125 | bus_LV_4010-3_0_8_node_110 | 0.4 | n |  | TRUE
126 | bus_LV_4010-3_0_8_node_113 | 0.4 | n |  | TRUE
127 | bus_LV_4010-3_0_8_node_114 | 0.4 | n |  | TRUE
128 | bus_LV_4010-3_0_8_node_111 | 0.4 | n |  | TRUE
129 | bus_LV_4010-3_0_8_node_112 | 0.4 | n |  | TRUE
130 | bus_LV_4010-3_0_8_node_127 | 0.4 | n |  | TRUE
131 | bus_LV_4010-3_0_8_node_142 | 0.4 | n |  | TRUE
132 | bus_LV_4010-3_0_8_node_118 | 0.4 | n |  | TRUE
133 | bus_LV_4010-3_0_8_node_117 | 0.4 | n |  | TRUE
134 | bus_LV_4010-3_0_8_node_128 | 0.4 | n |  | TRUE
135 | bus_LV_4010-3_0_8_node_120 | 0.4 | n |  | TRUE
136 | bus_LV_4010-3_0_8_node_141 | 0.4 | n |  | TRUE
137 | bus_LV_4010-3_0_8_node_143 | 0.4 | n |  | TRUE
138 | bus_LV_4010-3_0_8_node_144 | 0.4 | n |  | TRUE
139 | bus_LV_4010-3_0_8_node_119 | 0.4 | n |  | TRUE
140 | bus_LV_4010-3_0_8_node_133 | 0.4 | n |  | TRUE
141 | bus_LV_4010-3_0_8_node_134 | 0.4 | n |  | TRUE
142 | bus_LV_4010-3_0_8_node_164 | 0.4 | n |  | TRUE
143 | bus_LV_4010-3_0_8_node_136 | 0.4 | n |  | TRUE
144 | bus_LV_4010-3_0_8_node_135 | 0.4 | n |  | TRUE
145 | bus_LV_4010-3_0_8_node_140 | 0.4 | n |  | TRUE
146 | bus_LV_4010-3_0_8_node_139 | 0.4 | n |  | TRUE
147 | bus_LV_4010-3_0_8_node_138 | 0.4 | n |  | TRUE
148 | bus_LV_4010-3_0_8_node_137 | 0.4 | n |  | TRUE
149 | bus_LV_4010-3_0_8_node_163 | 0.4 | n |  | TRUE
150 | bus_LV_4010-3_0_8_node_175 | 0.4 | n |  | TRUE
151 | bus_LV_4010-3_0_8_node_174 | 0.4 | n |  | TRUE
152 | bus_LV_4010-3_0_8_node_145 | 0.4 | n |  | TRUE
153 | bus_LV_4010-3_0_8_node_146 | 0.4 | n |  | TRUE
154 | bus_LV_4010-3_0_8_node_150 | 0.4 | n |  | TRUE
155 | bus_LV_4010-3_0_8_node_151 | 0.4 | n |  | TRUE
156 | bus_LV_4010-3_0_8_node_155 | 0.4 | n |  | TRUE
157 | bus_LV_4010-3_0_8_node_148 | 0.4 | n |  | TRUE
158 | bus_LV_4010-3_0_8_node_147 | 0.4 | n |  | TRUE
159 | bus_LV_4010-3_0_8_node_149 | 0.4 | n |  | TRUE
160 | bus_LV_4010-3_0_8_node_153 | 0.4 | n |  | TRUE
161 | bus_LV_4010-3_0_8_node_154 | 0.4 | n |  | TRUE
162 | bus_LV_4010-3_0_8_node_152 | 0.4 | n |  | TRUE
163 | bus_LV_4010-3_0_8_node_156 | 0.4 | n |  | TRUE
164 | bus_LV_4010-3_0_8_node_157 | 0.4 | n |  | TRUE
165 | bus_LV_4010-3_0_8_node_158 | 0.4 | n |  | TRUE
166 | bus_LV_4010-3_0_8_node_159 | 0.4 | n |  | TRUE
167 | bus_LV_4010-3_0_8_node_160 | 0.4 | n |  | TRUE
168 | bus_LV_4010-3_0_8_node_161 | 0.4 | n |  | TRUE
169 | bus_LV_4010-3_0_8_node_181 | 0.4 | n |  | TRUE
170 | bus_LV_4010-3_0_8_node_173 | 0.4 | n |  | TRUE
171 | bus_LV_4010-3_0_8_node_169 | 0.4 | n |  | TRUE
172 | bus_LV_4010-3_0_8_node_170 | 0.4 | n |  | TRUE
173 | bus_LV_4010-3_0_8_node_171 | 0.4 | n |  | TRUE
174 | bus_LV_4010-3_0_8_node_172 | 0.4 | n |  | TRUE
175 | bus_LV_4010-3_0_8_node_179 | 0.4 | n |  | TRUE
176 | bus_LV_4010-3_0_8_node_176 | 0.4 | n |  | TRUE
177 | bus_LV_4010-3_0_8_node_177 | 0.4 | n |  | TRUE
178 | bus_LV_4010-3_0_8_node_184 | 0.4 | n |  | TRUE
179 | bus_LV_4010-3_0_8_node_185 | 0.4 | n |  | TRUE
180 | bus_LV_4010-3_0_8_node_186 | 0.4 | n |  | TRUE
181 | bus_LV_4010-3_0_8_node_188 | 0.4 | n |  | TRUE
182 | bus_LV_4010-3_0_8_node_194 | 0.4 | n |  | TRUE
183 | bus_LV_4010-3_0_8_node_187 | 0.4 | n |  | TRUE
184 | bus_MV_419_0_node_117 | 20 | n |  | TRUE

## load
| name | bus | p_mw | q_mvar | const_z_percent | const_i_percent | sn_mva | scaling | in_service | type
0 | LV_4010-3_0_8_load_0 | 0 | 0.0043809 | 0.001098 | 0 | 0 |  | 1 | TRUE | wye
1 | LV_4010-3_0_8_load_1 | 1 | 0.0019345 | 0.00048484 | 0 | 0 |  | 1 | TRUE | wye
2 | LV_4010-3_0_8_load_2 | 2 | 0.0012792 | 0.0003206 | 0 | 0 |  | 1 | TRUE | wye
3 | LV_4010-3_0_8_load_4 | 4 | 0.013806 | 0.0034601 | 0 | 0 |  | 1 | TRUE | wye
4 | LV_4010-3_0_8_load_14 | 5 | 0.0026146 | 0.00065529 | 0 | 0 |  | 1 | TRUE | wye
5 | LV_4010-3_0_8_load_13 | 7 | 0.0036947 | 0.00092597 | 0 | 0 |  | 1 | TRUE | wye
6 | LV_4010-3_0_8_load_23 | 8 | 0.0013454 | 0.00033719 | 0 | 0 |  | 1 | TRUE | wye
7 | LV_4010-3_0_8_load_19 | 9 | 0.0023515 | 0.00058934 | 0 | 0 |  | 1 | TRUE | wye
8 | LV_4010-3_0_8_load_5 | 10 | 0.0015764 | 0.00039507 | 0 | 0 |  | 1 | TRUE | wye
9 | LV_4010-3_0_8_load_39 | 13 | 0.023888 | 0.0059868 | 0 | 0 |  | 1 | TRUE | wye
10 | LV_4010-3_0_8_load_16 | 18 | 0.03989 | 0.0099973 | 0 | 0 |  | 1 | TRUE | wye
11 | LV_4010-3_0_8_load_46 | 21 | 0.019431 | 0.00487 | 0 | 0 |  | 1 | TRUE | wye
12 | LV_4010-3_0_8_load_41 | 22 | 0.020172 | 0.0050556 | 0 | 0 |  | 1 | TRUE | wye
13 | LV_4010-3_0_8_load_195 | 24 | 0.043159 | 0.010817 | 0 | 0 |  | 1 | TRUE | wye
14 | LV_4010-3_0_8_load_32 | 25 | 0.0017358 | 0.00043504 | 0 | 0 |  | 1 | TRUE | wye
15 | LV_4010-3_0_8_load_30 | 26 | 0.0019953 | 0.00050007 | 0 | 0 |  | 1 | TRUE | wye
16 | LV_4010-3_0_8_load_52 | 27 | 0.022817 | 0.0057185 | 0 | 0 |  | 1 | TRUE | wye
17 | LV_4010-3_0_8_load_50 | 28 | 0.059414 | 0.014891 | 0 | 0 |  | 1 | TRUE | wye
18 | LV_4010-3_0_8_load_20 | 29 | 0.0055466 | 0.0013901 | 0 | 0 |  | 1 | TRUE | wye
19 | LV_4010-3_0_8_load_22 | 30 | 0.0014351 | 0.00035968 | 0 | 0 |  | 1 | TRUE | wye
20 | LV_4010-3_0_8_load_85 | 31 | 0.0021197 | 0.00053124 | 0 | 0 |  | 1 | TRUE | wye
21 | LV_4010-3_0_8_load_24 | 32 | 0.0022451 | 0.00056267 | 0 | 0 |  | 1 | TRUE | wye
22 | LV_4010-3_0_8_load_82 | 33 | 0.012052 | 0.0030205 | 0 | 0 |  | 1 | TRUE | wye
23 | LV_4010-3_0_8_load_25 | 34 | 0.0020661 | 0.0005178 | 0 | 0 |  | 1 | TRUE | wye
24 | LV_4010-3_0_8_load_26 | 35 | 0.0021491 | 0.00053861 | 0 | 0 |  | 1 | TRUE | wye
25 | LV_4010-3_0_8_load_27 | 36 | 0.0018484 | 0.00046326 | 0 | 0 |  | 1 | TRUE | wye
26 | LV_4010-3_0_8_load_28 | 37 | 0.003029 | 0.00075914 | 0 | 0 |  | 1 | TRUE | wye
27 | LV_4010-3_0_8_load_29 | 38 | 0.0025927 | 0.0006498 | 0 | 0 |  | 1 | TRUE | wye
28 | LV_4010-3_0_8_load_31 | 39 | 0.0015682 | 0.00039302 | 0 | 0 |  | 1 | TRUE | wye
29 | LV_4010-3_0_8_load_33 | 40 | 0.00095502 | 0.00023935 | 0 | 0 |  | 1 | TRUE | wye
30 | LV_4010-3_0_8_load_37 | 41 | 0.0017154 | 0.00042991 | 0 | 0 |  | 1 | TRUE | wye
31 | LV_4010-3_0_8_load_35 | 42 | 0.0012495 | 0.00031316 | 0 | 0 |  | 1 | TRUE | wye
32 | LV_4010-3_0_8_load_34 | 43 | 0.001138 | 0.00028521 | 0 | 0 |  | 1 | TRUE | wye
33 | LV_4010-3_0_8_load_36 | 44 | 0.00077696 | 0.00019473 | 0 | 0 |  | 1 | TRUE | wye
34 | LV_4010-3_0_8_load_91 | 46 | 0.0014786 | 0.00037057 | 0 | 0 |  | 1 | TRUE | wye
35 | LV_4010-3_0_8_load_70 | 50 | 0.005813 | 0.0014569 | 0 | 0 |  | 1 | TRUE | wye
36 | LV_4010-3_0_8_load_76 | 52 | 0.0047903 | 0.0012006 | 0 | 0 |  | 1 | TRUE | wye
37 | LV_4010-3_0_8_load_47 | 55 | 0.0040006 | 0.0010026 | 0 | 0 |  | 1 | TRUE | wye
38 | LV_4010-3_0_8_load_48 | 56 | 0.0024524 | 0.00061464 | 0 | 0 |  | 1 | TRUE | wye
39 | LV_4010-3_0_8_load_57 | 59 | 0.0020963 | 0.00052539 | 0 | 0 |  | 1 | TRUE | wye
40 | LV_4010-3_0_8_load_51 | 60 | 0.001486 | 0.00037242 | 0 | 0 |  | 1 | TRUE | wye
41 | LV_4010-3_0_8_load_64 | 61 | 0.0015579 | 0.00039045 | 0 | 0 |  | 1 | TRUE | wye
42 | LV_4010-3_0_8_load_67 | 64 | 0.0018535 | 0.00046453 | 0 | 0 |  | 1 | TRUE | wye
43 | LV_4010-3_0_8_load_55 | 66 | 0.0028704 | 0.0007194 | 0 | 0 |  | 1 | TRUE | wye
44 | LV_4010-3_0_8_load_56 | 67 | 0.0015397 | 0.00038589 | 0 | 0 |  | 1 | TRUE | wye
45 | LV_4010-3_0_8_load_61 | 70 | 0.001282 | 0.00032129 | 0 | 0 |  | 1 | TRUE | wye
46 | LV_4010-3_0_8_load_63 | 72 | 0.0015117 | 0.00037886 | 0 | 0 |  | 1 | TRUE | wye
47 | LV_4010-3_0_8_load_167 | 73 | 0.0017879 | 0.0004481 | 0 | 0 |  | 1 | TRUE | wye
48 | LV_4010-3_0_8_load_165 | 74 | 0.0021093 | 0.00052865 | 0 | 0 |  | 1 | TRUE | wye
49 | LV_4010-3_0_8_load_180 | 76 | 0.005327 | 0.0013351 | 0 | 0 |  | 1 | TRUE | wye
50 | LV_4010-3_0_8_load_62 | 77 | 0.0030806 | 0.00077208 | 0 | 0 |  | 1 | TRUE | wye
51 | LV_4010-3_0_8_load_168 | 78 | 0.0014412 | 0.0003612 | 0 | 0 |  | 1 | TRUE | wye
52 | LV_4010-3_0_8_load_178 | 80 | 0.0021086 | 0.00052847 | 0 | 0 |  | 1 | TRUE | wye
53 | LV_4010-3_0_8_load_182 | 81 | 0.0061415 | 0.0015392 | 0 | 0 |  | 1 | TRUE | wye
54 | LV_4010-3_0_8_load_183 | 82 | 0.010964 | 0.0027479 | 0 | 0 |  | 1 | TRUE | wye
55 | LV_4010-3_0_8_load_72 | 83 | 0.0092807 | 0.002326 | 0 | 0 |  | 1 | TRUE | wye
56 | LV_4010-3_0_8_load_129 | 84 | 0.010892 | 0.0027297 | 0 | 0 |  | 1 | TRUE | wye
57 | LV_4010-3_0_8_load_77 | 86 | 0.024639 | 0.006175 | 0 | 0 |  | 1 | TRUE | wye
58 | LV_4010-3_0_8_load_131 | 89 | 0.0084142 | 0.0021088 | 0 | 0 |  | 1 | TRUE | wye
59 | LV_4010-3_0_8_load_83 | 91 | 0.0022441 | 0.00056243 | 0 | 0 |  | 1 | TRUE | wye
60 | LV_4010-3_0_8_load_84 | 92 | 0.00060807 | 0.0001524 | 0 | 0 |  | 1 | TRUE | wye
61 | LV_4010-3_0_8_load_80 | 93 | 0.0052469 | 0.001315 | 0 | 0 |  | 1 | TRUE | wye
62 | LV_4010-3_0_8_load_192 | 94 | 0.00081319 | 0.0002038 | 0 | 0 |  | 1 | TRUE | wye
63 | LV_4010-3_0_8_load_81 | 95 | 0.0017764 | 0.0004452 | 0 | 0 |  | 1 | TRUE | wye
64 | LV_4010-3_0_8_load_124 | 96 | 0.0096784 | 0.0024256 | 0 | 0 |  | 1 | TRUE | wye
65 | LV_4010-3_0_8_load_122 | 97 | 0.0011812 | 0.00029603 | 0 | 0 |  | 1 | TRUE | wye
66 | LV_4010-3_0_8_load_123 | 98 | 0.00081671 | 0.00020469 | 0 | 0 |  | 1 | TRUE | wye
67 | LV_4010-3_0_8_load_121 | 99 | 0.0082489 | 0.0020674 | 0 | 0 |  | 1 | TRUE | wye
68 | LV_4010-3_0_8_load_86 | 101 | 0.00096382 | 0.00024156 | 0 | 0 |  | 1 | TRUE | wye
69 | LV_4010-3_0_8_load_87 | 102 | 0.00095711 | 0.00023987 | 0 | 0 |  | 1 | TRUE | wye
70 | LV_4010-3_0_8_load_88 | 103 | 0.00085918 | 0.00021533 | 0 | 0 |  | 1 | TRUE | wye
71 | LV_4010-3_0_8_load_89 | 104 | 0.00081774 | 0.00020494 | 0 | 0 |  | 1 | TRUE | wye
72 | LV_4010-3_0_8_load_190 | 105 | 0.0015773 | 0.00039531 | 0 | 0 |  | 1 | TRUE | wye
73 | LV_4010-3_0_8_load_93 | 106 | 0.00043069 | 0.00010794 | 0 | 0 |  | 1 | TRUE | wye
74 | LV_4010-3_0_8_load_191 | 107 | 0.003204 | 0.00080301 | 0 | 0 |  | 1 | TRUE | wye
75 | LV_4010-3_0_8_load_92 | 108 | 0.00076583 | 0.00019194 | 0 | 0 |  | 1 | TRUE | wye
76 | LV_4010-3_0_8_load_95 | 109 | 0.0010615 | 0.00026603 | 0 | 0 |  | 1 | TRUE | wye
77 | LV_4010-3_0_8_load_96 | 110 | 0.00051034 | 0.0001279 | 0 | 0 |  | 1 | TRUE | wye
78 | LV_4010-3_0_8_load_98 | 112 | 0.0012913 | 0.00032364 | 0 | 0 |  | 1 | TRUE | wye
79 | LV_4010-3_0_8_load_99 | 113 | 0.00072425 | 0.00018151 | 0 | 0 |  | 1 | TRUE | wye
80 | LV_4010-3_0_8_load_103 | 115 | 0.0010433 | 0.00026148 | 0 | 0 |  | 1 | TRUE | wye
81 | LV_4010-3_0_8_load_101 | 116 | 0.000441 | 0.00011053 | 0 | 0 |  | 1 | TRUE | wye
82 | LV_4010-3_0_8_load_102 | 117 | 0.00067959 | 0.00017032 | 0 | 0 |  | 1 | TRUE | wye
83 | LV_4010-3_0_8_load_104 | 118 | 0.0014179 | 0.00035535 | 0 | 0 |  | 1 | TRUE | wye
84 | LV_4010-3_0_8_load_107 | 119 | 0.0019066 | 0.00047785 | 0 | 0 |  | 1 | TRUE | wye
85 | LV_4010-3_0_8_load_105 | 122 | 0.00072773 | 0.00018239 | 0 | 0 |  | 1 | TRUE | wye
86 | LV_4010-3_0_8_load_106 | 123 | 0.0019032 | 0.00047699 | 0 | 0 |  | 1 | TRUE | wye
87 | LV_4010-3_0_8_load_108 | 124 | 0.00094488 | 0.00023681 | 0 | 0 |  | 1 | TRUE | wye
88 | LV_4010-3_0_8_load_113 | 126 | 0.0035026 | 0.00087783 | 0 | 0 |  | 1 | TRUE | wye
89 | LV_4010-3_0_8_load_114 | 127 | 0.00071983 | 0.00018041 | 0 | 0 |  | 1 | TRUE | wye
90 | LV_4010-3_0_8_load_111 | 128 | 0.0016614 | 0.00041638 | 0 | 0 |  | 1 | TRUE | wye
91 | LV_4010-3_0_8_load_142 | 131 | 0.001825 | 0.0004574 | 0 | 0 |  | 1 | TRUE | wye
92 | LV_4010-3_0_8_load_128 | 134 | 0.0094212 | 0.0023612 | 0 | 0 |  | 1 | TRUE | wye
93 | LV_4010-3_0_8_load_120 | 135 | 0.0089289 | 0.0022378 | 0 | 0 |  | 1 | TRUE | wye
94 | LV_4010-3_0_8_load_141 | 136 | 0.0029616 | 0.00074225 | 0 | 0 |  | 1 | TRUE | wye
95 | LV_4010-3_0_8_load_143 | 137 | 0.00098607 | 0.00024713 | 0 | 0 |  | 1 | TRUE | wye
96 | LV_4010-3_0_8_load_144 | 138 | 0.0044462 | 0.0011143 | 0 | 0 |  | 1 | TRUE | wye
97 | LV_4010-3_0_8_load_133 | 140 | 0.016281 | 0.0040804 | 0 | 0 |  | 1 | TRUE | wye
98 | LV_4010-3_0_8_load_164 | 142 | 0.0013405 | 0.00033595 | 0 | 0 |  | 1 | TRUE | wye
99 | LV_4010-3_0_8_load_139 | 146 | 0.0025551 | 0.00064036 | 0 | 0 |  | 1 | TRUE | wye
100 | LV_4010-3_0_8_load_138 | 147 | 0.0023604 | 0.00059158 | 0 | 0 |  | 1 | TRUE | wye
101 | LV_4010-3_0_8_load_137 | 148 | 0.004068 | 0.0010195 | 0 | 0 |  | 1 | TRUE | wye
102 | LV_4010-3_0_8_load_175 | 150 | 0.0014683 | 0.000368 | 0 | 0 |  | 1 | TRUE | wye
103 | LV_4010-3_0_8_load_174 | 151 | 0.0034998 | 0.00087714 | 0 | 0 |  | 1 | TRUE | wye
104 | LV_4010-3_0_8_load_151 | 155 | 0.0068761 | 0.0017233 | 0 | 0 |  | 1 | TRUE | wye
105 | LV_4010-3_0_8_load_155 | 156 | 0.00020388 | 5.1097e-05 | 0 | 0 |  | 1 | TRUE | wye
106 | LV_4010-3_0_8_load_147 | 158 | 0.0019979 | 0.00050072 | 0 | 0 |  | 1 | TRUE | wye
107 | LV_4010-3_0_8_load_149 | 159 | 0.00012767 | 3.1997e-05 | 0 | 0 |  | 1 | TRUE | wye
108 | LV_4010-3_0_8_load_154 | 161 | 0.00022166 | 5.5553e-05 | 0 | 0 |  | 1 | TRUE | wye
109 | LV_4010-3_0_8_load_152 | 162 | 0.0031671 | 0.00079374 | 0 | 0 |  | 1 | TRUE | wye
110 | LV_4010-3_0_8_load_156 | 163 | 0.00011402 | 2.8577e-05 | 0 | 0 |  | 1 | TRUE | wye
111 | LV_4010-3_0_8_load_157 | 164 | 0.00048695 | 0.00012204 | 0 | 0 |  | 1 | TRUE | wye
112 | LV_4010-3_0_8_load_158 | 165 | 0.00011657 | 2.9216e-05 | 0 | 0 |  | 1 | TRUE | wye
113 | LV_4010-3_0_8_load_159 | 166 | 0.00021222 | 5.3187e-05 | 0 | 0 |  | 1 | TRUE | wye
114 | LV_4010-3_0_8_load_160 | 167 | 0.00011841 | 2.9677e-05 | 0 | 0 |  | 1 | TRUE | wye
115 | LV_4010-3_0_8_load_161 | 168 | 0.00071432 | 0.00017902 | 0 | 0 |  | 1 | TRUE | wye
116 | LV_4010-3_0_8_load_173 | 170 | 0.0044906 | 0.0011254 | 0 | 0 |  | 1 | TRUE | wye
117 | LV_4010-3_0_8_load_169 | 171 | 0.0016614 | 0.00041639 | 0 | 0 |  | 1 | TRUE | wye
118 | LV_4010-3_0_8_load_170 | 172 | 0.0022219 | 0.00055687 | 0 | 0 |  | 1 | TRUE | wye
119 | LV_4010-3_0_8_load_171 | 173 | 0.002905 | 0.00072806 | 0 | 0 |  | 1 | TRUE | wye
120 | LV_4010-3_0_8_load_172 | 174 | 0.0019401 | 0.00048623 | 0 | 0 |  | 1 | TRUE | wye
121 | LV_4010-3_0_8_load_179 | 175 | 0.003471 | 0.00086993 | 0 | 0 |  | 1 | TRUE | wye
122 | LV_4010-3_0_8_load_176 | 176 | 0.0044646 | 0.0011189 | 0 | 0 |  | 1 | TRUE | wye
123 | LV_4010-3_0_8_load_177 | 177 | 0.0040522 | 0.0010156 | 0 | 0 |  | 1 | TRUE | wye
124 | LV_4010-3_0_8_load_186 | 180 | 0.0033784 | 0.00084671 | 0 | 0 |  | 1 | TRUE | wye
125 | LV_4010-3_0_8_load_188 | 181 | 0.011023 | 0.0027626 | 0 | 0 |  | 1 | TRUE | wye
126 | LV_4010-3_0_8_load_194 | 182 | 0.00077685 | 0.0001947 | 0 | 0 |  | 1 | TRUE | wye
127 | LV_4010-3_0_8_load_187 | 183 | 0.0082755 | 0.002074 | 0 | 0 |  | 1 | TRUE | wye

## ext_grid
| name | bus | vm_pu | va_degree | slack_weight | in_service
0 |  | 75 | 1 | 0 | 1 | TRUE

## line
| name | std_type | from_bus | to_bus | length_km | r_ohm_per_km | x_ohm_per_km | c_nf_per_km | g_us_per_km | max_i_ka | df | parallel | type | in_service
0 | LV_4010-3_0_8_line_0 |  | 0 | 1 | 0.00024132 | 0.125 | 0.08 | 261 | 0 | 0.364 | 1 | 1 | cs | TRUE
1 | LV_4010-3_0_8_line_1 |  | 0 | 2 | 0.017571 | 0.125 | 0.08 | 261 | 0 | 0.364 | 1 | 1 | cs | TRUE
2 | LV_4010-3_0_8_line_2 |  | 1 | 3 | 0.02692 | 0.125 | 0.08 | 261 | 0 | 0.364 | 1 | 1 | cs | TRUE
3 | LV_4010-3_0_8_line_3 |  | 2 | 4 | 0.0074485 | 0.125 | 0.08 | 261 | 0 | 0.364 | 1 | 1 | cs | TRUE
4 | LV_4010-3_0_8_line_4 |  | 3 | 5 | 0.0084006 | 0.125 | 0.08 | 261 | 0 | 0.364 | 1 | 1 | cs | TRUE
5 | LV_4010-3_0_8_line_5 |  | 3 | 6 | 0.011186 | 0.125 | 0.08 | 261 | 0 | 0.364 | 1 | 1 | cs | TRUE
6 | LV_4010-3_0_8_line_6 |  | 5 | 7 | 0.02407 | 0.125 | 0.08 | 261 | 0 | 0.364 | 1 | 1 | cs | TRUE
7 | LV_4010-3_0_8_line_7 |  | 6 | 8 | 0.01855 | 0.125 | 0.08 | 261 | 0 | 0.364 | 1 | 1 | cs | TRUE
8 | LV_4010-3_0_8_line_8 |  | 6 | 9 | 0.0033437 | 0.125 | 0.08 | 261 | 0 | 0.364 | 1 | 1 | cs | TRUE
9 | LV_4010-3_0_8_line_9 |  | 8 | 32 | 0.016059 | 0.125 | 0.08 | 261 | 0 | 0.364 | 1 | 1 | cs | TRUE
10 | LV_4010-3_0_8_line_10 |  | 9 | 29 | 0.030983 | 0.125 | 0.08 | 261 | 0 | 0.364 | 1 | 1 | cs | TRUE
11 | LV_4010-3_0_8_line_11 |  | 10 | 11 | 0.010995 | 0.125 | 0.08 | 261 | 0 | 0.364 | 1 | 1 | cs | TRUE
12 | LV_4010-3_0_8_line_12 |  | 11 | 12 | 0.068801 | 0.125 | 0.08 | 261 | 0 | 0.364 | 1 | 1 | cs | TRUE
13 | LV_4010-3_0_8_line_13 |  | 12 | 13 | 0.010924 | 0.125 | 0.08 | 261 | 0 | 0.364 | 1 | 1 | cs | TRUE
14 | LV_4010-3_0_8_line_14 |  | 13 | 14 | 0.048355 | 0.125 | 0.08 | 261 | 0 | 0.364 | 1 | 1 | cs | TRUE
15 | LV_4010-3_0_8_line_15 |  | 14 | 15 | 0.004534 | 0.125 | 0.08 | 261 | 0 | 0.364 | 1 | 1 | cs | TRUE
16 | LV_4010-3_0_8_line_16 |  | 15 | 24 | 0.03992 | 0.125 | 0.08 | 261 | 0 | 0.364 | 1 | 1 | cs | TRUE
17 | LV_4010-3_0_8_line_17 |  | 16 | 17 | 0.035675 | 0.125 | 0.08 | 261 | 0 | 0.364 | 1 | 1 | cs | TRUE
18 | LV_4010-3_0_8_line_18 |  | 16 | 18 | 0.036417 | 0.125 | 0.08 | 261 | 0 | 0.364 | 1 | 1 | cs | TRUE
19 | LV_4010-3_0_8_line_19 |  | 17 | 20 | 0.027185 | 0.125 | 0.08 | 261 | 0 | 0.364 | 1 | 1 | cs | TRUE
20 | LV_4010-3_0_8_line_20 |  | 17 | 27 | 0.046963 | 0.125 | 0.08 | 261 | 0 | 0.364 | 1 | 1 | cs | TRUE
21 | LV_4010-3_0_8_line_21 |  | 19 | 20 | 0.041701 | 0.125 | 0.08 | 261 | 0 | 0.364 | 1 | 3 | cs | TRUE
22 | LV_4010-3_0_8_line_22 |  | 19 | 21 | 0.028879 | 0.125 | 0.08 | 261 | 0 | 0.364 | 1 | 4 | cs | TRUE
23 | LV_4010-3_0_8_line_23 |  | 20 | 28 | 0.020634 | 0.125 | 0.08 | 261 | 0 | 0.364 | 1 | 1 | cs | TRUE
24 | LV_4010-3_0_8_line_24 |  | 21 | 55 | 0.035418 | 0.125 | 0.08 | 261 | 0 | 0.364 | 1 | 4 | cs | TRUE
25 | LV_4010-3_0_8_line_25 |  | 22 | 23 | 0.015176 | 0.125 | 0.08 | 261 | 0 | 0.364 | 1 | 1 | cs | TRUE
26 | LV_4010-3_0_8_line_26 |  | 23 | 53 | 0.028813 | 0.125 | 0.08 | 261 | 0 | 0.364 | 1 | 1 | cs | TRUE
27 | LV_4010-3_0_8_line_27 |  | 23 | 54 | 0.031436 | 0.125 | 0.08 | 261 | 0 | 0.364 | 1 | 2 | cs | TRUE
28 | LV_4010-3_0_8_line_28 |  | 24 | 53 | 0.017748 | 0.125 | 0.08 | 261 | 0 | 0.364 | 1 | 1 | cs | TRUE
29 | LV_4010-3_0_8_line_29 |  | 25 | 26 | 0.01828 | 0.125 | 0.08 | 261 | 0 | 0.364 | 1 | 1 | cs | TRUE
30 | LV_4010-3_0_8_line_30 |  | 26 | 38 | 0.015863 | 0.125 | 0.08 | 261 | 0 | 0.364 | 1 | 1 | cs | TRUE
31 | LV_4010-3_0_8_line_31 |  | 29 | 30 | 0.014291 | 0.125 | 0.08 | 261 | 0 | 0.364 | 1 | 1 | cs | TRUE
32 | LV_4010-3_0_8_line_32 |  | 30 | 31 | 0.0024139 | 0.125 | 0.08 | 261 | 0 | 0.364 | 1 | 1 | cs | TRUE
33 | LV_4010-3_0_8_line_33 |  | 31 | 33 | 0.009357 | 0.125 | 0.08 | 261 | 0 | 0.364 | 1 | 1 | cs | TRUE
34 | LV_4010-3_0_8_line_34 |  | 32 | 34 | 0.0171 | 0.125 | 0.08 | 261 | 0 | 0.364 | 1 | 1 | cs | TRUE
35 | LV_4010-3_0_8_line_35 |  | 33 | 95 | 0.017546 | 0.125 | 0.08 | 261 | 0 | 0.364 | 1 | 1 | cs | TRUE
36 | LV_4010-3_0_8_line_36 |  | 34 | 35 | 0.013456 | 0.125 | 0.08 | 261 | 0 | 0.364 | 1 | 1 | cs | TRUE
37 | LV_4010-3_0_8_line_37 |  | 35 | 36 | 0.0066443 | 0.125 | 0.08 | 261 | 0 | 0.364 | 1 | 1 | cs | TRUE
38 | LV_4010-3_0_8_line_38 |  | 36 | 37 | 0.0079477 | 0.125 | 0.08 | 261 | 0 | 0.364 | 1 | 1 | cs | TRUE
39 | LV_4010-3_0_8_line_39 |  | 38 | 39 | 0.0083479 | 0.125 | 0.08 | 261 | 0 | 0.364 | 1 | 1 | cs | TRUE
40 | LV_4010-3_0_8_line_40 |  | 39 | 40 | 0.022604 | 0.125 | 0.08 | 261 | 0 | 0.364 | 1 | 1 | cs | TRUE
41 | LV_4010-3_0_8_line_41 |  | 40 | 41 | 0.01485 | 0.125 | 0.08 | 261 | 0 | 0.364 | 1 | 1 | cs | TRUE
42 | LV_4010-3_0_8_line_42 |  | 41 | 42 | 0.030171 | 0.125 | 0.08 | 261 | 0 | 0.364 | 1 | 1 | cs | TRUE
43 | LV_4010-3_0_8_line_43 |  | 42 | 43 | 0.017748 | 0.125 | 0.08 | 261 | 0 | 0.364 | 1 | 1 | cs | TRUE
44 | LV_4010-3_0_8_line_44 |  | 43 | 44 | 0.0036788 | 0.125 | 0.08 | 261 | 0 | 0.364 | 1 | 1 | cs | TRUE
45 | LV_4010-3_0_8_line_45 |  | 44 | 45 | 0.016627 | 0.125 | 0.08 | 261 | 0 | 0.364 | 1 | 1 | cs | TRUE
46 | LV_4010-3_0_8_line_46 |  | 45 | 46 | 0.014594 | 0.125 | 0.08 | 261 | 0 | 0.364 | 1 | 1 | cs | TRUE
47 | LV_4010-3_0_8_line_47 |  | 46 | 47 | 0.0091636 | 0.125 | 0.08 | 261 | 0 | 0.364 | 1 | 1 | cs | TRUE
48 | LV_4010-3_0_8_line_48 |  | 47 | 109 | 0.010355 | 0.125 | 0.08 | 261 | 0 | 0.364 | 1 | 1 | cs | TRUE
49 | LV_4010-3_0_8_line_49 |  | 47 | 108 | 0.022733 | 0.125 | 0.08 | 261 | 0 | 0.364 | 1 | 1 | cs | TRUE
50 | LV_4010-3_0_8_line_50 |  | 48 | 49 | 0.053108 | 0.125 | 0.08 | 261 | 0 | 0.364 | 1 | 1 | cs | TRUE
51 | LV_4010-3_0_8_line_51 |  | 48 | 50 | 0.010868 | 0.125 | 0.08 | 261 | 0 | 0.364 | 1 | 1 | cs | TRUE
52 | LV_4010-3_0_8_line_52 |  | 49 | 51 | 0.018308 | 0.125 | 0.08 | 261 | 0 | 0.364 | 1 | 4 | cs | TRUE
53 | LV_4010-3_0_8_line_53 |  | 49 | 52 | 0.012336 | 0.125 | 0.08 | 261 | 0 | 0.364 | 1 | 4 | cs | TRUE
54 | LV_4010-3_0_8_line_54 |  | 50 | 83 | 0.0045653 | 0.125 | 0.08 | 261 | 0 | 0.364 | 1 | 1 | cs | TRUE
55 | LV_4010-3_0_8_line_55 |  | 51 | 85 | 0.014093 | 0.125 | 0.08 | 261 | 0 | 0.364 | 1 | 1 | cs | TRUE
56 | LV_4010-3_0_8_line_56 |  | 51 | 84 | 0.042938 | 0.125 | 0.08 | 261 | 0 | 0.364 | 1 | 4 | cs | TRUE
57 | LV_4010-3_0_8_line_57 |  | 52 | 86 | 0.022675 | 0.125 | 0.08 | 261 | 0 | 0.364 | 1 | 2 | cs | TRUE
58 | LV_4010-3_0_8_line_58 |  | 54 | 55 | 0.02391 | 0.125 | 0.08 | 261 | 0 | 0.364 | 1 | 4 | cs | TRUE
59 | LV_4010-3_0_8_line_59 |  | 55 | 56 | 0.041413 | 0.125 | 0.08 | 261 | 0 | 0.364 | 1 | 4 | cs | TRUE
60 | LV_4010-3_0_8_line_60 |  | 56 | 60 | 0.021396 | 0.125 | 0.08 | 261 | 0 | 0.364 | 1 | 4 | cs | TRUE
61 | LV_4010-3_0_8_line_61 |  | 57 | 58 | 0.016553 | 0.125 | 0.08 | 261 | 0 | 0.364 | 1 | 4 | cs | TRUE
62 | LV_4010-3_0_8_line_62 |  | 57 | 59 | 0.023954 | 0.125 | 0.08 | 261 | 0 | 0.364 | 1 | 4 | cs | TRUE
63 | LV_4010-3_0_8_line_63 |  | 58 | 74 | 0.038615 | 0.125 | 0.08 | 261 | 0 | 0.364 | 1 | 1 | cs | TRUE
64 | LV_4010-3_0_8_line_64 |  | 58 | 75 | 0.032464 | 0.125 | 0.08 | 261 | 0 | 0.364 | 1 | 4 | cs | TRUE
65 | LV_4010-3_0_8_line_65 |  | 59 | 66 | 0.0019047 | 0.125 | 0.08 | 261 | 0 | 0.364 | 1 | 4 | cs | TRUE
66 | LV_4010-3_0_8_line_66 |  | 60 | 61 | 0.0251 | 0.125 | 0.08 | 261 | 0 | 0.364 | 1 | 4 | cs | TRUE
67 | LV_4010-3_0_8_line_67 |  | 61 | 62 | 0.0087741 | 0.125 | 0.08 | 261 | 0 | 0.364 | 1 | 4 | cs | TRUE
68 | LV_4010-3_0_8_line_68 |  | 62 | 63 | 0.010789 | 0.125 | 0.08 | 261 | 0 | 0.364 | 1 | 4 | cs | TRUE
69 | LV_4010-3_0_8_line_69 |  | 63 | 64 | 0.042447 | 0.125 | 0.08 | 261 | 0 | 0.364 | 1 | 4 | cs | TRUE
70 | LV_4010-3_0_8_line_70 |  | 64 | 65 | 0.0142 | 0.125 | 0.08 | 261 | 0 | 0.364 | 1 | 4 | cs | TRUE
71 | LV_4010-3_0_8_line_71 |  | 65 | 79 | 0.032725 | 0.125 | 0.08 | 261 | 0 | 0.364 | 1 | 1 | cs | TRUE
72 | LV_4010-3_0_8_line_72 |  | 65 | 71 | 0.013075 | 0.125 | 0.08 | 261 | 0 | 0.364 | 1 | 4 | cs | TRUE
73 | LV_4010-3_0_8_line_73 |  | 66 | 67 | 0.019235 | 0.125 | 0.08 | 261 | 0 | 0.364 | 1 | 4 | cs | TRUE
74 | LV_4010-3_0_8_line_74 |  | 67 | 68 | 0.013611 | 0.125 | 0.08 | 261 | 0 | 0.364 | 1 | 4 | cs | TRUE
75 | LV_4010-3_0_8_line_75 |  | 68 | 69 | 0.010127 | 0.125 | 0.08 | 261 | 0 | 0.364 | 1 | 4 | cs | TRUE
76 | LV_4010-3_0_8_line_76 |  | 68 | 70 | 0.013706 | 0.125 | 0.08 | 261 | 0 | 0.364 | 1 | 1 | cs | TRUE
77 | LV_4010-3_0_8_line_77 |  | 69 | 71 | 0.033171 | 0.125 | 0.08 | 261 | 0 | 0.364 | 1 | 4 | cs | TRUE
78 | LV_4010-3_0_8_line_78 |  | 69 | 72 | 0.018213 | 0.125 | 0.08 | 261 | 0 | 0.364 | 1 | 1 | cs | TRUE
79 | LV_4010-3_0_8_line_79 |  | 70 | 73 | 0.0023082 | 0.125 | 0.08 | 261 | 0 | 0.364 | 1 | 1 | cs | TRUE
80 | LV_4010-3_0_8_line_80 |  | 71 | 76 | 0.013847 | 0.125 | 0.08 | 261 | 0 | 0.364 | 1 | 1 | cs | TRUE
81 | LV_4010-3_0_8_line_81 |  | 72 | 77 | 0.0064985 | 0.125 | 0.08 | 261 | 0 | 0.364 | 1 | 1 | cs | TRUE
82 | LV_4010-3_0_8_line_82 |  | 73 | 78 | 0.017899 | 0.125 | 0.08 | 261 | 0 | 0.364 | 1 | 1 | cs | TRUE
83 | LV_4010-3_0_8_line_83 |  | 74 | 88 | 0.0061959 | 0.125 | 0.08 | 261 | 0 | 0.364 | 1 | 1 | cs | TRUE
84 | LV_4010-3_0_8_line_84 |  | 75 | 84 | 0.044657 | 0.125 | 0.08 | 261 | 0 | 0.364 | 1 | 4 | cs | TRUE
85 | LV_4010-3_0_8_line_85 |  | 76 | 80 | 0.00063229 | 0.125 | 0.08 | 261 | 0 | 0.364 | 1 | 1 | cs | TRUE
86 | LV_4010-3_0_8_line_86 |  | 78 | 171 | 0.0093782 | 0.125 | 0.08 | 261 | 0 | 0.364 | 1 | 1 | cs | TRUE
87 | LV_4010-3_0_8_line_87 |  | 79 | 81 | 0.02061 | 0.125 | 0.08 | 261 | 0 | 0.364 | 1 | 1 | cs | TRUE
88 | LV_4010-3_0_8_line_88 |  | 80 | 176 | 0.025 | 0.125 | 0.08 | 261 | 0 | 0.364 | 1 | 1 | cs | TRUE
89 | LV_4010-3_0_8_line_89 |  | 81 | 82 | 0.056676 | 0.125 | 0.08 | 261 | 0 | 0.364 | 1 | 1 | cs | TRUE
90 | LV_4010-3_0_8_line_90 |  | 82 | 178 | 0.052252 | 0.125 | 0.08 | 261 | 0 | 0.364 | 1 | 1 | cs | TRUE
91 | LV_4010-3_0_8_line_91 |  | 85 | 96 | 0.021157 | 0.125 | 0.08 | 261 | 0 | 0.364 | 1 | 1 | cs | TRUE
92 | LV_4010-3_0_8_line_92 |  | 86 | 90 | 0.029686 | 0.125 | 0.08 | 261 | 0 | 0.364 | 1 | 1 | cs | TRUE
93 | LV_4010-3_0_8_line_93 |  | 87 | 88 | 0.012874 | 0.125 | 0.08 | 261 | 0 | 0.364 | 1 | 1 | cs | TRUE
94 | LV_4010-3_0_8_line_94 |  | 87 | 89 | 0.020359 | 0.125 | 0.08 | 261 | 0 | 0.364 | 1 | 1 | cs | TRUE
95 | LV_4010-3_0_8_line_95 |  | 88 | 142 | 0.017636 | 0.125 | 0.08 | 261 | 0 | 0.364 | 1 | 1 | cs | TRUE
96 | LV_4010-3_0_8_line_96 |  | 90 | 91 | 0.019072 | 0.125 | 0.08 | 261 | 0 | 0.364 | 1 | 1 | cs | TRUE
97 | LV_4010-3_0_8_line_97 |  | 90 | 92 | 0.025368 | 0.125 | 0.08 | 261 | 0 | 0.364 | 1 | 1 | cs | TRUE
98 | LV_4010-3_0_8_line_98 |  | 90 | 93 | 0.022575 | 0.125 | 0.08 | 261 | 0 | 0.364 | 1 | 1 | cs | TRUE
99 | LV_4010-3_0_8_line_99 |  | 92 | 94 | 0.010971 | 0.125 | 0.08 | 261 | 0 | 0.364 | 1 | 1 | cs | TRUE
100 | LV_4010-3_0_8_line_100 |  | 93 | 95 | 0.012196 | 0.125 | 0.08 | 261 | 0 | 0.364 | 1 | 1 | cs | TRUE
101 | LV_4010-3_0_8_line_101 |  | 94 | 100 | 0.0063599 | 0.125 | 0.08 | 261 | 0 | 0.364 | 1 | 1 | cs | TRUE
102 | LV_4010-3_0_8_line_102 |  | 96 | 139 | 0.015816 | 0.125 | 0.08 | 261 | 0 | 0.364 | 1 | 1 | cs | TRUE
103 | LV_4010-3_0_8_line_103 |  | 97 | 98 | 0.00084863 | 0.125 | 0.08 | 261 | 0 | 0.364 | 1 | 1 | cs | TRUE
104 | LV_4010-3_0_8_line_104 |  | 97 | 99 | 0.025587 | 0.125 | 0.08 | 261 | 0 | 0.364 | 1 | 1 | cs | TRUE
105 | LV_4010-3_0_8_line_105 |  | 98 | 127 | 0.024047 | 0.125 | 0.08 | 261 | 0 | 0.364 | 1 | 1 | cs | TRUE
106 | LV_4010-3_0_8_line_106 |  | 99 | 139 | 0.016289 | 0.125 | 0.08 | 261 | 0 | 0.364 | 1 | 1 | cs | TRUE
107 | LV_4010-3_0_8_line_107 |  | 100 | 106 | 0.0098875 | 0.125 | 0.08 | 261 | 0 | 0.364 | 1 | 1 | cs | TRUE
108 | LV_4010-3_0_8_line_108 |  | 100 | 103 | 0.01386 | 0.125 | 0.08 | 261 | 0 | 0.364 | 1 | 1 | cs | TRUE
109 | LV_4010-3_0_8_line_109 |  | 101 | 102 | 0.0042407 | 0.125 | 0.08 | 261 | 0 | 0.364 | 1 | 1 | cs | TRUE
110 | LV_4010-3_0_8_line_110 |  | 101 | 103 | 0.0092439 | 0.125 | 0.08 | 261 | 0 | 0.364 | 1 | 1 | cs | TRUE
111 | LV_4010-3_0_8_line_111 |  | 102 | 104 | 0.0086328 | 0.125 | 0.08 | 261 | 0 | 0.364 | 1 | 1 | cs | TRUE
112 | LV_4010-3_0_8_line_112 |  | 104 | 105 | 0.015378 | 0.125 | 0.08 | 261 | 0 | 0.364 | 1 | 1 | cs | TRUE
113 | LV_4010-3_0_8_line_113 |  | 105 | 107 | 0.0086798 | 0.125 | 0.08 | 261 | 0 | 0.364 | 1 | 1 | cs | TRUE
114 | LV_4010-3_0_8_line_114 |  | 106 | 108 | 0.021048 | 0.125 | 0.08 | 261 | 0 | 0.364 | 1 | 1 | cs | TRUE
115 | LV_4010-3_0_8_line_115 |  | 109 | 110 | 0.013301 | 0.125 | 0.08 | 261 | 0 | 0.364 | 1 | 1 | cs | TRUE
116 | LV_4010-3_0_8_line_116 |  | 110 | 111 | 0.0025036 | 0.125 | 0.08 | 261 | 0 | 0.364 | 1 | 1 | cs | TRUE
117 | LV_4010-3_0_8_line_117 |  | 111 | 112 | 0.038971 | 0.125 | 0.08 | 261 | 0 | 0.364 | 1 | 1 | cs | TRUE
118 | LV_4010-3_0_8_line_118 |  | 111 | 113 | 0.01727 | 0.125 | 0.08 | 261 | 0 | 0.364 | 1 | 1 | cs | TRUE
119 | LV_4010-3_0_8_line_119 |  | 112 | 114 | 0.0094263 | 0.125 | 0.08 | 261 | 0 | 0.364 | 1 | 1 | cs | TRUE
120 | LV_4010-3_0_8_line_120 |  | 113 | 115 | 0.0096568 | 0.125 | 0.08 | 261 | 0 | 0.364 | 1 | 1 | cs | TRUE
121 | LV_4010-3_0_8_line_121 |  | 114 | 116 | 0.015485 | 0.125 | 0.08 | 261 | 0 | 0.364 | 1 | 1 | cs | TRUE
122 | LV_4010-3_0_8_line_122 |  | 114 | 117 | 0.049753 | 0.125 | 0.08 | 261 | 0 | 0.364 | 1 | 1 | cs | TRUE
123 | LV_4010-3_0_8_line_123 |  | 115 | 118 | 0.011839 | 0.125 | 0.08 | 261 | 0 | 0.364 | 1 | 1 | cs | TRUE
124 | LV_4010-3_0_8_line_124 |  | 116 | 119 | 0.023343 | 0.125 | 0.08 | 261 | 0 | 0.364 | 1 | 1 | cs | TRUE
125 | LV_4010-3_0_8_line_125 |  | 117 | 120 | 0.0089509 | 0.125 | 0.08 | 261 | 0 | 0.364 | 1 | 1 | cs | TRUE
126 | LV_4010-3_0_8_line_126 |  | 118 | 122 | 0.014498 | 0.125 | 0.08 | 261 | 0 | 0.364 | 1 | 1 | cs | TRUE
127 | LV_4010-3_0_8_line_127 |  | 120 | 121 | 0.060164 | 0.125 | 0.08 | 261 | 0 | 0.364 | 1 | 1 | cs | TRUE
128 | LV_4010-3_0_8_line_128 |  | 121 | 133 | 0.077111 | 0.125 | 0.08 | 261 | 0 | 0.364 | 1 | 1 | cs | TRUE
129 | LV_4010-3_0_8_line_129 |  | 121 | 128 | 0.039619 | 0.125 | 0.08 | 261 | 0 | 0.364 | 1 | 1 | cs | TRUE
130 | LV_4010-3_0_8_line_130 |  | 122 | 123 | 0.0028952 | 0.125 | 0.08 | 261 | 0 | 0.364 | 1 | 1 | cs | TRUE
131 | LV_4010-3_0_8_line_131 |  | 124 | 125 | 0.028323 | 0.125 | 0.08 | 261 | 0 | 0.364 | 1 | 1 | cs | TRUE
132 | LV_4010-3_0_8_line_132 |  | 125 | 126 | 0.024255 | 0.125 | 0.08 | 261 | 0 | 0.364 | 1 | 1 | cs | TRUE
133 | LV_4010-3_0_8_line_133 |  | 125 | 127 | 0.012449 | 0.125 | 0.08 | 261 | 0 | 0.364 | 1 | 1 | cs | TRUE
134 | LV_4010-3_0_8_line_134 |  | 126 | 132 | 0.034468 | 0.125 | 0.08 | 261 | 0 | 0.364 | 1 | 1 | cs | TRUE
135 | LV_4010-3_0_8_line_135 |  | 129 | 130 | 0.04172 | 0.125 | 0.08 | 261 | 0 | 0.364 | 1 | 1 | cs | TRUE
136 | LV_4010-3_0_8_line_136 |  | 129 | 131 | 0.0099471 | 0.125 | 0.08 | 261 | 0 | 0.364 | 1 | 1 | cs | TRUE
137 | LV_4010-3_0_8_line_137 |  | 130 | 134 | 0.022622 | 0.125 | 0.08 | 261 | 0 | 0.364 | 1 | 1 | cs | TRUE
138 | LV_4010-3_0_8_line_138 |  | 130 | 135 | 0.012556 | 0.125 | 0.08 | 261 | 0 | 0.364 | 1 | 1 | cs | TRUE
139 | LV_4010-3_0_8_line_139 |  | 131 | 136 | 0.0066079 | 0.125 | 0.08 | 261 | 0 | 0.364 | 1 | 1 | cs | TRUE
140 | LV_4010-3_0_8_line_140 |  | 132 | 135 | 0.0019388 | 0.125 | 0.08 | 261 | 0 | 0.364 | 1 | 1 | cs | TRUE
141 | LV_4010-3_0_8_line_141 |  | 133 | 137 | 0.010278 | 0.125 | 0.08 | 261 | 0 | 0.364 | 1 | 1 | cs | TRUE
142 | LV_4010-3_0_8_line_142 |  | 137 | 138 | 0.028246 | 0.125 | 0.08 | 261 | 0 | 0.364 | 1 | 1 | cs | TRUE
143 | LV_4010-3_0_8_line_143 |  | 138 | 152 | 0.024837 | 0.125 | 0.08 | 261 | 0 | 0.364 | 1 | 1 | cs | TRUE
144 | LV_4010-3_0_8_line_144 |  | 140 | 141 | 0.0037485 | 0.125 | 0.08 | 261 | 0 | 0.364 | 1 | 1 | cs | TRUE
145 | LV_4010-3_0_8_line_145 |  | 141 | 144 | 0.039418 | 0.125 | 0.08 | 261 | 0 | 0.364 | 1 | 1 | cs | TRUE
146 | LV_4010-3_0_8_line_146 |  | 142 | 143 | 0.013082 | 0.125 | 0.08 | 261 | 0 | 0.364 | 1 | 1 | cs | TRUE
147 | LV_4010-3_0_8_line_147 |  | 143 | 146 | 0.010694 | 0.125 | 0.08 | 261 | 0 | 0.364 | 1 | 1 | cs | TRUE
148 | LV_4010-3_0_8_line_148 |  | 144 | 145 | 0.03082 | 0.125 | 0.08 | 261 | 0 | 0.364 | 1 | 1 | cs | TRUE
149 | LV_4010-3_0_8_line_149 |  | 145 | 147 | 0.018666 | 0.125 | 0.08 | 261 | 0 | 0.364 | 1 | 1 | cs | TRUE
150 | LV_4010-3_0_8_line_150 |  | 146 | 148 | 0.012623 | 0.125 | 0.08 | 261 | 0 | 0.364 | 1 | 1 | cs | TRUE
151 | LV_4010-3_0_8_line_151 |  | 147 | 148 | 0.0080699 | 0.125 | 0.08 | 261 | 0 | 0.364 | 1 | 1 | cs | TRUE
152 | LV_4010-3_0_8_line_152 |  | 149 | 150 | 0.037829 | 0.125 | 0.08 | 261 | 0 | 0.364 | 1 | 1 | cs | TRUE
153 | LV_4010-3_0_8_line_153 |  | 149 | 151 | 0.013789 | 0.125 | 0.08 | 261 | 0 | 0.364 | 1 | 1 | cs | TRUE
154 | LV_4010-3_0_8_line_154 |  | 150 | 169 | 0.013505 | 0.125 | 0.08 | 261 | 0 | 0.364 | 1 | 1 | cs | TRUE
155 | LV_4010-3_0_8_line_155 |  | 151 | 170 | 0.010739 | 0.125 | 0.08 | 261 | 0 | 0.364 | 1 | 1 | cs | TRUE
156 | LV_4010-3_0_8_line_156 |  | 152 | 153 | 0.027991 | 0.125 | 0.08 | 261 | 0 | 0.364 | 1 | 1 | cs | TRUE
157 | LV_4010-3_0_8_line_157 |  | 153 | 154 | 0.07077 | 0.125 | 0.08 | 261 | 0 | 0.364 | 1 | 1 | cs | TRUE
158 | LV_4010-3_0_8_line_158 |  | 153 | 155 | 0.062169 | 0.125 | 0.08 | 261 | 0 | 0.364 | 1 | 1 | cs | TRUE
159 | LV_4010-3_0_8_line_159 |  | 154 | 156 | 0.011372 | 0.125 | 0.08 | 261 | 0 | 0.364 | 1 | 1 | cs | TRUE
160 | LV_4010-3_0_8_line_160 |  | 154 | 157 | 0.041903 | 0.125 | 0.08 | 261 | 0 | 0.364 | 1 | 1 | cs | TRUE
161 | LV_4010-3_0_8_line_161 |  | 156 | 163 | 0.015103 | 0.125 | 0.08 | 261 | 0 | 0.364 | 1 | 1 | cs | TRUE
162 | LV_4010-3_0_8_line_162 |  | 157 | 159 | 0.0076147 | 0.125 | 0.08 | 261 | 0 | 0.364 | 1 | 1 | cs | TRUE
163 | LV_4010-3_0_8_line_163 |  | 157 | 158 | 0.039927 | 0.125 | 0.08 | 261 | 0 | 0.364 | 1 | 1 | cs | TRUE
164 | LV_4010-3_0_8_line_164 |  | 159 | 160 | 0.02282 | 0.125 | 0.08 | 261 | 0 | 0.364 | 1 | 1 | cs | TRUE
165 | LV_4010-3_0_8_line_165 |  | 160 | 161 | 0.016102 | 0.125 | 0.08 | 261 | 0 | 0.364 | 1 | 1 | cs | TRUE
166 | LV_4010-3_0_8_line_166 |  | 160 | 162 | 0.014421 | 0.125 | 0.08 | 261 | 0 | 0.364 | 1 | 1 | cs | TRUE
167 | LV_4010-3_0_8_line_167 |  | 163 | 164 | 0.0097391 | 0.125 | 0.08 | 261 | 0 | 0.364 | 1 | 1 | cs | TRUE
168 | LV_4010-3_0_8_line_168 |  | 164 | 165 | 0.086064 | 0.125 | 0.08 | 261 | 0 | 0.364 | 1 | 1 | cs | TRUE
169 | LV_4010-3_0_8_line_169 |  | 165 | 166 | 0.015151 | 0.125 | 0.08 | 261 | 0 | 0.364 | 1 | 1 | cs | TRUE
170 | LV_4010-3_0_8_line_170 |  | 166 | 167 | 0.079235 | 0.125 | 0.08 | 261 | 0 | 0.364 | 1 | 1 | cs | TRUE
171 | LV_4010-3_0_8_line_171 |  | 167 | 168 | 0.013372 | 0.125 | 0.08 | 261 | 0 | 0.364 | 1 | 1 | cs | TRUE
172 | LV_4010-3_0_8_line_172 |  | 169 | 175 | 0.026947 | 0.125 | 0.08 | 261 | 0 | 0.364 | 1 | 1 | cs | TRUE
173 | LV_4010-3_0_8_line_173 |  | 170 | 173 | 0.012955 | 0.125 | 0.08 | 261 | 0 | 0.364 | 1 | 1 | cs | TRUE
174 | LV_4010-3_0_8_line_174 |  | 172 | 173 | 0.018675 | 0.125 | 0.08 | 261 | 0 | 0.364 | 1 | 1 | cs | TRUE
175 | LV_4010-3_0_8_line_175 |  | 172 | 174 | 0.030355 | 0.125 | 0.08 | 261 | 0 | 0.364 | 1 | 1 | cs | TRUE
176 | LV_4010-3_0_8_line_176 |  | 175 | 177 | 0.019633 | 0.125 | 0.08 | 261 | 0 | 0.364 | 1 | 1 | cs | TRUE
177 | LV_4010-3_0_8_line_177 |  | 176 | 177 | 0.040934 | 0.125 | 0.08 | 261 | 0 | 0.364 | 1 | 1 | cs | TRUE
178 | LV_4010-3_0_8_line_178 |  | 178 | 179 | 0.005321 | 0.125 | 0.08 | 261 | 0 | 0.364 | 1 | 1 | cs | TRUE
179 | LV_4010-3_0_8_line_179 |  | 178 | 180 | 0.043851 | 0.125 | 0.08 | 261 | 0 | 0.364 | 1 | 1 | cs | TRUE
180 | LV_4010-3_0_8_line_180 |  | 179 | 181 | 0.023529 | 0.125 | 0.08 | 261 | 0 | 0.364 | 1 | 1 | cs | TRUE
181 | LV_4010-3_0_8_line_181 |  | 180 | 182 | 0.075555 | 0.125 | 0.08 | 261 | 0 | 0.364 | 1 | 1 | cs | TRUE
182 | LV_4010-3_0_8_line_182 |  | 181 | 183 | 0.0073548 | 0.125 | 0.08 | 261 | 0 | 0.364 | 1 | 1 | cs | TRUE

## trafo
| name | std_type | hv_bus | lv_bus | sn_mva | vn_hv_kv | vn_lv_kv | vk_percent | vkr_percent | pfe_kw | i0_percent | shift_degree | tap_side | tap_neutral | tap_min | tap_max | tap_step_percent | tap_step_degree | tap_pos | tap_phase_shifter | parallel | df | in_service
0 | LV_4010-3_0_8_trafo_74 | 0.63 MVA 20/0.4 kV | 184 | 75 | 0.63 | 20 | 0.4 | 6 | 1.206 | 1.65 | 0.2619 | 150 | hv | 0 | -2 | 2 | 2.5 | 0 | 0 | FALSE | 1 | 1 | TRUE

## line_geodata
| x0 | y0 | x1 | y1 | x2 | y2 | x3 | y3 | x4 | y4 | x5 | y5
0 | 2645224.503 | 1245745.0372 | 2645224.3016 | 1245745.1702
1 | 2645224.503 | 1245745.0372 | 2645239.1616 | 1245735.3487
2 | 2645205.5892 | 1245764.3828 | 2645221.1616 | 1245747.2456 | 2645224.3016 | 1245745.1702
3 | 2645245.3755 | 1245731.2417 | 2645239.1616 | 1245735.3487
4 | 2645205.5892 | 1245764.3828 | 2645211.1816 | 1245770.6514
5 | 2645197.6566 | 1245756.4727 | 2645205.5892 | 1245764.3828
6 | 2645227.2051 | 1245788.6126 | 2645211.1816 | 1245770.6514
7 | 2645197.6566 | 1245756.4727 | 2645191.8958 | 1245760.9874 | 2645183.4512 | 1245763.7694 | 2645181.1673 | 1245764.279
8 | 2645197.6566 | 1245756.4727 | 2645195.5291 | 1245753.8932
9 | 2645181.1673 | 1245764.279 | 2645165.4942 | 1245767.7764
10 | 2645175.8148 | 1245729.9908 | 2645195.5291 | 1245753.8932
11 | 2645325.7821 | 1245770.559 | 2645316.4828 | 1245776.4252
12 | 2645325.7821 | 1245770.559 | 2645321.3529 | 1245761.9417 | 2645319.6105 | 1245737.8568 | 2645308.4988 | 1245733.736 | 2645300.5883 | 1245727.8828 | 2645303.3769 | 1245714.9066
13 | 2645303.3769 | 1245714.9066 | 2645297.511 | 1245705.691
14 | 2645266.6494 | 1245671.8646 | 2645277.5398 | 1245674.3159 | 2645297.511 | 1245705.691
15 | 2645266.071 | 1245667.4683 | 2645265.8314 | 1245669.1676 | 2645266.6494 | 1245671.8646
16 | 2645283.1351 | 1245632.1306 | 2645272.8952 | 1245646.3953 | 2645267.3333 | 1245658.472 | 2645266.071 | 1245667.4683
17 | 2645445.4327 | 1245694.6457 | 2645426.5815 | 1245664.3257
18 | 2645445.4327 | 1245694.6457 | 2645414.4253 | 1245713.7433
19 | 2645412.2154 | 1245641.2227 | 2645426.5815 | 1245664.3257
20 | 2645426.5815 | 1245664.3257 | 2645466.3461 | 1245639.3398
21 | 2645412.2154 | 1245641.2227 | 2645376.8622 | 1245663.5005
22 | 2645376.8622 | 1245663.5005 | 2645361.7195 | 1245638.9097
23 | 2645412.2154 | 1245641.2227 | 2645401.3172 | 1245623.701
24 | 2645343.1481 | 1245608.751 | 2645361.7195 | 1245638.9097
25 | 2645317.744 | 1245647.9274 | 2645325.738 | 1245660.8274
26 | 2645317.744 | 1245647.9274 | 2645312.1666 | 1245651.1425 | 2645299.5024 | 1245632.6559
27 | 2645322.8864 | 1245621.5381 | 2645317.4131 | 1245627.945 | 2645312.2885 | 1245635.1885 | 2645312.8634 | 1245640.0405 | 2645317.744 | 1245647.9274
28 | 2645283.1351 | 1245632.1306 | 2645293.2377 | 1245635.8435 | 2645299.5024 | 1245632.6559
29 | 2645103.5225 | 1245814.2519 | 2645091.9198 | 1245800.1264
30 | 2645091.9198 | 1245800.1264 | 2645081.8512 | 1245787.8685
31 | 2645166.7216 | 1245718.9658 | 2645175.8148 | 1245729.9908
32 | 2645166.7216 | 1245718.9658 | 2645165.1856 | 1245717.1035
33 | 2645159.2319 | 1245709.885 | 2645165.1856 | 1245717.1035
34 | 2645165.4942 | 1245767.7764 | 2645148.8046 | 1245771.5006
35 | 2645159.2319 | 1245709.885 | 2645155.5202 | 1245705.3848 | 2645147.7305 | 1245696.6378
36 | 2645148.8046 | 1245771.5006 | 2645141.4363 | 1245773.1449 | 2645138.3462 | 1245778.1782
37 | 2645138.6359 | 1245784.7931 | 2645138.2771 | 1245778.2909 | 2645138.3462 | 1245778.1782
38 | 2645139.0738 | 1245792.7288 | 2645138.6359 | 1245784.7931
39 | 2645076.5526 | 1245781.4178 | 2645081.8512 | 1245787.8685
40 | 2645076.5526 | 1245781.4178 | 2645062.2053 | 1245763.9508
41 | 2645062.2053 | 1245763.9508 | 2645054.8692 | 1245755.0196 | 2645052.8345 | 1245752.432
42 | 2645052.8345 | 1245752.432 | 2645034.185 | 1245728.7157
43 | 2645023.2147 | 1245714.7648 | 2645034.185 | 1245728.7157
44 | 2645023.2147 | 1245714.7648 | 2645020.9407 | 1245711.873
45 | 2645010.6627 | 1245698.8026 | 2645020.9407 | 1245711.873
46 | 2645010.6627 | 1245698.8026 | 2645022.9924 | 1245690.9938
47 | 2645030.734 | 1245686.0908 | 2645022.9924 | 1245690.9938
48 | 2645030.734 | 1245686.0908 | 2645026.3044 | 1245676.7312
49 | 2645030.734 | 1245686.0908 | 2645044.884 | 1245683.1184 | 2645053.1545 | 1245682.8867
50 | 2645179.6521 | 1245636.6785 | 2645211.2943 | 1245617.5067 | 2645219.6886 | 1245631.2575
51 | 2645219.6886 | 1245631.2575 | 2645225.3423 | 1245640.5395
52 | 2645179.6521 | 1245636.6785 | 2645173.5532 | 1245626.0473 | 2645173.5993 | 1245619.988
53 | 2645179.6521 | 1245636.6785 | 2645177.8837 | 1245637.7435 | 2645169.1459 | 1245643.1438
54 | 2645227.7172 | 1245644.4385 | 2645225.3423 | 1245640.5395
55 | 2645173.5993 | 1245619.988 | 2645172.2329 | 1245612.9063 | 2645167.0013 | 1245608.4191
56 | 2645173.5993 | 1245619.988 | 2645186.7757 | 1245619.8883 | 2645212.5465 | 1245605.0021
57 | 2645169.1459 | 1245643.1438 | 2645149.8578 | 1245655.0645
58 | 2645322.8864 | 1245621.5381 | 2645343.1481 | 1245608.751
59 | 2645378.2436 | 1245586.6045 | 2645343.1481 | 1245608.751
60 | 2645378.2436 | 1245586.6045 | 2645396.3375 | 1245575.186
61 | 2645289.857 | 1245569.0401 | 2645275.6713 | 1245577.6376
62 | 2645289.857 | 1245569.0401 | 2645310.0825 | 1245556.2055
63 | 2645275.6713 | 1245577.6376 | 2645255.2445 | 1245544.8675
64 | 2645251.2154 | 1245582.6656 | 2645256.0976 | 1245590.3634 | 2645263.547 | 1245585.3836 | 2645275.6713 | 1245577.6376
65 | 2645311.6907 | 1245555.185 | 2645310.0825 | 1245556.2055
66 | 2645396.3375 | 1245575.186 | 2645404.2675 | 1245570.1815 | 2645415.3551 | 1245559.0342
67 | 2645421.5426 | 1245552.8133 | 2645415.3551 | 1245559.0342
68 | 2645421.5426 | 1245552.8133 | 2645429.1637 | 1245545.1554
69 | 2645429.1637 | 1245545.1554 | 2645396.105 | 1245518.5303
70 | 2645387.3391 | 1245507.6884 | 2645391.1698 | 1245514.5556 | 2645396.105 | 1245518.5303
71 | 2645415.0491 | 1245490.1554 | 2645403.7289 | 1245497.4181 | 2645392.0447 | 1245504.8781 | 2645387.3391 | 1245507.6884
72 | 2645376.36 | 1245514.8203 | 2645383.6773 | 1245510.34 | 2645387.3391 | 1245507.6884
73 | 2645311.6907 | 1245555.185 | 2645327.9314 | 1245544.8791
74 | 2645339.4235 | 1245537.5865 | 2645327.9314 | 1245544.8791
75 | 2645348.0617 | 1245532.2601 | 2645339.4235 | 1245537.5865
76 | 2645339.4235 | 1245537.5865 | 2645330.9759 | 1245526.7929
77 | 2645376.36 | 1245514.8203 | 2645348.0617 | 1245532.2601
78 | 2645348.0617 | 1245532.2601 | 2645357.7921 | 1245547.6558
79 | 2645330.9759 | 1245526.7929 | 2645329.5533 | 1245524.9751
80 | 2645376.36 | 1245514.8203 | 2645372.2493 | 1245508.0066 | 2645369.2092 | 1245502.9623
81 | 2645361.264 | 1245553.1491 | 2645357.7921 | 1245547.6558
82 | 2645318.5215 | 1245510.8794 | 2645329.5533 | 1245524.9751
83 | 2645251.9669 | 1245539.6094 | 2645255.2445 | 1245544.8675
84 | 2645251.2154 | 1245582.6656 | 2645212.5465 | 1245605.0021
85 | 2645369.2092 | 1245502.9623 | 2645368.8828 | 1245502.4207
86 | 2645318.5215 | 1245510.8794 | 2645312.7415 | 1245503.4941
87 | 2645415.0491 | 1245490.1554 | 2645409.4233 | 1245480.9174 | 2645402.864 | 1245473.6445
88 | 2645355.9782 | 1245481.0088 | 2645368.8828 | 1245502.4207
89 | 2645402.864 | 1245473.6445 | 2645386.6642 | 1245455.6822 | 2645359.6794 | 1245437.5913
90 | 2645318.7734 | 1245405.3635 | 2645329.3288 | 1245416.129 | 2645353.8169 | 1245433.661 | 2645359.6794 | 1245437.5913
91 | 2645167.0013 | 1245608.4191 | 2645145.8897 | 1245609.8044
92 | 2645124.6059 | 1245670.6712 | 2645149.8578 | 1245655.0645
93 | 2645251.9669 | 1245539.6094 | 2645240.4764 | 1245545.4813
94 | 2645240.4764 | 1245545.4813 | 2645222.345 | 1245554.7418
95 | 2645251.9669 | 1245539.6094 | 2645242.6339 | 1245524.6456
96 | 2645124.6059 | 1245670.6712 | 2645112.919 | 1245655.599
97 | 2645124.6059 | 1245670.6712 | 2645111.491 | 1245677.5983 | 2645101.2629 | 1245680.1274
98 | 2645124.6059 | 1245670.6712 | 2645139.6196 | 1245687.5301
99 | 2645101.2629 | 1245680.1274 | 2645097.6624 | 1245681.0178 | 2645090.4208 | 1245681.5614
100 | 2645139.6196 | 1245687.5301 | 2645147.7305 | 1245696.6378
101 | 2645084.0787 | 1245682.0375 | 2645090.4208 | 1245681.5614
102 | 2645130.1076 | 1245610.8401 | 2645145.8897 | 1245609.8044
103 | 2645093.9207 | 1245631.1766 | 2645094.4781 | 1245631.8165
104 | 2645094.4781 | 1245631.8165 | 2645115.7984 | 1245617.6701
105 | 2645078.1264 | 1245613.0433 | 2645093.9207 | 1245631.1766
106 | 2645130.1076 | 1245610.8401 | 2645125.6404 | 1245611.1396 | 2645115.7984 | 1245617.6701
107 | 2645084.0787 | 1245682.0375 | 2645074.1949 | 1245682.3048
108 | 2645084.0787 | 1245682.0375 | 2645084.2269 | 1245690.3775 | 2645086.1868 | 1245695.5367
109 | 2645093.3265 | 1245706.7781 | 2645090.6318 | 1245703.5036
110 | 2645086.1868 | 1245695.5367 | 2645087.9968 | 1245700.3016 | 2645090.6318 | 1245703.5036
111 | 2645093.3265 | 1245706.7781 | 2645098.812 | 1245713.4441
112 | 2645108.5837 | 1245725.3186 | 2645098.812 | 1245713.4441
113 | 2645114.099 | 1245732.0209 | 2645108.5837 | 1245725.3186
114 | 2645074.1949 | 1245682.3048 | 2645066.4272 | 1245682.5149 | 2645053.1545 | 1245682.8867
115 | 2645020.6145 | 1245664.7088 | 2645026.3044 | 1245676.7312
116 | 2645019.5435 | 1245662.4458 | 2645020.6145 | 1245664.7088
117 | 2645019.5435 | 1245662.4458 | 2645000.0713 | 1245628.6889
118 | 2645019.5435 | 1245662.4458 | 2645032.3687 | 1245650.8799
119 | 2644995.3613 | 1245620.5236 | 2645000.0713 | 1245628.6889
120 | 2645032.3687 | 1245650.8799 | 2645032.3687 | 1245650.8799 | 2645028.4467 | 1245642.0554
121 | 2644995.3613 | 1245620.5236 | 2645007.9096 | 1245611.4506
122 | 2644995.3613 | 1245620.5236 | 2644994.4665 | 1245618.9714 | 2644988.8071 | 1245606.12 | 2644983.8373 | 1245589.0154 | 2644981.6968 | 1245575.3902 | 2644981.1255 | 1245573.147
123 | 2645028.4467 | 1245642.0554 | 2645028.4467 | 1245642.0554 | 2645036.9662 | 1245633.8346
124 | 2645025.546 | 1245596.2253 | 2645014.2614 | 1245606.8578 | 2645007.9096 | 1245611.4506
125 | 2644978.9163 | 1245564.473 | 2644981.1255 | 1245573.147
126 | 2645047.399 | 1245623.7675 | 2645036.9662 | 1245633.8346
127 | 2644960.0656 | 1245507.8038 | 2644962.4411 | 1245520.3301 | 2644972.7466 | 1245540.1991 | 2644978.9163 | 1245564.473
128 | 2644960.0656 | 1245507.8038 | 2644907.8835 | 1245450.8934
129 | 2644960.0656 | 1245507.8038 | 2644981.5049 | 1245528.958 | 2644988.8769 | 1245534.9499
130 | 2645049.4824 | 1245621.7571 | 2645047.399 | 1245623.7675
131 | 2645069.95 | 1245603.656 | 2645063.5165 | 1245596.269 | 2645049.3436 | 1245584.337
132 | 2645069.95 | 1245603.656 | 2645090.441 | 1245590.6775
133 | 2645069.95 | 1245603.656 | 2645078.1264 | 1245613.0433
134 | 2645119.56 | 1245572.2343 | 2645090.441 | 1245590.6775
135 | 2645132.2773 | 1245565.9713 | 2645130.9558 | 1245551.9853 | 2645119.8656 | 1245534.0447 | 2645117.2155 | 1245529.844 | 2645116.3345 | 1245528.4697
136 | 2645116.3345 | 1245528.4697 | 2645124.7703 | 1245523.1987
137 | 2645147.1001 | 1245558.0121 | 2645147.6722 | 1245565.2434 | 2645132.2773 | 1245565.9713
138 | 2645132.2773 | 1245565.9713 | 2645129.224 | 1245566.1148 | 2645121.1981 | 1245571.1971
139 | 2645124.7703 | 1245523.1987 | 2645130.3742 | 1245519.6972
140 | 2645119.56 | 1245572.2343 | 2645121.1981 | 1245571.1971
141 | 2644907.8835 | 1245450.8934 | 2644900.1865 | 1245444.0824
142 | 2644900.1865 | 1245444.0824 | 2644893.8795 | 1245438.5015 | 2644883.4561 | 1245421.6388
143 | 2644871.9986 | 1245399.7326 | 2644875.0634 | 1245408.0613 | 2644883.4561 | 1245421.6388
144 | 2645191.0092 | 1245523.3232 | 2645189.4957 | 1245526.7526
145 | 2645182.8159 | 1245487.1146 | 2645191.1224 | 1245500.5312 | 2645193.5012 | 1245507.6095 | 2645193.2232 | 1245518.3145 | 2645191.0092 | 1245523.3232
146 | 2645235.711 | 1245513.5461 | 2645242.6339 | 1245524.6456
147 | 2645235.711 | 1245513.5461 | 2645230.0499 | 1245504.4736
148 | 2645182.8159 | 1245487.1146 | 2645209.2144 | 1245471.0828
149 | 2645209.2144 | 1245471.0828 | 2645219.0956 | 1245486.9183
150 | 2645223.3676 | 1245493.7646 | 2645230.0499 | 1245504.4736
151 | 2645223.3676 | 1245493.7646 | 2645219.0956 | 1245486.9183
152 | 2645257.847 | 1245441.2669 | 2645289.6381 | 1245420.7638
153 | 2645257.847 | 1245441.2669 | 2645266.4605 | 1245452.0347
154 | 2645300.9874 | 1245413.4442 | 2645289.6381 | 1245420.7638
155 | 2645266.4605 | 1245452.0347 | 2645273.1688 | 1245460.4207
156 | 2644871.9986 | 1245399.7326 | 2644869.1041 | 1245391.85 | 2644861.9363 | 1245373.606
157 | 2644861.9363 | 1245373.606 | 2644836.0365 | 1245307.7223
158 | 2644861.9363 | 1245373.606 | 2644895.1701 | 1245352.8212 | 2644916.8789 | 1245345.3122
159 | 2644836.0365 | 1245307.7223 | 2644829.6558 | 1245302.2594 | 2644827.0875 | 1245300.7644
160 | 2644870.1887 | 1245283.4087 | 2644865.3873 | 1245285.9074 | 2644836.0365 | 1245307.7223
161 | 2644827.0875 | 1245300.7644 | 2644814.035 | 1245293.1665
162 | 2644870.1887 | 1245283.4087 | 2644876.9449 | 1245279.8962
163 | 2644870.1887 | 1245283.4087 | 2644884.0276 | 1245320.8611
164 | 2644897.1917 | 1245269.3702 | 2644876.9449 | 1245279.8962
165 | 2644897.1917 | 1245269.3702 | 2644895.6044 | 1245262.4759 | 2644889.2391 | 1245256.0752
166 | 2644897.1917 | 1245269.3702 | 2644910.1276 | 1245262.9954
167 | 2644805.6181 | 1245288.267 | 2644814.035 | 1245293.1665
168 | 2644805.6181 | 1245288.267 | 2644755.8102 | 1245259.2738 | 2644732.3892 | 1245243.1541
169 | 2644719.9089 | 1245234.5645 | 2644732.3892 | 1245243.1541
170 | 2644719.9089 | 1245234.5645 | 2644681.6239 | 1245208.2146 | 2644657.6345 | 1245185.9071
171 | 2644648.3311 | 1245176.3363 | 2644651.8376 | 1245180.5166 | 2644657.6345 | 1245185.9071
172 | 2645300.9874 | 1245413.4442 | 2645319.3162 | 1245433.1978
173 | 2645281.2615 | 1245470.5376 | 2645273.1688 | 1245460.4207
174 | 2645281.2615 | 1245470.5376 | 2645292.9269 | 1245485.1205
175 | 2645296.2037 | 1245512.5622 | 2645300.0847 | 1245494.0685 | 2645292.9269 | 1245485.1205
176 | 2645332.6703 | 1245447.5899 | 2645319.3162 | 1245433.1978
177 | 2645355.9782 | 1245481.0088 | 2645341.7065 | 1245457.3286 | 2645332.6703 | 1245447.5899
178 | 2645318.7734 | 1245405.3635 | 2645322.6769 | 1245401.7354
179 | 2645318.7734 | 1245405.3635 | 2645288.0662 | 1245374.0589
180 | 2645322.6769 | 1245401.7354 | 2645326.5699 | 1245396.5172 | 2645339.8196 | 1245385.9113 | 2645339.8611 | 1245385.8886
181 | 2645288.0662 | 1245374.0589 | 2645312.9467 | 1245302.7178
182 | 2645346.3138 | 1245382.3595 | 2645339.8611 | 1245385.8886

## bus_geodata
| x | y | coords
0 | 2645224.503 | 1245745.0372
1 | 2645224.3016 | 1245745.1702
2 | 2645239.1616 | 1245735.3487
3 | 2645205.5892 | 1245764.3828
4 | 2645245.3755 | 1245731.2417
5 | 2645211.1816 | 1245770.6514
6 | 2645197.6566 | 1245756.4727
7 | 2645227.2051 | 1245788.6126
8 | 2645181.1673 | 1245764.279
9 | 2645195.5291 | 1245753.8932
10 | 2645316.4828 | 1245776.4252
11 | 2645325.7821 | 1245770.559
12 | 2645303.3769 | 1245714.9066
13 | 2645297.511 | 1245705.691
14 | 2645266.6494 | 1245671.8646
15 | 2645266.071 | 1245667.4683
16 | 2645445.4327 | 1245694.6457
17 | 2645426.5815 | 1245664.3257
18 | 2645414.4253 | 1245713.7433
19 | 2645376.8622 | 1245663.5005
20 | 2645412.2154 | 1245641.2227
21 | 2645361.7195 | 1245638.9097
22 | 2645325.738 | 1245660.8274
23 | 2645317.744 | 1245647.9274
24 | 2645283.1351 | 1245632.1306
25 | 2645103.5225 | 1245814.2519
26 | 2645091.9198 | 1245800.1264
27 | 2645466.3461 | 1245639.3398
28 | 2645401.3172 | 1245623.701
29 | 2645175.8148 | 1245729.9908
30 | 2645166.7216 | 1245718.9658
31 | 2645165.1856 | 1245717.1035
32 | 2645165.4942 | 1245767.7764
33 | 2645159.2319 | 1245709.885
34 | 2645148.8046 | 1245771.5006
35 | 2645138.3462 | 1245778.1782
36 | 2645138.6359 | 1245784.7931
37 | 2645139.0738 | 1245792.7288
38 | 2645081.8512 | 1245787.8685
39 | 2645076.5526 | 1245781.4178
40 | 2645062.2053 | 1245763.9508
41 | 2645052.8345 | 1245752.432
42 | 2645034.185 | 1245728.7157
43 | 2645023.2147 | 1245714.7648
44 | 2645020.9407 | 1245711.873
45 | 2645010.6627 | 1245698.8026
46 | 2645022.9924 | 1245690.9938
47 | 2645030.734 | 1245686.0908
48 | 2645219.6886 | 1245631.2575
49 | 2645179.6521 | 1245636.6785
50 | 2645225.3423 | 1245640.5395
51 | 2645173.5993 | 1245619.988
52 | 2645169.1459 | 1245643.1438
53 | 2645299.5024 | 1245632.6559
54 | 2645322.8864 | 1245621.5381
55 | 2645343.1481 | 1245608.751
56 | 2645378.2436 | 1245586.6045
57 | 2645289.857 | 1245569.0401
58 | 2645275.6713 | 1245577.6376
59 | 2645310.0825 | 1245556.2055
60 | 2645396.3375 | 1245575.186
61 | 2645415.3551 | 1245559.0342
62 | 2645421.5426 | 1245552.8133
63 | 2645429.1637 | 1245545.1554
64 | 2645396.105 | 1245518.5303
65 | 2645387.3391 | 1245507.6884
66 | 2645311.6907 | 1245555.185
67 | 2645327.9314 | 1245544.8791
68 | 2645339.4235 | 1245537.5865
69 | 2645348.0617 | 1245532.2601
70 | 2645330.9759 | 1245526.7929
71 | 2645376.36 | 1245514.8203
72 | 2645357.7921 | 1245547.6558
73 | 2645329.5533 | 1245524.9751
74 | 2645255.2445 | 1245544.8675
75 | 2645251.2154 | 1245582.6656
76 | 2645369.2092 | 1245502.9623
77 | 2645361.264 | 1245553.1491
78 | 2645318.5215 | 1245510.8794
79 | 2645415.0491 | 1245490.1554
80 | 2645368.8828 | 1245502.4207
81 | 2645402.864 | 1245473.6445
82 | 2645359.6794 | 1245437.5913
83 | 2645227.7172 | 1245644.4385
84 | 2645212.5465 | 1245605.0021
85 | 2645167.0013 | 1245608.4191
86 | 2645149.8579 | 1245655.0645
87 | 2645240.4764 | 1245545.4813
88 | 2645251.9669 | 1245539.6094
89 | 2645222.345 | 1245554.7418
90 | 2645124.6059 | 1245670.6712
91 | 2645112.919 | 1245655.599
92 | 2645101.2629 | 1245680.1274
93 | 2645139.6196 | 1245687.5301
94 | 2645090.4208 | 1245681.5614
95 | 2645147.7305 | 1245696.6378
96 | 2645145.8897 | 1245609.8044
97 | 2645094.4781 | 1245631.8165
98 | 2645093.9207 | 1245631.1766
99 | 2645115.7984 | 1245617.6701
100 | 2645084.0787 | 1245682.0375
101 | 2645090.6318 | 1245703.5036
102 | 2645093.3265 | 1245706.7782
103 | 2645086.1868 | 1245695.5367
104 | 2645098.812 | 1245713.4441
105 | 2645108.5837 | 1245725.3186
106 | 2645074.1949 | 1245682.3048
107 | 2645114.099 | 1245732.0209
108 | 2645053.1545 | 1245682.8867
109 | 2645026.3044 | 1245676.7312
110 | 2645020.6145 | 1245664.7088
111 | 2645019.5435 | 1245662.4458
112 | 2645000.0713 | 1245628.6889
113 | 2645032.3687 | 1245650.8799
114 | 2644995.3613 | 1245620.5236
115 | 2645028.4467 | 1245642.0554
116 | 2645007.9096 | 1245611.4506
117 | 2644981.1255 | 1245573.147
118 | 2645036.9662 | 1245633.8346
119 | 2645025.546 | 1245596.2253
120 | 2644978.9163 | 1245564.473
121 | 2644960.0656 | 1245507.8038
122 | 2645047.399 | 1245623.7675
123 | 2645049.4824 | 1245621.7571
124 | 2645049.3436 | 1245584.337
125 | 2645069.95 | 1245603.656
126 | 2645090.441 | 1245590.6775
127 | 2645078.1264 | 1245613.0433
128 | 2644988.8769 | 1245534.9499
129 | 2645116.3345 | 1245528.4697
130 | 2645132.2773 | 1245565.9713
131 | 2645124.7703 | 1245523.1987
132 | 2645119.56 | 1245572.2343
133 | 2644907.8835 | 1245450.8934
134 | 2645147.1001 | 1245558.0121
135 | 2645121.1981 | 1245571.1971
136 | 2645130.3742 | 1245519.6972
137 | 2644900.1865 | 1245444.0824
138 | 2644883.4561 | 1245421.6388
139 | 2645130.1076 | 1245610.8401
140 | 2645189.4957 | 1245526.7526
141 | 2645191.0092 | 1245523.3232
142 | 2645242.6339 | 1245524.6456
143 | 2645235.711 | 1245513.5461
144 | 2645182.8159 | 1245487.1146
145 | 2645209.2144 | 1245471.0828
146 | 2645230.0499 | 1245504.4736
147 | 2645219.0956 | 1245486.9183
148 | 2645223.3676 | 1245493.7646
149 | 2645257.847 | 1245441.2669
150 | 2645289.6381 | 1245420.7638
151 | 2645266.4605 | 1245452.0347
152 | 2644871.9986 | 1245399.7326
153 | 2644861.9363 | 1245373.606
154 | 2644836.0365 | 1245307.7223
155 | 2644916.8789 | 1245345.3122
156 | 2644827.0875 | 1245300.7644
157 | 2644870.1887 | 1245283.4087
158 | 2644884.0276 | 1245320.8611
159 | 2644876.9449 | 1245279.8962
160 | 2644897.1917 | 1245269.3702
161 | 2644889.2391 | 1245256.0752
162 | 2644910.1276 | 1245262.9954
163 | 2644814.035 | 1245293.1665
164 | 2644805.6181 | 1245288.267
165 | 2644732.3892 | 1245243.1541
166 | 2644719.9089 | 1245234.5645
167 | 2644657.6345 | 1245185.9071
168 | 2644648.3311 | 1245176.3363
169 | 2645300.9874 | 1245413.4442
170 | 2645273.1688 | 1245460.4207
171 | 2645312.7415 | 1245503.4941
172 | 2645292.9269 | 1245485.1205
173 | 2645281.2615 | 1245470.5376
174 | 2645296.2037 | 1245512.5622
175 | 2645319.3162 | 1245433.1978
176 | 2645355.9782 | 1245481.0088
177 | 2645332.6703 | 1245447.5899
178 | 2645318.7734 | 1245405.3635
179 | 2645322.6769 | 1245401.7354
180 | 2645288.0662 | 1245374.0589
181 | 2645339.8611 | 1245385.8886
182 | 2645312.9467 | 1245302.7178
183 | 2645346.3138 | 1245382.3595
184 | 2645249.9762 | 1245580.7104

## line_std_types
| c_nf_per_km | r_ohm_per_km | x_ohm_per_km | max_i_ka | type | q_mm2 | alpha | voltage_rating
NAYY 4x50 SE | 210 | 0.642 | 0.083 | 0.142 | cs | 50 | 0.00403 | LV
NAYY 4x120 SE | 264 | 0.225 | 0.08 | 0.242 | cs | 120 | 0.00403 | LV
NAYY 4x150 SE | 261 | 0.208 | 0.08 | 0.27 | cs | 150 | 0.00403 | LV
NA2XS2Y 1x95 RM/25 12/20 kV | 216 | 0.313 | 0.132 | 0.252 | cs | 95 | 0.00403 | MV
NA2XS2Y 1x185 RM/25 12/20 kV | 273 | 0.161 | 0.117 | 0.362 | cs | 185 | 0.00403 | MV
NA2XS2Y 1x240 RM/25 12/20 kV | 304 | 0.122 | 0.112 | 0.421 | cs | 240 | 0.00403 | MV
NA2XS2Y 1x95 RM/25 6/10 kV | 315 | 0.313 | 0.123 | 0.249 | cs | 95 | 0.00403 | MV
NA2XS2Y 1x185 RM/25 6/10 kV | 406 | 0.161 | 0.11 | 0.358 | cs | 185 | 0.00403 | MV
NA2XS2Y 1x240 RM/25 6/10 kV | 456 | 0.122 | 0.105 | 0.416 | cs | 240 | 0.00403 | MV
NA2XS2Y 1x150 RM/25 12/20 kV | 250 | 0.206 | 0.116 | 0.319 | cs | 150 | 0.00403 | MV
NA2XS2Y 1x120 RM/25 12/20 kV | 230 | 0.253 | 0.119 | 0.283 | cs | 120 | 0.00403 | MV
NA2XS2Y 1x70 RM/25 12/20 kV | 190 | 0.443 | 0.132 | 0.22 | cs | 70 | 0.00403 | MV
NA2XS2Y 1x150 RM/25 6/10 kV | 360 | 0.206 | 0.11 | 0.315 | cs | 150 | 0.00403 | MV
NA2XS2Y 1x120 RM/25 6/10 kV | 340 | 0.253 | 0.113 | 0.28 | cs | 120 | 0.00403 | MV
NA2XS2Y 1x70 RM/25 6/10 kV | 280 | 0.443 | 0.123 | 0.217 | cs | 70 | 0.00403 | MV
N2XS(FL)2Y 1x120 RM/35 64/110 kV | 112 | 0.153 | 0.166 | 0.366 | cs | 120 | 0.00393 | HV
N2XS(FL)2Y 1x185 RM/35 64/110 kV | 125 | 0.099 | 0.156 | 0.457 | cs | 185 | 0.00393 | HV
N2XS(FL)2Y 1x240 RM/35 64/110 kV | 135 | 0.075 | 0.149 | 0.526 | cs | 240 | 0.00393 | HV
N2XS(FL)2Y 1x300 RM/35 64/110 kV | 144 | 0.06 | 0.144 | 0.588 | cs | 300 | 0.00393 | HV
15-AL1/3-ST1A 0.4 | 11 | 1.8769 | 0.35 | 0.105 | ol | 16 | 0.00403 | LV
24-AL1/4-ST1A 0.4 | 11.25 | 1.2012 | 0.335 | 0.14 | ol | 24 | 0.00403 | LV
48-AL1/8-ST1A 0.4 | 12.2 | 0.5939 | 0.3 | 0.21 | ol | 48 | 0.00403 | LV
94-AL1/15-ST1A 0.4 | 13.2 | 0.306 | 0.29 | 0.35 | ol | 94 | 0.00403 | LV
34-AL1/6-ST1A 10.0 | 9.7 | 0.8342 | 0.36 | 0.17 | ol | 34 | 0.00403 | MV
48-AL1/8-ST1A 10.0 | 10.1 | 0.5939 | 0.35 | 0.21 | ol | 48 | 0.00403 | MV
70-AL1/11-ST1A 10.0 | 10.4 | 0.4132 | 0.339 | 0.29 | ol | 70 | 0.00403 | MV
94-AL1/15-ST1A 10.0 | 10.75 | 0.306 | 0.33 | 0.35 | ol | 94 | 0.00403 | MV
122-AL1/20-ST1A 10.0 | 11.1 | 0.2376 | 0.323 | 0.41 | ol | 122 | 0.00403 | MV
149-AL1/24-ST1A 10.0 | 11.25 | 0.194 | 0.315 | 0.47 | ol | 149 | 0.00403 | MV
34-AL1/6-ST1A 20.0 | 9.15 | 0.8342 | 0.382 | 0.17 | ol | 34 | 0.00403 | MV
48-AL1/8-ST1A 20.0 | 9.5 | 0.5939 | 0.372 | 0.21 | ol | 48 | 0.00403 | MV
70-AL1/11-ST1A 20.0 | 9.7 | 0.4132 | 0.36 | 0.29 | ol | 70 | 0.00403 | MV
94-AL1/15-ST1A 20.0 | 10 | 0.306 | 0.35 | 0.35 | ol | 94 | 0.00403 | MV
122-AL1/20-ST1A 20.0 | 10.3 | 0.2376 | 0.344 | 0.41 | ol | 122 | 0.00403 | MV
149-AL1/24-ST1A 20.0 | 10.5 | 0.194 | 0.337 | 0.47 | ol | 149 | 0.00403 | MV
184-AL1/30-ST1A 20.0 | 10.75 | 0.1571 | 0.33 | 0.535 | ol | 184 | 0.00403 | MV
243-AL1/39-ST1A 20.0 | 11 | 0.1188 | 0.32 | 0.645 | ol | 243 | 0.00403 | MV
48-AL1/8-ST1A 110.0 | 8 | 0.5939 | 0.46 | 0.21 | ol | 48 | 0.00403 | HV
70-AL1/11-ST1A 110.0 | 8.4 | 0.4132 | 0.45 | 0.29 | ol | 70 | 0.00403 | HV
94-AL1/15-ST1A 110.0 | 8.65 | 0.306 | 0.44 | 0.35 | ol | 94 | 0.00403 | HV
122-AL1/20-ST1A 110.0 | 8.5 | 0.2376 | 0.43 | 0.41 | ol | 122 | 0.00403 | HV
149-AL1/24-ST1A 110.0 | 8.75 | 0.194 | 0.41 | 0.47 | ol | 149 | 0.00403 | HV
184-AL1/30-ST1A 110.0 | 8.8 | 0.1571 | 0.4 | 0.535 | ol | 184 | 0.00403 | HV
243-AL1/39-ST1A 110.0 | 9 | 0.1188 | 0.39 | 0.645 | ol | 243 | 0.00403 | HV
305-AL1/39-ST1A 110.0 | 9.2 | 0.0949 | 0.38 | 0.74 | ol | 305 | 0.00403 | HV
490-AL1/64-ST1A 110.0 | 9.75 | 0.059 | 0.37 | 0.96 | ol | 490 | 0.00403 | HV
679-AL1/86-ST1A 110.0 | 9.95 | 0.042 | 0.36 | 1.15 | ol | 679 | 0.00403 | HV
490-AL1/64-ST1A 220.0 | 10 | 0.059 | 0.285 | 0.96 | ol | 490 | 0.00403 | HV
679-AL1/86-ST1A 220.0 | 11.7 | 0.042 | 0.275 | 1.15 | ol | 679 | 0.00403 | HV
490-AL1/64-ST1A 380.0 | 11 | 0.059 | 0.253 | 0.96 | ol | 490 | 0.00403 | HV
679-AL1/86-ST1A 380.0 | 14.6 | 0.042 | 0.25 | 1.15 | ol | 679 | 0.00403 | HV

## trafo_std_types
| i0_percent | pfe_kw | vkr_percent | sn_mva | vn_lv_kv | vn_hv_kv | vk_percent | shift_degree | vector_group | tap_side | tap_neutral | tap_min | tap_max | tap_step_degree | tap_step_percent | tap_phase_shifter
160 MVA 380/110 kV | 0.06 | 60 | 0.25 | 160 | 110 | 380 | 12.2 | 0 | Yy0 | hv | 0 | -9 | 9 | 0 | 1.5 | FALSE
100 MVA 220/110 kV | 0.06 | 55 | 0.26 | 100 | 110 | 220 | 12 | 0 | Yy0 | hv | 0 | -9 | 9 | 0 | 1.5 | FALSE
63 MVA 110/20 kV | 0.04 | 22 | 0.32 | 63 | 20 | 110 | 18 | 150 | YNd5 | hv | 0 | -9 | 9 | 0 | 1.5 | FALSE
40 MVA 110/20 kV | 0.05 | 18 | 0.34 | 40 | 20 | 110 | 16.2 | 150 | YNd5 | hv | 0 | -9 | 9 | 0 | 1.5 | FALSE
25 MVA 110/20 kV | 0.07 | 14 | 0.41 | 25 | 20 | 110 | 12 | 150 | YNd5 | hv | 0 | -9 | 9 | 0 | 1.5 | FALSE
63 MVA 110/10 kV | 0.04 | 22 | 0.32 | 63 | 10 | 110 | 18 | 150 | YNd5 | hv | 0 | -9 | 9 | 0 | 1.5 | FALSE
40 MVA 110/10 kV | 0.05 | 18 | 0.34 | 40 | 10 | 110 | 16.2 | 150 | YNd5 | hv | 0 | -9 | 9 | 0 | 1.5 | FALSE
25 MVA 110/10 kV | 0.07 | 14 | 0.41 | 25 | 10 | 110 | 12 | 150 | YNd5 | hv | 0 | -9 | 9 | 0 | 1.5 | FALSE
0.25 MVA 20/0.4 kV | 0.32 | 0.8 | 1.44 | 0.25 | 0.4 | 20 | 6 | 150 | Yzn5 | hv | 0 | -2 | 2 | 0 | 2.5 | FALSE
0.4 MVA 20/0.4 kV | 0.3375 | 1.35 | 1.425 | 0.4 | 0.4 | 20 | 6 | 150 | Dyn5 | hv | 0 | -2 | 2 | 0 | 2.5 | FALSE
0.63 MVA 20/0.4 kV | 0.2619 | 1.65 | 1.206 | 0.63 | 0.4 | 20 | 6 | 150 | Dyn5 | hv | 0 | -2 | 2 | 0 | 2.5 | FALSE
0.25 MVA 10/0.4 kV | 0.24 | 0.6 | 1.2 | 0.25 | 0.4 | 10 | 4 | 150 | Dyn5 | hv | 0 | -2 | 2 | 0 | 2.5 | FALSE
0.4 MVA 10/0.4 kV | 0.2375 | 0.95 | 1.325 | 0.4 | 0.4 | 10 | 4 | 150 | Dyn5 | hv | 0 | -2 | 2 | 0 | 2.5 | FALSE
0.63 MVA 10/0.4 kV | 0.1873 | 1.18 | 1.0794 | 0.63 | 0.4 | 10 | 4 | 150 | Dyn5 | hv | 0 | -2 | 2 | 0 | 2.5 | FALSE

## trafo3w_std_types
| sn_hv_mva | sn_mv_mva | sn_lv_mva | vn_hv_kv | vn_mv_kv | vn_lv_kv | vk_hv_percent | vk_mv_percent | vk_lv_percent | vkr_hv_percent | vkr_mv_percent | vkr_lv_percent | pfe_kw | i0_percent | shift_mv_degree | shift_lv_degree | vector_group | tap_side | tap_neutral | tap_min | tap_max | tap_step_percent
63/25/38 MVA 110/20/10 kV | 63 | 25 | 38 | 110 | 20 | 10 | 10.4 | 10.4 | 10.4 | 0.28 | 0.32 | 0.35 | 35 | 0.89 | 0 | 0 | YN0yn0yn0 | hv | 0 | -10 | 10 | 1.2
63/25/38 MVA 110/10/10 kV | 63 | 25 | 38 | 110 | 10 | 10 | 10.4 | 10.4 | 10.4 | 0.28 | 0.32 | 0.35 | 35 | 0.89 | 0 | 0 | YN0yn0yn0 | hv | 0 | -10 | 10 | 1.2

## fuse_std_types
| fuse_type | i_rated_a | t_avg | t_min | t_total | x_avg | x_min | x_total
HV 100A | HV 100A | 100 | 0 | [10.0, 3.64, 0.854, 0.281, 0.1, 0.0531, 0.022, 0.01] | [10.0, 4.267, 1.21, 0.403, 0.1, 0.058, 0.022, 0.01] | 0 | [300.0, 350.0, 450.0, 550.0, 700.0, 850.0, 1200.0, 1752.0] | [600.0, 700.0, 900.0, 1150.0, 1665.0, 2000.0, 3000.0, 4313.0]
HV 10A | HV 10A | 10 | 0 | [10.0, 1675.0, 0.344, 0.156, 0.1, 0.0417, 0.0171, 0.01] | [10.0, 1.3, 0.3, 0.155, 0.1, 0.0555, 0.023, 0.01] | 0 | [30.0, 32.0, 35.0, 37.0, 39.0, 50.0, 70.0, 88.0] | [60.0, 70.0, 80.0, 87.0, 94.0, 110.0, 150.0, 216.0]
HV 125A | HV 125A | 125 | 0 | [10.0, 1.82, 0.344, 0.1, 0.0467, 0.0269, 0.01] | [10.0, 2.478, 0.426, 0.1, 0.0427, 0.0211, 0.01] | 0 | [375.0, 500.0, 700.0, 925.0, 1200.0, 1500.0, 2341.0] | [750.0, 1000.0, 1500.0, 2200.0, 3000.0, 4000.0, 5765.0]
HV 160A | HV 160A | 160 | 0 | [10.0, 4.15, 1.03, 0.198, 0.1, 0.051, 0.0172, 0.01] | [10.0, 2.3, 0.734, 0.274, 0.1, 0.046, 0.0177, 0.01] | 0 | [480.0, 550.0, 700.0, 1000.0, 1260.0, 1600.0, 2500.0, 3227.0] | [960.0, 1300.0, 1700.0, 2200.0, 2996.0, 4000.0, 6000.0, 7946.0]
HV 16A | HV 16A | 16 | 0 | [10.0, 0.352, 0.164, 0.1, 0.0649, 0.0342, 0.01] | [10.0, 2.34, 0.722, 0.181, 0.1, 0.055, 0.0296, 0.01] | 0 | [48.0, 60.0, 65.0, 71.0, 80.0, 100.0, 162.0] | [96.0, 110.0, 125.0, 150.0, 168.0, 200.0, 250.0, 398.0]
HV 200A | HV 200A | 200 | 0 | [10.0, 4.267, 1.21, 0.403, 0.1, 0.058, 0.022, 0.01] | [10.0, 3.73, 1.654, 0.328, 0.1, 0.0531, 0.019, 0.01] | 0 | [600.0, 700.0, 900.0, 1150.0, 1665.0, 2000.0, 3000.0, 4313.0] | [1200.0, 1500.0, 1800.0, 2700.0, 3960.0, 5000.0, 7500.0, 10620.0]
HV 20A | HV 20A | 20 | 0 | [10.0, 1.3, 0.3, 0.155, 0.1, 0.0555, 0.023, 0.01] | [10.0, 1.3, 0.161, 0.1, 0.0611, 0.0399, 0.0141, 0.01] | 0 | [60.0, 70.0, 80.0, 87.0, 94.0, 110.0, 150.0, 216.0] | [120.0, 150.0, 200.0, 223.0, 260.0, 300.0, 450.0, 532.0]
HV 25A | HV 25A | 25 | 0 | [10.0, 2.512, 0.833, 0.299, 0.1, 0.0372, 0.0223, 0.01] | [10.0, 3.125, 0.597, 0.198, 0.1, 0.0378, 0.022, 0.01] | 0 | [75.0, 82.0, 90.0, 100.0, 124.0, 170.0, 200.0, 289.0] | [150.0, 170.0, 210.0, 250.0, 294.0, 400.0, 500.0, 711.0]
HV 31.5A | HV 31.5A | 31.5 | 0 | [10.0, 2.34, 0.722, 0.181, 0.1, 0.055, 0.0296, 0.01] | [10.0, 2.84, 0.368, 0.164, 0.1, 0.0621, 0.0378, 0.0195, 0.01] | 0 | [95.0, 110.0, 125.0, 150.0, 165.0, 200.0, 250.0, 390.0] | [189.0, 220.0, 300.0, 350.0, 393.0, 450.0, 530.0, 700.0, 960.0]
HV 40A | HV 40A | 40 | 0 | [10.0, 1.3, 0.161, 0.1, 0.0611, 0.0399, 0.0141, 0.01] | [10.0, 2.05, 0.369, 0.198, 0.1, 0.051, 0.0298, 0.01] | 0 | [120.0, 150.0, 200.0, 223.0, 260.0, 300.0, 450.0, 532.0] | [240.0, 300.0, 400.0, 450.0, 530.0, 650.0, 800.0, 1311.0]
HV 50A | HV 50A | 50 | 0 | [10.0, 3.215, 0.597, 0.198, 0.1, 0.0378, 0.022, 0.01] | [10.0, 3.64, 0.854, 0.281, 0.1, 0.0531, 0.022, 0.01] | 0 | [150.0, 170.0, 210.0, 250.0, 294.0, 400.0, 500.0, 711.0] | [300.0, 350.0, 450.0, 550.0, 700.0, 850.0, 1200.0, 1752.0]
HV 6.3A | HV 6.3A | 6.3 | 0 | [10.0, 1.39, 0.344, 0.168, 0.1, 0.056, 0.0263, 0.01] | [10.0, 1.711, 0.516, 0.198, 0.1, 0.0634, 0.0303, 0.01] | 0 | [19.0, 19.5, 20.4, 20.8, 22.0, 25.0, 32.0, 48.0] | [38.0, 40.0, 43.0, 48.0, 53.0, 60.0, 75.0, 118.0]
HV 63A | HV 63A | 63 | 0 | [10.0, 2.84, 0.368, 0.164, 0.1, 0.0621, 0.0378, 0.0195, 0.01] | [10.0, 1.82, 0.344, 0.1, 0.0467, 0.0269, 0.01] | 0 | [189.0, 220.0, 300.0, 350.0, 393.0, 450.0, 530.0, 700.0, 961.0] | [378.0, 500.0, 700.0, 934.0, 1200.0, 1500.0, 2366.0]
HV 80A | HV 80A | 80 | 0 | [10.0, 2.05, 0.369, 0.198, 0.1, 0.051, 0.0298, 0.01] | [10.0, 4.15, 1.03, 0.198, 0.1, 0.051, 0.0172, 0.01] | 0 | [240.0, 300.0, 400.0, 450.0, 530.0, 650.0, 800.0, 1311.0] | [480.0, 550.0, 700.0, 1000.0, 1260.0, 1600.0, 2500.0, 3227.0]
Siemens NH-1-100 | Siemens NH-1-100 | 100 | [5400.0, 2000.0, 400.0, 20.0, 1.0, 0.2, 0.012, 0.004] | 0 | 0 | [150.0, 190.0, 250.0, 430.0, 900.0, 1250.0, 2700.0, 3600.0] | 0 | 0
Siemens NH-1-125 | Siemens NH-1-125 | 125 | [4800.0, 120.0, 7.0, 0.1, 0.004] | 0 | 0 | [180.0, 400.0, 740.0, 2000.0, 4250.0] | 0 | 0
Siemens NH-1-16 | Siemens NH-1-16 | 16 | [4000.0, 400.0, 2.0, 0.1, 0.04, 0.01] | 0 | 0 | [26.0, 35.0, 75.0, 150.0, 200.0, 300.0] | 0 | 0
Siemens NH-1-160 | Siemens NH-1-160 | 160 | [4800.0, 120.0, 7.0, 0.1, 0.004] | 0 | 0 | [210.0, 500.0, 900.0, 2300.0, 5000.0] | 0 | 0
Siemens NH-1-25 | Siemens NH-1-25 | 25 | [4000.0, 1000.0, 10.0, 0.2, 0.02, 0.01] | 0 | 0 | [40.0, 50.0, 100.0, 210.0, 400.0, 500.0] | 0 | 0
Siemens NH-1-50 | Siemens NH-1-50 | 50 | [4000.0, 40.0, 4.0, 1.0, 0.02, 0.01] | 0 | 0 | [86.0, 200.0, 300.0, 400.0, 1000.0, 1280.0] | 0 | 0
Siemens NH-1-63 | Siemens NH-1-63 | 63 | [4000.0, 100.0, 10.0, 2.0, 0.04, 0.01] | 0 | 0 | [100.0, 200.0, 300.0, 400.0, 1000.0, 1500.0] | 0 | 0
Siemens NH-1-80 | Siemens NH-1-80 | 80 | [4800.0, 120.0, 7.0, 0.1, 0.01] | 0 | 0 | [150.58, 250.0, 450.0, 1150.0, 2470.0] | 0 | 0
Siemens NH-2-1000 | Siemens NH-2-1000 | 1000 | [4800.0, 120.0, 7.0, 0.1, 0.004] | 0 | 0 | [1900.0, 3500.0, 8400.0, 24000.0, 52000.0] | 0 | 0
Siemens NH-2-200 | Siemens NH-2-200 | 200 | [4800.0, 120.0, 7.0, 0.1, 0.004] | 0 | 0 | [280.0, 650.0, 1200.0, 3000.0, 7000.0] | 0 | 0
Siemens NH-2-224 | Siemens NH-2-224 | 224 | [4800.0, 120.0, 7.0, 0.2, 0.04, 0.004] | 0 | 0 | [400.0, 750.0, 1453.0, 3025.0, 4315.0, 7600.0] | 0 | 0
Siemens NH-2-250 | Siemens NH-2-250 | 250 | [4800.0, 120.0, 7.0, 0.1, 0.004] | 0 | 0 | [450.0, 800.0, 1650.0, 4000.0, 8500.0] | 0 | 0
Siemens NH-2-315 | Siemens NH-2-315 | 315 | [4800.0, 120.0, 7.0, 0.1, 0.004] | 0 | 0 | [550.0, 920.0, 1900.0, 5000.0, 11000.0] | 0 | 0
Siemens NH-2-355 | Siemens NH-2-355 | 355 | [4800.0, 120.0, 6.0, 0.1, 0.004] | 0 | 0 | [650.0, 1116.27, 2350.0, 5840.0, 12790.0] | 0 | 0
Siemens NH-2-400 | Siemens NH-2-400 | 400 | [4800.0, 120.0, 7.0, 0.1, 0.004] | 0 | 0 | [720.0, 1350.0, 2800.0, 6500.0, 15000.0] | 0 | 0
Siemens NH-2-425 | Siemens NH-2-425 | 425 | [4800.0, 120.0, 7.0, 0.1, 0.004] | 0 | 0 | [850.0, 1500.0, 3050.0, 7500.0, 16500.0] | 0 | 0
Siemens NH-2-630 | Siemens NH-2-630 | 630 | [4800.0, 120.0, 7.0, 0.1, 0.004] | 0 | 0 | [1200.0, 2000.0, 4800.0, 12000.0, 26000.0] | 0 | 0

## dtypes
| element | column | dtype
0 | bus | name | object
1 | bus | vn_kv | float64
2 | bus | type | object
3 | bus | zone | object
4 | bus | in_service | bool
5 | load | name | object
6 | load | bus | uint32
7 | load | p_mw | float64
8 | load | q_mvar | float64
9 | load | const_z_percent | float64
10 | load | const_i_percent | float64
11 | load | sn_mva | float64
12 | load | scaling | float64
13 | load | in_service | bool
14 | load | type | object
15 | ext_grid | name | object
16 | ext_grid | bus | uint32
17 | ext_grid | vm_pu | float64
18 | ext_grid | va_degree | float64
19 | ext_grid | slack_weight | float64
20 | ext_grid | in_service | bool
21 | line | name | object
22 | line | std_type | object
23 | line | from_bus | uint32
24 | line | to_bus | uint32
25 | line | length_km | float64
26 | line | r_ohm_per_km | float64
27 | line | x_ohm_per_km | float64
28 | line | c_nf_per_km | float64
29 | line | g_us_per_km | float64
30 | line | max_i_ka | float64
31 | line | df | float64
32 | line | parallel | uint32
33 | line | type | object
34 | line | in_service | bool
35 | trafo | name | object
36 | trafo | std_type | object
37 | trafo | hv_bus | uint32
38 | trafo | lv_bus | uint32
39 | trafo | sn_mva | float64
40 | trafo | vn_hv_kv | float64
41 | trafo | vn_lv_kv | float64
42 | trafo | vk_percent | float64
43 | trafo | vkr_percent | float64
44 | trafo | pfe_kw | float64
45 | trafo | i0_percent | float64
46 | trafo | shift_degree | float64
47 | trafo | tap_side | object
48 | trafo | tap_neutral | int32
49 | trafo | tap_min | int32
50 | trafo | tap_max | int32
51 | trafo | tap_step_percent | float64
52 | trafo | tap_step_degree | float64
53 | trafo | tap_pos | int32
54 | trafo | tap_phase_shifter | bool
55 | trafo | parallel | uint32
56 | trafo | df | float64
57 | trafo | in_service | bool
58 | line_geodata | coords | object
59 | bus_geodata | x | float64
60 | bus_geodata | y | float64
61 | bus_geodata | coords | object

## parameters
| version | format_version | converged | OPF_converged | name | f_hz | sn_mva
0 | 2.14.6 | 2.14.0 | FALSE | FALSE |  | 50 | 1