## bus
| name | vn_kv | type | zone | in_service
0 | bus_LV_4038-11_0_4_node_0 | 0.4 | n |  | TRUE
1 | bus_LV_4038-11_0_4_node_1 | 0.4 | n |  | TRUE
2 | bus_LV_4038-11_0_4_node_2 | 0.4 | n |  | TRUE
3 | bus_LV_4038-11_0_4_node_3 | 0.4 | n |  | TRUE
4 | bus_LV_4038-11_0_4_node_4 | 0.4 | n |  | TRUE
5 | bus_LV_4038-11_0_4_node_5 | 0.4 | n |  | TRUE
6 | bus_LV_4038-11_0_4_node_6 | 0.4 | n |  | TRUE
7 | bus_LV_4038-11_0_4_node_7 | 0.4 | n |  | TRUE
8 | bus_LV_4038-11_0_4_node_8 | 0.4 | n |  | TRUE
9 | bus_LV_4038-11_0_4_node_76 | 0.4 | n |  | TRUE
10 | bus_LV_4038-11_0_4_node_24 | 0.4 | n |  | TRUE
11 | bus_LV_4038-11_0_4_node_13 | 0.4 | n |  | TRUE
12 | bus_LV_4038-11_0_4_node_9 | 0.4 | n |  | TRUE
13 | bus_LV_4038-11_0_4_node_10 | 0.4 | n |  | TRUE
14 | bus_LV_4038-11_0_4_node_54 | 0.4 | n |  | TRUE
15 | bus_LV_4038-11_0_4_node_22 | 0.4 | n |  | TRUE
16 | bus_LV_4038-11_0_4_node_15 | 0.4 | n |  | TRUE
17 | bus_LV_4038-11_0_4_node_11 | 0.4 | n |  | TRUE
18 | bus_LV_4038-11_0_4_node_77 | 0.4 | n |  | TRUE
19 | bus_LV_4038-11_0_4_node_73 | 0.4 | n |  | TRUE
20 | bus_LV_4038-11_0_4_node_39 | 0.4 | n |  | TRUE
21 | bus_LV_4038-11_0_4_node_72 | 0.4 | n |  | TRUE
22 | bus_LV_4038-11_0_4_node_37 | 0.4 | n |  | TRUE
23 | bus_LV_4038-11_0_4_node_12 | 0.4 | n |  | TRUE
24 | bus_LV_4038-11_0_4_node_14 | 0.4 | n |  | TRUE
25 | bus_LV_4038-11_0_4_node_16 | 0.4 | n |  | TRUE
26 | bus_LV_4038-11_0_4_node_64 | 0.4 | n |  | TRUE
27 | bus_LV_4038-11_0_4_node_66 | 0.4 | n |  | TRUE
28 | bus_LV_4038-11_0_4_node_67 | 0.4 | n |  | TRUE
29 | bus_LV_4038-11_0_4_node_68 | 0.4 | n |  | TRUE
30 | bus_LV_4038-11_0_4_node_69 | 0.4 | n |  | TRUE
31 | bus_LV_4038-11_0_4_node_17 | 0.4 | n |  | TRUE
32 | bus_LV_4038-11_0_4_node_18 | 0.4 | n |  | TRUE
33 | bus_LV_4038-11_0_4_node_65 | 0.4 | n |  | TRUE
34 | bus_LV_4038-11_0_4_node_44 | 0.4 | n |  | TRUE
35 | bus_LV_4038-11_0_4_node_46 | 0.4 | n |  | TRUE
36 | bus_LV_4038-11_0_4_node_47 | 0.4 | n |  | TRUE
37 | bus_LV_4038-11_0_4_node_74 | 0.4 | n |  | TRUE
38 | bus_LV_4038-11_0_4_node_79 | 0.4 | n |  | TRUE
39 | bus_LV_4038-11_0_4_node_70 | 0.4 | n |  | TRUE
40 | bus_LV_4038-11_0_4_node_75 | 0.4 | n |  | TRUE
41 | bus_LV_4038-11_0_4_node_19 | 0.4 | n |  | TRUE
42 | bus_LV_4038-11_0_4_node_71 | 0.4 | n |  | TRUE
43 | bus_LV_4038-11_0_4_node_20 | 0.4 | n |  | TRUE
44 | bus_LV_4038-11_0_4_node_21 | 0.4 | n |  | TRUE
45 | bus_LV_4038-11_0_4_node_25 | 0.4 | n |  | TRUE
46 | bus_LV_4038-11_0_4_node_23 | 0.4 | n |  | TRUE
47 | bus_LV_4038-11_0_4_node_26 | 0.4 | n |  | TRUE
48 | bus_LV_4038-11_0_4_node_27 | 0.4 | n |  | TRUE
49 | bus_LV_4038-11_0_4_node_35 | 0.4 | n |  | TRUE
50 | bus_LV_4038-11_0_4_node_127 | 0.4 | n |  | TRUE
51 | bus_LV_4038-11_0_4_node_36 | 0.4 | n |  | TRUE
52 | bus_LV_4038-11_0_4_node_124 | 0.4 | n |  | TRUE
53 | bus_LV_4038-11_0_4_node_28 | 0.4 | n |  | TRUE
54 | bus_LV_4038-11_0_4_node_29 | 0.4 | n |  | TRUE
55 | bus_LV_4038-11_0_4_node_30 | 0.4 | n |  | TRUE
56 | bus_LV_4038-11_0_4_node_31 | 0.4 | n |  | TRUE
57 | bus_LV_4038-11_0_4_node_32 | 0.4 | n |  | TRUE
58 | bus_LV_4038-11_0_4_node_33 | 0.4 | n |  | TRUE
59 | bus_LV_4038-11_0_4_node_34 | 0.4 | n |  | TRUE
60 | bus_LV_4038-11_0_4_node_62 | 0.4 | n |  | TRUE
61 | bus_LV_4038-11_0_4_node_55 | 0.4 | n |  | TRUE
62 | bus_LV_4038-11_0_4_node_50 | 0.4 | n |  | TRUE
63 | bus_LV_4038-11_0_4_node_63 | 0.4 | n |  | TRUE
64 | bus_LV_4038-11_0_4_node_60 | 0.4 | n |  | TRUE
65 | bus_LV_4038-11_0_4_node_78 | 0.4 | n |  | TRUE
66 | bus_LV_4038-11_0_4_node_48 | 0.4 | n |  | TRUE
67 | bus_LV_4038-11_0_4_node_38 | 0.4 | n |  | TRUE
68 | bus_LV_4038-11_0_4_node_41 | 0.4 | n |  | TRUE
69 | bus_LV_4038-11_0_4_node_131 | 0.4 | n |  | TRUE
70 | bus_LV_4038-11_0_4_node_129 | 0.4 | n |  | TRUE
71 | bus_LV_4038-11_0_4_node_42 | 0.4 | n |  | TRUE
72 | bus_LV_4038-11_0_4_node_43 | 0.4 | n |  | TRUE
73 | bus_LV_4038-11_0_4_node_49 | 0.4 | n |  | TRUE
74 | bus_LV_4038-11_0_4_node_51 | 0.4 | n |  | TRUE
75 | bus_LV_4038-11_0_4_node_53 | 0.4 | n |  | TRUE
76 | bus_LV_4038-11_0_4_node_52 | 0.4 | n |  | TRUE
77 | bus_LV_4038-11_0_4_node_56 | 0.4 | n |  | TRUE
78 | bus_LV_4038-11_0_4_node_158 | 0.4 | n |  | TRUE
79 | bus_LV_4038-11_0_4_node_151 | 0.4 | n |  | TRUE
80 | bus_LV_4038-11_0_4_node_160 | 0.4 | n |  | TRUE
81 | bus_LV_4038-11_0_4_node_156 | 0.4 | n |  | TRUE
82 | bus_LV_4038-11_0_4_node_80 | 0.4 | n |  | TRUE
83 | bus_LV_4038-11_0_4_node_149 | 0.4 | n |  | TRUE
84 | bus_LV_4038-11_0_4_node_57 | 0.4 | n |  | TRUE
85 | bus_LV_4038-11_0_4_node_58 | 0.4 | n |  | TRUE
86 | bus_LV_4038-11_0_4_node_110 | 0.4 | n |  | TRUE
87 | bus_LV_4038-11_0_4_node_109 | 0.4 | n |  | TRUE
88 | bus_LV_4038-11_0_4_node_83 | 0.4 | n |  | TRUE
89 | bus_LV_4038-11_0_4_node_85 | 0.4 | n |  | TRUE
90 | bus_LV_4038-11_0_4_node_82 | 0.4 | n |  | TRUE
91 | bus_LV_4038-11_0_4_node_81 | 0.4 | n |  | TRUE
92 | bus_LV_4038-11_0_4_node_84 | 0.4 | n |  | TRUE
93 | bus_LV_4038-11_0_4_node_86 | 0.4 | n |  | TRUE
94 | bus_LV_4038-11_0_4_node_184 | 0.4 | n |  | TRUE
95 | bus_LV_4038-11_0_4_node_87 | 0.4 | n |  | TRUE
96 | bus_LV_4038-11_0_4_node_119 | 0.4 | n |  | TRUE
97 | bus_LV_4038-11_0_4_node_88 | 0.4 | n |  | TRUE
98 | bus_LV_4038-11_0_4_node_89 | 0.4 | n |  | TRUE
99 | bus_LV_4038-11_0_4_node_90 | 0.4 | n |  | TRUE
100 | bus_LV_4038-11_0_4_node_98 | 0.4 | n |  | TRUE
101 | bus_LV_4038-11_0_4_node_95 | 0.4 | n |  | TRUE
102 | bus_LV_4038-11_0_4_node_99 | 0.4 | n |  | TRUE
103 | bus_LV_4038-11_0_4_node_96 | 0.4 | n |  | TRUE
104 | bus_LV_4038-11_0_4_node_91 | 0.4 | n |  | TRUE
105 | bus_LV_4038-11_0_4_node_92 | 0.4 | n |  | TRUE
106 | bus_LV_4038-11_0_4_node_93 | 0.4 | n |  | TRUE
107 | bus_LV_4038-11_0_4_node_94 | 0.4 | n |  | TRUE
108 | bus_LV_4038-11_0_4_node_111 | 0.4 | n |  | TRUE
109 | bus_LV_4038-11_0_4_node_112 | 0.4 | n |  | TRUE
110 | bus_LV_4038-11_0_4_node_97 | 0.4 | n |  | TRUE
111 | bus_LV_4038-11_0_4_node_113 | 0.4 | n |  | TRUE
112 | bus_LV_4038-11_0_4_node_114 | 0.4 | n |  | TRUE
113 | bus_LV_4038-11_0_4_node_100 | 0.4 | n |  | TRUE
114 | bus_LV_4038-11_0_4_node_102 | 0.4 | n |  | TRUE
115 | bus_LV_4038-11_0_4_node_104 | 0.4 | n |  | TRUE
116 | bus_LV_4038-11_0_4_node_105 | 0.4 | n |  | TRUE
117 | bus_LV_4038-11_0_4_node_106 | 0.4 | n |  | TRUE
118 | bus_LV_4038-11_0_4_node_107 | 0.4 | n |  | TRUE
119 | bus_LV_4038-11_0_4_node_108 | 0.4 | n |  | TRUE
120 | bus_LV_4038-11_0_4_node_118 | 0.4 | n |  | TRUE
121 | bus_LV_4038-11_0_4_node_177 | 0.4 | n |  | TRUE
122 | bus_LV_4038-11_0_4_node_174 | 0.4 | n |  | TRUE
123 | bus_LV_4038-11_0_4_node_116 | 0.4 | n |  | TRUE
124 | bus_LV_4038-11_0_4_node_117 | 0.4 | n |  | TRUE
125 | bus_LV_4038-11_0_4_node_115 | 0.4 | n |  | TRUE
126 | bus_LV_4038-11_0_4_node_120 | 0.4 | n |  | TRUE
127 | bus_LV_4038-11_0_4_node_121 | 0.4 | n |  | TRUE
128 | bus_LV_4038-11_0_4_node_122 | 0.4 | n |  | TRUE
129 | bus_LV_4038-11_0_4_node_123 | 0.4 | n |  | TRUE
130 | bus_LV_4038-11_0_4_node_125 | 0.4 | n |  | TRUE
131 | bus_LV_4038-11_0_4_node_126 | 0.4 | n |  | TRUE
132 | bus_LV_4038-11_0_4_node_128 | 0.4 | n |  | TRUE
133 | bus_LV_4038-11_0_4_node_139 | 0.4 | n |  | TRUE
134 | bus_LV_4038-11_0_4_node_175 | 0.4 | n |  | TRUE
135 | bus_LV_4038-11_0_4_node_137 | 0.4 | n |  | TRUE
136 | bus_LV_4038-11_0_4_node_176 | 0.4 | n |  | TRUE
137 | bus_LV_4038-11_0_4_node_130 | 0.4 | n |  | TRUE
138 | bus_LV_4038-11_0_4_node_132 | 0.4 | n |  | TRUE
139 | bus_LV_4038-11_0_4_node_133 | 0.4 | n |  | TRUE
140 | bus_LV_4038-11_0_4_node_142 | 0.4 | n |  | TRUE
141 | bus_LV_4038-11_0_4_node_141 | 0.4 | n |  | TRUE
142 | bus_LV_4038-11_0_4_node_134 | 0.4 | n |  | TRUE
143 | bus_LV_4038-11_0_4_node_135 | 0.4 | n |  | TRUE
144 | bus_LV_4038-11_0_4_node_136 | 0.4 | n |  | TRUE
145 | bus_LV_4038-11_0_4_node_138 | 0.4 | n |  | TRUE
146 | bus_LV_4038-11_0_4_node_140 | 0.4 | n |  | TRUE
147 | bus_LV_4038-11_0_4_node_143 | 0.4 | n |  | TRUE
148 | bus_LV_4038-11_0_4_node_144 | 0.4 | n |  | TRUE
149 | bus_LV_4038-11_0_4_node_145 | 0.4 | n |  | TRUE
150 | bus_LV_4038-11_0_4_node_146 | 0.4 | n |  | TRUE
151 | bus_LV_4038-11_0_4_node_147 | 0.4 | n |  | TRUE
152 | bus_LV_4038-11_0_4_node_148 | 0.4 | n |  | TRUE
153 | bus_LV_4038-11_0_4_node_164 | 0.4 | n |  | TRUE
154 | bus_LV_4038-11_0_4_node_165 | 0.4 | n |  | TRUE
155 | bus_LV_4038-11_0_4_node_150 | 0.4 | n |  | TRUE
156 | bus_LV_4038-11_0_4_node_152 | 0.4 | n |  | TRUE
157 | bus_LV_4038-11_0_4_node_153 | 0.4 | n |  | TRUE
158 | bus_LV_4038-11_0_4_node_154 | 0.4 | n |  | TRUE
159 | bus_LV_4038-11_0_4_node_155 | 0.4 | n |  | TRUE
160 | bus_LV_4038-11_0_4_node_157 | 0.4 | n |  | TRUE
161 | bus_LV_4038-11_0_4_node_159 | 0.4 | n |  | TRUE
162 | bus_LV_4038-11_0_4_node_161 | 0.4 | n |  | TRUE
163 | bus_LV_4038-11_0_4_node_162 | 0.4 | n |  | TRUE
164 | bus_LV_4038-11_0_4_node_166 | 0.4 | n |  | TRUE
165 | bus_LV_4038-11_0_4_node_167 | 0.4 | n |  | TRUE
166 | bus_LV_4038-11_0_4_node_168 | 0.4 | n |  | TRUE
167 | bus_LV_4038-11_0_4_node_178 | 0.4 | n |  | TRUE
168 | bus_LV_4038-11_0_4_node_172 | 0.4 | n |  | TRUE
169 | bus_LV_4038-11_0_4_node_183 | 0.4 | n |  | TRUE
170 | bus_LV_4038-11_0_4_node_170 | 0.4 | n |  | TRUE
171 | bus_LV_4038-11_0_4_node_169 | 0.4 | n |  | TRUE
172 | bus_LV_4038-11_0_4_node_171 | 0.4 | n |  | TRUE
173 | bus_LV_4038-11_0_4_node_173 | 0.4 | n |  | TRUE
174 | bus_LV_4038-11_0_4_node_182 | 0.4 | n |  | TRUE
175 | bus_LV_4038-11_0_4_node_179 | 0.4 | n |  | TRUE
176 | bus_LV_4038-11_0_4_node_180 | 0.4 | n |  | TRUE
177 | bus_LV_4038-11_0_4_node_181 | 0.4 | n |  | TRUE
178 | bus_MV_422_0_node_53 | 20 | n |  | TRUE

## load
| name | bus | p_mw | q_mvar | const_z_percent | const_i_percent | sn_mva | scaling | in_service | type
0 | LV_4038-11_0_4_load_0 | 0 | 0.0026258 | 0.00065809 | 0 | 0 |  | 1 | TRUE | wye
1 | LV_4038-11_0_4_load_1 | 1 | 0.0016203 | 0.00040609 | 0 | 0 |  | 1 | TRUE | wye
2 | LV_4038-11_0_4_load_2 | 2 | 0.0020869 | 0.00052302 | 0 | 0 |  | 1 | TRUE | wye
3 | LV_4038-11_0_4_load_3 | 3 | 0.0053618 | 0.0013438 | 0 | 0 |  | 1 | TRUE | wye
4 | LV_4038-11_0_4_load_5 | 5 | 0.0033236 | 0.00083297 | 0 | 0 |  | 1 | TRUE | wye
5 | LV_4038-11_0_4_load_7 | 7 | 0.0018623 | 0.00046674 | 0 | 0 |  | 1 | TRUE | wye
6 | LV_4038-11_0_4_load_76 | 9 | 0.0034319 | 0.00086012 | 0 | 0 |  | 1 | TRUE | wye
7 | LV_4038-11_0_4_load_24 | 10 | 0.0023652 | 0.00059279 | 0 | 0 |  | 1 | TRUE | wye
8 | LV_4038-11_0_4_load_10 | 13 | 0.003019 | 0.00075662 | 0 | 0 |  | 1 | TRUE | wye
9 | LV_4038-11_0_4_load_54 | 14 | 0.0057182 | 0.0014331 | 0 | 0 |  | 1 | TRUE | wye
10 | LV_4038-11_0_4_load_15 | 16 | 0.0027991 | 0.00070153 | 0 | 0 |  | 1 | TRUE | wye
11 | LV_4038-11_0_4_load_11 | 17 | 0.0025133 | 0.0006299 | 0 | 0 |  | 1 | TRUE | wye
12 | LV_4038-11_0_4_load_77 | 18 | 0.003077 | 0.00077118 | 0 | 0 |  | 1 | TRUE | wye
13 | LV_4038-11_0_4_load_73 | 19 | 0.0022832 | 0.00057223 | 0 | 0 |  | 1 | TRUE | wye
14 | LV_4038-11_0_4_load_39 | 20 | 0.0032587 | 0.0008167 | 0 | 0 |  | 1 | TRUE | wye
15 | LV_4038-11_0_4_load_12 | 23 | 0.0020419 | 0.00051176 | 0 | 0 |  | 1 | TRUE | wye
16 | LV_4038-11_0_4_load_14 | 24 | 0.0026817 | 0.00067211 | 0 | 0 |  | 1 | TRUE | wye
17 | LV_4038-11_0_4_load_16 | 25 | 0.0025812 | 0.0006469 | 0 | 0 |  | 1 | TRUE | wye
18 | LV_4038-11_0_4_load_64 | 26 | 0.0011105 | 0.00027831 | 0 | 0 |  | 1 | TRUE | wye
19 | LV_4038-11_0_4_load_66 | 27 | 0.0013767 | 0.00034504 | 0 | 0 |  | 1 | TRUE | wye
20 | LV_4038-11_0_4_load_67 | 28 | 0.0011096 | 0.0002781 | 0 | 0 |  | 1 | TRUE | wye
21 | LV_4038-11_0_4_load_68 | 29 | 0.0016312 | 0.00040882 | 0 | 0 |  | 1 | TRUE | wye
22 | LV_4038-11_0_4_load_17 | 31 | 0.003311 | 0.00082982 | 0 | 0 |  | 1 | TRUE | wye
23 | LV_4038-11_0_4_load_18 | 32 | 0.002146 | 0.00053785 | 0 | 0 |  | 1 | TRUE | wye
24 | LV_4038-11_0_4_load_65 | 33 | 0.0015697 | 0.00039341 | 0 | 0 |  | 1 | TRUE | wye
25 | LV_4038-11_0_4_load_44 | 34 | 0.00081973 | 0.00020544 | 0 | 0 |  | 1 | TRUE | wye
26 | LV_4038-11_0_4_load_46 | 35 | 0.0029302 | 0.00073437 | 0 | 0 |  | 1 | TRUE | wye
27 | LV_4038-11_0_4_load_47 | 36 | 0.0015113 | 0.00037876 | 0 | 0 |  | 1 | TRUE | wye
28 | LV_4038-11_0_4_load_74 | 37 | 0.0015508 | 0.00038868 | 0 | 0 |  | 1 | TRUE | wye
29 | LV_4038-11_0_4_load_79 | 38 | 0.0020035 | 0.00050211 | 0 | 0 |  | 1 | TRUE | wye
30 | LV_4038-11_0_4_load_75 | 40 | 0.0043767 | 0.0010969 | 0 | 0 |  | 1 | TRUE | wye
31 | LV_4038-11_0_4_load_19 | 41 | 0.0023361 | 0.00058548 | 0 | 0 |  | 1 | TRUE | wye
32 | LV_4038-11_0_4_load_71 | 42 | 0.0029939 | 0.00075034 | 0 | 0 |  | 1 | TRUE | wye
33 | LV_4038-11_0_4_load_20 | 43 | 0.009045 | 0.0022669 | 0 | 0 |  | 1 | TRUE | wye
34 | LV_4038-11_0_4_load_21 | 44 | 0.0015897 | 0.00039842 | 0 | 0 |  | 1 | TRUE | wye
35 | LV_4038-11_0_4_load_25 | 45 | 0.0020798 | 0.00052126 | 0 | 0 |  | 1 | TRUE | wye
36 | LV_4038-11_0_4_load_23 | 46 | 0.0020684 | 0.00051839 | 0 | 0 |  | 1 | TRUE | wye
37 | LV_4038-11_0_4_load_27 | 48 | 0.0053896 | 0.0013508 | 0 | 0 |  | 1 | TRUE | wye
38 | LV_4038-11_0_4_load_35 | 49 | 0.0029971 | 0.00075114 | 0 | 0 |  | 1 | TRUE | wye
39 | LV_4038-11_0_4_load_127 | 50 | 0.0018794 | 0.00047103 | 0 | 0 |  | 1 | TRUE | wye
40 | LV_4038-11_0_4_load_36 | 51 | 0.0023518 | 0.00058941 | 0 | 0 |  | 1 | TRUE | wye
41 | LV_4038-11_0_4_load_124 | 52 | 0.0016248 | 0.0004072 | 0 | 0 |  | 1 | TRUE | wye
42 | LV_4038-11_0_4_load_28 | 53 | 0.0027316 | 0.00068461 | 0 | 0 |  | 1 | TRUE | wye
43 | LV_4038-11_0_4_load_29 | 54 | 0.005095 | 0.0012769 | 0 | 0 |  | 1 | TRUE | wye
44 | LV_4038-11_0_4_load_30 | 55 | 0.0022048 | 0.00055257 | 0 | 0 |  | 1 | TRUE | wye
45 | LV_4038-11_0_4_load_31 | 56 | 0.00094203 | 0.0002361 | 0 | 0 |  | 1 | TRUE | wye
46 | LV_4038-11_0_4_load_32 | 57 | 0.0021047 | 0.00052748 | 0 | 0 |  | 1 | TRUE | wye
47 | LV_4038-11_0_4_load_33 | 58 | 0.00071719 | 0.00017974 | 0 | 0 |  | 1 | TRUE | wye
48 | LV_4038-11_0_4_load_55 | 61 | 0.0018532 | 0.00046446 | 0 | 0 |  | 1 | TRUE | wye
49 | LV_4038-11_0_4_load_63 | 63 | 0.0026444 | 0.00066275 | 0 | 0 |  | 1 | TRUE | wye
50 | LV_4038-11_0_4_load_48 | 66 | 0.0050819 | 0.0012736 | 0 | 0 |  | 1 | TRUE | wye
51 | LV_4038-11_0_4_load_38 | 67 | 0.0037466 | 0.00093898 | 0 | 0 |  | 1 | TRUE | wye
52 | LV_4038-11_0_4_load_41 | 68 | 0.0037539 | 0.00094081 | 0 | 0 |  | 1 | TRUE | wye
53 | LV_4038-11_0_4_load_131 | 69 | 0.0021294 | 0.00053368 | 0 | 0 |  | 1 | TRUE | wye
54 | LV_4038-11_0_4_load_129 | 70 | 0.0015325 | 0.00038407 | 0 | 0 |  | 1 | TRUE | wye
55 | LV_4038-11_0_4_load_42 | 71 | 0.0021289 | 0.00053354 | 0 | 0 |  | 1 | TRUE | wye
56 | LV_4038-11_0_4_load_43 | 72 | 0.00073954 | 0.00018535 | 0 | 0 |  | 1 | TRUE | wye
57 | LV_4038-11_0_4_load_49 | 73 | 0.001057 | 0.00026491 | 0 | 0 |  | 1 | TRUE | wye
58 | LV_4038-11_0_4_load_51 | 74 | 0.0023379 | 0.00058594 | 0 | 0 |  | 1 | TRUE | wye
59 | LV_4038-11_0_4_load_53 | 75 | 0.002923 | 0.00073258 | 0 | 0 |  | 1 | TRUE | wye
60 | LV_4038-11_0_4_load_52 | 76 | 0.0014007 | 0.00035106 | 0 | 0 |  | 1 | TRUE | wye
61 | LV_4038-11_0_4_load_56 | 77 | 0.00084149 | 0.0002109 | 0 | 0 |  | 1 | TRUE | wye
62 | LV_4038-11_0_4_load_151 | 79 | 0.0055053 | 0.0013798 | 0 | 0 |  | 1 | TRUE | wye
63 | LV_4038-11_0_4_load_160 | 80 | 0.0013069 | 0.00032753 | 0 | 0 |  | 1 | TRUE | wye
64 | LV_4038-11_0_4_load_156 | 81 | 0.0078022 | 0.0019554 | 0 | 0 |  | 1 | TRUE | wye
65 | LV_4038-11_0_4_load_80 | 82 | 0.0017391 | 0.00043587 | 0 | 0 |  | 1 | TRUE | wye
66 | LV_4038-11_0_4_load_149 | 83 | 0.0018884 | 0.00047329 | 0 | 0 |  | 1 | TRUE | wye
67 | LV_4038-11_0_4_load_57 | 84 | 0.0028885 | 0.00072392 | 0 | 0 |  | 1 | TRUE | wye
68 | LV_4038-11_0_4_load_58 | 85 | 0.0021154 | 0.00053016 | 0 | 0 |  | 1 | TRUE | wye
69 | LV_4038-11_0_4_load_110 | 86 | 0.005539 | 0.0013882 | 0 | 0 |  | 1 | TRUE | wye
70 | LV_4038-11_0_4_load_109 | 87 | 0.0025726 | 0.00064476 | 0 | 0 |  | 1 | TRUE | wye
71 | LV_4038-11_0_4_load_85 | 89 | 0.0040703 | 0.0010201 | 0 | 0 |  | 1 | TRUE | wye
72 | LV_4038-11_0_4_load_81 | 91 | 0.0058921 | 0.0014767 | 0 | 0 |  | 1 | TRUE | wye
73 | LV_4038-11_0_4_load_84 | 92 | 0.0022655 | 0.0005678 | 0 | 0 |  | 1 | TRUE | wye
74 | LV_4038-11_0_4_load_86 | 93 | 0.0053192 | 0.0013331 | 0 | 0 |  | 1 | TRUE | wye
75 | LV_4038-11_0_4_load_184 | 94 | 0.00083157 | 0.00020841 | 0 | 0 |  | 1 | TRUE | wye
76 | LV_4038-11_0_4_load_87 | 95 | 0.0040429 | 0.0010132 | 0 | 0 |  | 1 | TRUE | wye
77 | LV_4038-11_0_4_load_119 | 96 | 0.0014368 | 0.00036009 | 0 | 0 |  | 1 | TRUE | wye
78 | LV_4038-11_0_4_load_89 | 98 | 0.0026277 | 0.00065857 | 0 | 0 |  | 1 | TRUE | wye
79 | LV_4038-11_0_4_load_90 | 99 | 0.0027127 | 0.00067987 | 0 | 0 |  | 1 | TRUE | wye
80 | LV_4038-11_0_4_load_98 | 100 | 0.005612 | 0.0014065 | 0 | 0 |  | 1 | TRUE | wye
81 | LV_4038-11_0_4_load_95 | 101 | 0.0018624 | 0.00046676 | 0 | 0 |  | 1 | TRUE | wye
82 | LV_4038-11_0_4_load_99 | 102 | 0.001907 | 0.00047795 | 0 | 0 |  | 1 | TRUE | wye
83 | LV_4038-11_0_4_load_96 | 103 | 0.0023126 | 0.0005796 | 0 | 0 |  | 1 | TRUE | wye
84 | LV_4038-11_0_4_load_91 | 104 | 0.0020456 | 0.00051269 | 0 | 0 |  | 1 | TRUE | wye
85 | LV_4038-11_0_4_load_92 | 105 | 0.0013358 | 0.00033478 | 0 | 0 |  | 1 | TRUE | wye
86 | LV_4038-11_0_4_load_93 | 106 | 0.0014533 | 0.00036423 | 0 | 0 |  | 1 | TRUE | wye
87 | LV_4038-11_0_4_load_111 | 108 | 0.0023491 | 0.00058874 | 0 | 0 |  | 1 | TRUE | wye
88 | LV_4038-11_0_4_load_112 | 109 | 0.0013489 | 0.00033807 | 0 | 0 |  | 1 | TRUE | wye
89 | LV_4038-11_0_4_load_97 | 110 | 0.0018662 | 0.00046771 | 0 | 0 |  | 1 | TRUE | wye
90 | LV_4038-11_0_4_load_100 | 113 | 0.0037959 | 0.00095135 | 0 | 0 |  | 1 | TRUE | wye
91 | LV_4038-11_0_4_load_102 | 114 | 0.01187 | 0.0029748 | 0 | 0 |  | 1 | TRUE | wye
92 | LV_4038-11_0_4_load_105 | 116 | 0.0034487 | 0.00086433 | 0 | 0 |  | 1 | TRUE | wye
93 | LV_4038-11_0_4_load_106 | 117 | 0.0037411 | 0.00093762 | 0 | 0 |  | 1 | TRUE | wye
94 | LV_4038-11_0_4_load_107 | 118 | 0.0077489 | 0.0019421 | 0 | 0 |  | 1 | TRUE | wye
95 | LV_4038-11_0_4_load_108 | 119 | 0.0046529 | 0.0011661 | 0 | 0 |  | 1 | TRUE | wye
96 | LV_4038-11_0_4_load_118 | 120 | 0.0010285 | 0.00025777 | 0 | 0 |  | 1 | TRUE | wye
97 | LV_4038-11_0_4_load_177 | 121 | 0.001352 | 0.00033883 | 0 | 0 |  | 1 | TRUE | wye
98 | LV_4038-11_0_4_load_174 | 122 | 0.0013368 | 0.00033503 | 0 | 0 |  | 1 | TRUE | wye
99 | LV_4038-11_0_4_load_116 | 123 | 0.0015339 | 0.00038443 | 0 | 0 |  | 1 | TRUE | wye
100 | LV_4038-11_0_4_load_117 | 124 | 0.0028753 | 0.00072063 | 0 | 0 |  | 1 | TRUE | wye
101 | LV_4038-11_0_4_load_115 | 125 | 0.0014299 | 0.00035838 | 0 | 0 |  | 1 | TRUE | wye
102 | LV_4038-11_0_4_load_120 | 126 | 0.0011778 | 0.00029518 | 0 | 0 |  | 1 | TRUE | wye
103 | LV_4038-11_0_4_load_121 | 127 | 0.0010998 | 0.00027563 | 0 | 0 |  | 1 | TRUE | wye
104 | LV_4038-11_0_4_load_123 | 129 | 0.0023507 | 0.00058915 | 0 | 0 |  | 1 | TRUE | wye
105 | LV_4038-11_0_4_load_125 | 130 | 0.0015901 | 0.00039851 | 0 | 0 |  | 1 | TRUE | wye
106 | LV_4038-11_0_4_load_126 | 131 | 0.0019028 | 0.00047688 | 0 | 0 |  | 1 | TRUE | wye
107 | LV_4038-11_0_4_load_128 | 132 | 0.0055781 | 0.001398 | 0 | 0 |  | 1 | TRUE | wye
108 | LV_4038-11_0_4_load_139 | 133 | 0.0010128 | 0.00025383 | 0 | 0 |  | 1 | TRUE | wye
109 | LV_4038-11_0_4_load_175 | 134 | 0.0026648 | 0.00066785 | 0 | 0 |  | 1 | TRUE | wye
110 | LV_4038-11_0_4_load_137 | 135 | 0.002267 | 0.00056815 | 0 | 0 |  | 1 | TRUE | wye
111 | LV_4038-11_0_4_load_176 | 136 | 0.021858 | 0.0054781 | 0 | 0 |  | 1 | TRUE | wye
112 | LV_4038-11_0_4_load_130 | 137 | 0.0030482 | 0.00076396 | 0 | 0 |  | 1 | TRUE | wye
113 | LV_4038-11_0_4_load_132 | 138 | 0.0016218 | 0.00040647 | 0 | 0 |  | 1 | TRUE | wye
114 | LV_4038-11_0_4_load_133 | 139 | 0.0027144 | 0.00068029 | 0 | 0 |  | 1 | TRUE | wye
115 | LV_4038-11_0_4_load_142 | 140 | 0.0020486 | 0.00051344 | 0 | 0 |  | 1 | TRUE | wye
116 | LV_4038-11_0_4_load_141 | 141 | 0.0016485 | 0.00041316 | 0 | 0 |  | 1 | TRUE | wye
117 | LV_4038-11_0_4_load_134 | 142 | 0.0030078 | 0.00075384 | 0 | 0 |  | 1 | TRUE | wye
118 | LV_4038-11_0_4_load_135 | 143 | 0.0011773 | 0.00029506 | 0 | 0 |  | 1 | TRUE | wye
119 | LV_4038-11_0_4_load_136 | 144 | 0.0017325 | 0.00043421 | 0 | 0 |  | 1 | TRUE | wye
120 | LV_4038-11_0_4_load_138 | 145 | 0.0017328 | 0.00043429 | 0 | 0 |  | 1 | TRUE | wye
121 | LV_4038-11_0_4_load_140 | 146 | 0.0012456 | 0.00031217 | 0 | 0 |  | 1 | TRUE | wye
122 | LV_4038-11_0_4_load_143 | 147 | 0.0041598 | 0.0010425 | 0 | 0 |  | 1 | TRUE | wye
123 | LV_4038-11_0_4_load_145 | 149 | 0.0074807 | 0.0018748 | 0 | 0 |  | 1 | TRUE | wye
124 | LV_4038-11_0_4_load_148 | 152 | 0.0017777 | 0.00044554 | 0 | 0 |  | 1 | TRUE | wye
125 | LV_4038-11_0_4_load_164 | 153 | 0.0066302 | 0.0016617 | 0 | 0 |  | 1 | TRUE | wye
126 | LV_4038-11_0_4_load_165 | 154 | 0.0012062 | 0.0003023 | 0 | 0 |  | 1 | TRUE | wye
127 | LV_4038-11_0_4_load_150 | 155 | 0.0048992 | 0.0012279 | 0 | 0 |  | 1 | TRUE | wye
128 | LV_4038-11_0_4_load_152 | 156 | 0.0021127 | 0.00052949 | 0 | 0 |  | 1 | TRUE | wye
129 | LV_4038-11_0_4_load_153 | 157 | 0.0021411 | 0.00053661 | 0 | 0 |  | 1 | TRUE | wye
130 | LV_4038-11_0_4_load_154 | 158 | 0.0011491 | 0.00028799 | 0 | 0 |  | 1 | TRUE | wye
131 | LV_4038-11_0_4_load_155 | 159 | 0.00070055 | 0.00017557 | 0 | 0 |  | 1 | TRUE | wye
132 | LV_4038-11_0_4_load_157 | 160 | 0.0041049 | 0.0010288 | 0 | 0 |  | 1 | TRUE | wye
133 | LV_4038-11_0_4_load_159 | 161 | 0.0018725 | 0.0004693 | 0 | 0 |  | 1 | TRUE | wye
134 | LV_4038-11_0_4_load_161 | 162 | 0.0011843 | 0.0002968 | 0 | 0 |  | 1 | TRUE | wye
135 | LV_4038-11_0_4_load_162 | 163 | 0.012776 | 0.003202 | 0 | 0 |  | 1 | TRUE | wye
136 | LV_4038-11_0_4_load_167 | 165 | 0.0021235 | 0.0005322 | 0 | 0 |  | 1 | TRUE | wye
137 | LV_4038-11_0_4_load_168 | 166 | 0.0021069 | 0.00052803 | 0 | 0 |  | 1 | TRUE | wye
138 | LV_4038-11_0_4_load_178 | 167 | 0.0019087 | 0.00047836 | 0 | 0 |  | 1 | TRUE | wye
139 | LV_4038-11_0_4_load_172 | 168 | 0.0066278 | 0.0016611 | 0 | 0 |  | 1 | TRUE | wye
140 | LV_4038-11_0_4_load_183 | 169 | 0.0016917 | 0.00042398 | 0 | 0 |  | 1 | TRUE | wye
141 | LV_4038-11_0_4_load_170 | 170 | 0.0044431 | 0.0011136 | 0 | 0 |  | 1 | TRUE | wye
142 | LV_4038-11_0_4_load_169 | 171 | 0.0066318 | 0.0016621 | 0 | 0 |  | 1 | TRUE | wye
143 | LV_4038-11_0_4_load_171 | 172 | 0.0024676 | 0.00061844 | 0 | 0 |  | 1 | TRUE | wye
144 | LV_4038-11_0_4_load_173 | 173 | 0.0033186 | 0.00083171 | 0 | 0 |  | 1 | TRUE | wye
145 | LV_4038-11_0_4_load_182 | 174 | 0.0019091 | 0.00047847 | 0 | 0 |  | 1 | TRUE | wye
146 | LV_4038-11_0_4_load_179 | 175 | 0.0019099 | 0.00047866 | 0 | 0 |  | 1 | TRUE | wye
147 | LV_4038-11_0_4_load_180 | 176 | 0.0016907 | 0.00042372 | 0 | 0 |  | 1 | TRUE | wye
148 | LV_4038-11_0_4_load_181 | 177 | 0.0048533 | 0.0012164 | 0 | 0 |  | 1 | TRUE | wye

## ext_grid
| name | bus | vm_pu | va_degree | slack_weight | in_service
0 |  | 73 | 1 | 0 | 1 | TRUE

## line
| name | std_type | from_bus | to_bus | length_km | r_ohm_per_km | x_ohm_per_km | c_nf_per_km | g_us_per_km | max_i_ka | df | parallel | type | in_service
0 | LV_4038-11_0_4_line_0 |  | 0 | 1 | 0.018139 | 0.125 | 0.08 | 261 | 0 | 0.364 | 1 | 1 | cs | TRUE
1 | LV_4038-11_0_4_line_1 |  | 0 | 2 | 0.017364 | 0.125 | 0.08 | 261 | 0 | 0.364 | 1 | 1 | cs | TRUE
2 | LV_4038-11_0_4_line_2 |  | 1 | 3 | 0.019352 | 0.125 | 0.08 | 261 | 0 | 0.364 | 1 | 1 | cs | TRUE
3 | LV_4038-11_0_4_line_3 |  | 2 | 4 | 0.0079551 | 0.125 | 0.08 | 261 | 0 | 0.364 | 1 | 1 | cs | TRUE
4 | LV_4038-11_0_4_line_4 |  | 3 | 5 | 0.019781 | 0.125 | 0.08 | 261 | 0 | 0.364 | 1 | 1 | cs | TRUE
5 | LV_4038-11_0_4_line_5 |  | 4 | 6 | 0.019097 | 0.125 | 0.08 | 261 | 0 | 0.364 | 1 | 1 | cs | TRUE
6 | LV_4038-11_0_4_line_6 |  | 4 | 7 | 0.010087 | 0.125 | 0.08 | 261 | 0 | 0.364 | 1 | 1 | cs | TRUE
7 | LV_4038-11_0_4_line_7 |  | 5 | 8 | 0.015753 | 0.125 | 0.08 | 261 | 0 | 0.364 | 1 | 1 | cs | TRUE
8 | LV_4038-11_0_4_line_8 |  | 6 | 9 | 0.02219 | 0.125 | 0.08 | 261 | 0 | 0.364 | 1 | 2 | cs | TRUE
9 | LV_4038-11_0_4_line_9 |  | 6 | 10 | 0.010232 | 0.125 | 0.08 | 261 | 0 | 0.364 | 1 | 1 | cs | TRUE
10 | LV_4038-11_0_4_line_10 |  | 7 | 11 | 0.010202 | 0.125 | 0.08 | 261 | 0 | 0.364 | 1 | 1 | cs | TRUE
11 | LV_4038-11_0_4_line_11 |  | 8 | 12 | 0.024147 | 0.125 | 0.08 | 261 | 0 | 0.364 | 1 | 1 | cs | TRUE
12 | LV_4038-11_0_4_line_12 |  | 8 | 13 | 0.0046338 | 0.125 | 0.08 | 261 | 0 | 0.364 | 1 | 1 | cs | TRUE
13 | LV_4038-11_0_4_line_13 |  | 9 | 14 | 0.0020973 | 0.125 | 0.08 | 261 | 0 | 0.364 | 1 | 3 | cs | TRUE
14 | LV_4038-11_0_4_line_14 |  | 10 | 15 | 0.0029592 | 0.125 | 0.08 | 261 | 0 | 0.364 | 1 | 1 | cs | TRUE
15 | LV_4038-11_0_4_line_15 |  | 11 | 16 | 0.014785 | 0.125 | 0.08 | 261 | 0 | 0.364 | 1 | 1 | cs | TRUE
16 | LV_4038-11_0_4_line_16 |  | 11 | 17 | 0.012911 | 0.125 | 0.08 | 261 | 0 | 0.364 | 1 | 1 | cs | TRUE
17 | LV_4038-11_0_4_line_17 |  | 12 | 18 | 0.013928 | 0.125 | 0.08 | 261 | 0 | 0.364 | 1 | 1 | cs | TRUE
18 | LV_4038-11_0_4_line_18 |  | 12 | 19 | 0.0080226 | 0.125 | 0.08 | 261 | 0 | 0.364 | 1 | 1 | cs | TRUE
19 | LV_4038-11_0_4_line_19 |  | 13 | 20 | 0.0067395 | 0.125 | 0.08 | 261 | 0 | 0.364 | 1 | 1 | cs | TRUE
20 | LV_4038-11_0_4_line_20 |  | 14 | 59 | 0.033763 | 0.125 | 0.08 | 261 | 0 | 0.364 | 1 | 3 | cs | TRUE
21 | LV_4038-11_0_4_line_21 |  | 15 | 45 | 0.017747 | 0.125 | 0.08 | 261 | 0 | 0.364 | 1 | 1 | cs | TRUE
22 | LV_4038-11_0_4_line_22 |  | 15 | 43 | 0.028605 | 0.125 | 0.08 | 261 | 0 | 0.364 | 1 | 1 | cs | TRUE
23 | LV_4038-11_0_4_line_23 |  | 17 | 23 | 0.0061098 | 0.125 | 0.08 | 261 | 0 | 0.364 | 1 | 1 | cs | TRUE
24 | LV_4038-11_0_4_line_24 |  | 19 | 21 | 0.015239 | 0.125 | 0.08 | 261 | 0 | 0.364 | 1 | 1 | cs | TRUE
25 | LV_4038-11_0_4_line_25 |  | 20 | 22 | 0.0133 | 0.125 | 0.08 | 261 | 0 | 0.364 | 1 | 1 | cs | TRUE
26 | LV_4038-11_0_4_line_26 |  | 21 | 42 | 0.012009 | 0.125 | 0.08 | 261 | 0 | 0.364 | 1 | 1 | cs | TRUE
27 | LV_4038-11_0_4_line_27 |  | 22 | 67 | 0.038763 | 0.125 | 0.08 | 261 | 0 | 0.364 | 1 | 1 | cs | TRUE
28 | LV_4038-11_0_4_line_28 |  | 22 | 51 | 0.0095911 | 0.125 | 0.08 | 261 | 0 | 0.364 | 1 | 1 | cs | TRUE
29 | LV_4038-11_0_4_line_29 |  | 23 | 24 | 0.029187 | 0.125 | 0.08 | 261 | 0 | 0.364 | 1 | 1 | cs | TRUE
30 | LV_4038-11_0_4_line_30 |  | 25 | 26 | 0.021295 | 0.125 | 0.08 | 261 | 0 | 0.364 | 1 | 1 | cs | TRUE
31 | LV_4038-11_0_4_line_31 |  | 26 | 33 | 0.025893 | 0.125 | 0.08 | 261 | 0 | 0.364 | 1 | 1 | cs | TRUE
32 | LV_4038-11_0_4_line_32 |  | 26 | 34 | 0.050912 | 0.125 | 0.08 | 261 | 0 | 0.364 | 1 | 1 | cs | TRUE
33 | LV_4038-11_0_4_line_33 |  | 27 | 28 | 0.022949 | 0.125 | 0.08 | 261 | 0 | 0.364 | 1 | 1 | cs | TRUE
34 | LV_4038-11_0_4_line_34 |  | 27 | 29 | 0.0051975 | 0.125 | 0.08 | 261 | 0 | 0.364 | 1 | 1 | cs | TRUE
35 | LV_4038-11_0_4_line_35 |  | 29 | 30 | 0.031979 | 0.125 | 0.08 | 261 | 0 | 0.364 | 1 | 1 | cs | TRUE
36 | LV_4038-11_0_4_line_36 |  | 30 | 39 | 0.042587 | 0.125 | 0.08 | 261 | 0 | 0.364 | 1 | 1 | cs | TRUE
37 | LV_4038-11_0_4_line_37 |  | 31 | 32 | 0.021224 | 0.125 | 0.08 | 261 | 0 | 0.364 | 1 | 1 | cs | TRUE
38 | LV_4038-11_0_4_line_38 |  | 32 | 41 | 0.015764 | 0.125 | 0.08 | 261 | 0 | 0.364 | 1 | 1 | cs | TRUE
39 | LV_4038-11_0_4_line_39 |  | 33 | 63 | 0.00058966 | 0.125 | 0.08 | 261 | 0 | 0.364 | 1 | 1 | cs | TRUE
40 | LV_4038-11_0_4_line_40 |  | 34 | 35 | 0.024382 | 0.125 | 0.08 | 261 | 0 | 0.364 | 1 | 1 | cs | TRUE
41 | LV_4038-11_0_4_line_41 |  | 34 | 71 | 0.014837 | 0.125 | 0.08 | 261 | 0 | 0.364 | 1 | 1 | cs | TRUE
42 | LV_4038-11_0_4_line_42 |  | 35 | 36 | 0.013168 | 0.125 | 0.08 | 261 | 0 | 0.364 | 1 | 1 | cs | TRUE
43 | LV_4038-11_0_4_line_43 |  | 36 | 37 | 0.00040649 | 0.125 | 0.08 | 261 | 0 | 0.364 | 1 | 1 | cs | TRUE
44 | LV_4038-11_0_4_line_44 |  | 36 | 38 | 0.056544 | 0.125 | 0.08 | 261 | 0 | 0.364 | 1 | 1 | cs | TRUE
45 | LV_4038-11_0_4_line_45 |  | 37 | 40 | 0.010544 | 0.125 | 0.08 | 261 | 0 | 0.364 | 1 | 1 | cs | TRUE
46 | LV_4038-11_0_4_line_46 |  | 38 | 39 | 0.0037032 | 0.125 | 0.08 | 261 | 0 | 0.364 | 1 | 1 | cs | TRUE
47 | LV_4038-11_0_4_line_47 |  | 41 | 42 | 0.016333 | 0.125 | 0.08 | 261 | 0 | 0.364 | 1 | 1 | cs | TRUE
48 | LV_4038-11_0_4_line_48 |  | 43 | 44 | 0.020116 | 0.125 | 0.08 | 261 | 0 | 0.364 | 1 | 1 | cs | TRUE
49 | LV_4038-11_0_4_line_49 |  | 45 | 48 | 0.020066 | 0.125 | 0.08 | 261 | 0 | 0.364 | 1 | 1 | cs | TRUE
50 | LV_4038-11_0_4_line_50 |  | 46 | 47 | 0.021154 | 0.125 | 0.08 | 261 | 0 | 0.364 | 1 | 1 | cs | TRUE
51 | LV_4038-11_0_4_line_51 |  | 47 | 49 | 0.01414 | 0.125 | 0.08 | 261 | 0 | 0.364 | 1 | 1 | cs | TRUE
52 | LV_4038-11_0_4_line_52 |  | 48 | 50 | 0.013534 | 0.125 | 0.08 | 261 | 0 | 0.364 | 1 | 1 | cs | TRUE
53 | LV_4038-11_0_4_line_53 |  | 49 | 51 | 0.0104 | 0.125 | 0.08 | 261 | 0 | 0.364 | 1 | 1 | cs | TRUE
54 | LV_4038-11_0_4_line_54 |  | 50 | 52 | 0.0033936 | 0.125 | 0.08 | 261 | 0 | 0.364 | 1 | 1 | cs | TRUE
55 | LV_4038-11_0_4_line_55 |  | 52 | 128 | 0.011064 | 0.125 | 0.08 | 261 | 0 | 0.364 | 1 | 1 | cs | TRUE
56 | LV_4038-11_0_4_line_56 |  | 53 | 54 | 0.019501 | 0.125 | 0.08 | 261 | 0 | 0.364 | 1 | 1 | cs | TRUE
57 | LV_4038-11_0_4_line_57 |  | 53 | 55 | 0.02815 | 0.125 | 0.08 | 261 | 0 | 0.364 | 1 | 1 | cs | TRUE
58 | LV_4038-11_0_4_line_58 |  | 54 | 56 | 0.026697 | 0.125 | 0.08 | 261 | 0 | 0.364 | 1 | 1 | cs | TRUE
59 | LV_4038-11_0_4_line_59 |  | 55 | 57 | 0.021611 | 0.125 | 0.08 | 261 | 0 | 0.364 | 1 | 1 | cs | TRUE
60 | LV_4038-11_0_4_line_60 |  | 56 | 58 | 0.01235 | 0.125 | 0.08 | 261 | 0 | 0.364 | 1 | 1 | cs | TRUE
61 | LV_4038-11_0_4_line_61 |  | 57 | 59 | 0.016385 | 0.125 | 0.08 | 261 | 0 | 0.364 | 1 | 1 | cs | TRUE
62 | LV_4038-11_0_4_line_62 |  | 58 | 60 | 0.0052501 | 0.125 | 0.08 | 261 | 0 | 0.364 | 1 | 1 | cs | TRUE
63 | LV_4038-11_0_4_line_63 |  | 59 | 61 | 0.039045 | 0.125 | 0.08 | 261 | 0 | 0.364 | 1 | 3 | cs | TRUE
64 | LV_4038-11_0_4_line_64 |  | 59 | 62 | 0.010441 | 0.125 | 0.08 | 261 | 0 | 0.364 | 1 | 3 | cs | TRUE
65 | LV_4038-11_0_4_line_65 |  | 60 | 63 | 0.0284 | 0.125 | 0.08 | 261 | 0 | 0.364 | 1 | 1 | cs | TRUE
66 | LV_4038-11_0_4_line_66 |  | 60 | 64 | 0.013707 | 0.125 | 0.08 | 261 | 0 | 0.364 | 1 | 1 | cs | TRUE
67 | LV_4038-11_0_4_line_67 |  | 61 | 65 | 0.014525 | 0.125 | 0.08 | 261 | 0 | 0.364 | 1 | 3 | cs | TRUE
68 | LV_4038-11_0_4_line_68 |  | 62 | 66 | 0.02119 | 0.125 | 0.08 | 261 | 0 | 0.364 | 1 | 3 | cs | TRUE
69 | LV_4038-11_0_4_line_69 |  | 64 | 85 | 0.003939 | 0.125 | 0.08 | 261 | 0 | 0.364 | 1 | 1 | cs | TRUE
70 | LV_4038-11_0_4_line_70 |  | 65 | 82 | 0.015149 | 0.125 | 0.08 | 261 | 0 | 0.364 | 1 | 3 | cs | TRUE
71 | LV_4038-11_0_4_line_71 |  | 66 | 73 | 0.019578 | 0.125 | 0.08 | 261 | 0 | 0.364 | 1 | 3 | cs | TRUE
72 | LV_4038-11_0_4_line_72 |  | 68 | 69 | 0.017202 | 0.125 | 0.08 | 261 | 0 | 0.364 | 1 | 1 | cs | TRUE
73 | LV_4038-11_0_4_line_73 |  | 69 | 70 | 0.011647 | 0.125 | 0.08 | 261 | 0 | 0.364 | 1 | 1 | cs | TRUE
74 | LV_4038-11_0_4_line_74 |  | 70 | 137 | 0.0094763 | 0.125 | 0.08 | 261 | 0 | 0.364 | 1 | 1 | cs | TRUE
75 | LV_4038-11_0_4_line_75 |  | 71 | 72 | 0.01625 | 0.125 | 0.08 | 261 | 0 | 0.364 | 1 | 1 | cs | TRUE
76 | LV_4038-11_0_4_line_76 |  | 73 | 74 | 0.0075715 | 0.125 | 0.08 | 261 | 0 | 0.364 | 1 | 1 | cs | TRUE
77 | LV_4038-11_0_4_line_77 |  | 74 | 75 | 0.0072147 | 0.125 | 0.08 | 261 | 0 | 0.364 | 1 | 1 | cs | TRUE
78 | LV_4038-11_0_4_line_78 |  | 75 | 78 | 0.025655 | 0.125 | 0.08 | 261 | 0 | 0.364 | 1 | 1 | cs | TRUE
79 | LV_4038-11_0_4_line_79 |  | 76 | 77 | 0.011214 | 0.125 | 0.08 | 261 | 0 | 0.364 | 1 | 1 | cs | TRUE
80 | LV_4038-11_0_4_line_80 |  | 77 | 79 | 0.0074762 | 0.125 | 0.08 | 261 | 0 | 0.364 | 1 | 1 | cs | TRUE
81 | LV_4038-11_0_4_line_81 |  | 78 | 80 | 0.017149 | 0.125 | 0.08 | 261 | 0 | 0.364 | 1 | 1 | cs | TRUE
82 | LV_4038-11_0_4_line_82 |  | 78 | 81 | 0.013222 | 0.125 | 0.08 | 261 | 0 | 0.364 | 1 | 1 | cs | TRUE
83 | LV_4038-11_0_4_line_83 |  | 79 | 83 | 0.018999 | 0.125 | 0.08 | 261 | 0 | 0.364 | 1 | 1 | cs | TRUE
84 | LV_4038-11_0_4_line_84 |  | 80 | 157 | 0.015791 | 0.125 | 0.08 | 261 | 0 | 0.364 | 1 | 1 | cs | TRUE
85 | LV_4038-11_0_4_line_85 |  | 81 | 158 | 0.010163 | 0.125 | 0.08 | 261 | 0 | 0.364 | 1 | 1 | cs | TRUE
86 | LV_4038-11_0_4_line_86 |  | 82 | 91 | 0.027526 | 0.125 | 0.08 | 261 | 0 | 0.364 | 1 | 3 | cs | TRUE
87 | LV_4038-11_0_4_line_87 |  | 83 | 155 | 0.018545 | 0.125 | 0.08 | 261 | 0 | 0.364 | 1 | 1 | cs | TRUE
88 | LV_4038-11_0_4_line_88 |  | 84 | 85 | 0.00090181 | 0.125 | 0.08 | 261 | 0 | 0.364 | 1 | 1 | cs | TRUE
89 | LV_4038-11_0_4_line_89 |  | 86 | 87 | 0.00039636 | 0.125 | 0.08 | 261 | 0 | 0.364 | 1 | 1 | cs | TRUE
90 | LV_4038-11_0_4_line_90 |  | 87 | 107 | 0.029537 | 0.125 | 0.08 | 261 | 0 | 0.364 | 1 | 1 | cs | TRUE
91 | LV_4038-11_0_4_line_91 |  | 88 | 89 | 0.024226 | 0.125 | 0.08 | 261 | 0 | 0.364 | 1 | 1 | cs | TRUE
92 | LV_4038-11_0_4_line_92 |  | 88 | 90 | 0.018147 | 0.125 | 0.08 | 261 | 0 | 0.364 | 1 | 1 | cs | TRUE
93 | LV_4038-11_0_4_line_93 |  | 89 | 94 | 0.0032268 | 0.125 | 0.08 | 261 | 0 | 0.364 | 1 | 1 | cs | TRUE
94 | LV_4038-11_0_4_line_94 |  | 90 | 92 | 0.0057183 | 0.125 | 0.08 | 261 | 0 | 0.364 | 1 | 1 | cs | TRUE
95 | LV_4038-11_0_4_line_95 |  | 90 | 91 | 0.018369 | 0.125 | 0.08 | 261 | 0 | 0.364 | 1 | 2 | cs | TRUE
96 | LV_4038-11_0_4_line_96 |  | 92 | 93 | 0.029274 | 0.125 | 0.08 | 261 | 0 | 0.364 | 1 | 1 | cs | TRUE
97 | LV_4038-11_0_4_line_97 |  | 93 | 95 | 0.0069403 | 0.125 | 0.08 | 261 | 0 | 0.364 | 1 | 1 | cs | TRUE
98 | LV_4038-11_0_4_line_98 |  | 94 | 96 | 0.0028079 | 0.125 | 0.08 | 261 | 0 | 0.364 | 1 | 1 | cs | TRUE
99 | LV_4038-11_0_4_line_99 |  | 95 | 97 | 0.014982 | 0.125 | 0.08 | 261 | 0 | 0.364 | 1 | 1 | cs | TRUE
100 | LV_4038-11_0_4_line_100 |  | 96 | 120 | 0.0048197 | 0.125 | 0.08 | 261 | 0 | 0.364 | 1 | 1 | cs | TRUE
101 | LV_4038-11_0_4_line_101 |  | 97 | 98 | 0.028375 | 0.125 | 0.08 | 261 | 0 | 0.364 | 1 | 1 | cs | TRUE
102 | LV_4038-11_0_4_line_102 |  | 97 | 99 | 0.014605 | 0.125 | 0.08 | 261 | 0 | 0.364 | 1 | 1 | cs | TRUE
103 | LV_4038-11_0_4_line_103 |  | 98 | 100 | 0.015897 | 0.125 | 0.08 | 261 | 0 | 0.364 | 1 | 1 | cs | TRUE
104 | LV_4038-11_0_4_line_104 |  | 99 | 101 | 0.025714 | 0.125 | 0.08 | 261 | 0 | 0.364 | 1 | 1 | cs | TRUE
105 | LV_4038-11_0_4_line_105 |  | 100 | 102 | 0.0030938 | 0.125 | 0.08 | 261 | 0 | 0.364 | 1 | 1 | cs | TRUE
106 | LV_4038-11_0_4_line_106 |  | 101 | 103 | 0.016073 | 0.125 | 0.08 | 261 | 0 | 0.364 | 1 | 1 | cs | TRUE
107 | LV_4038-11_0_4_line_107 |  | 102 | 113 | 0.0041295 | 0.125 | 0.08 | 261 | 0 | 0.364 | 1 | 1 | cs | TRUE
108 | LV_4038-11_0_4_line_108 |  | 103 | 110 | 0.0039581 | 0.125 | 0.08 | 261 | 0 | 0.364 | 1 | 1 | cs | TRUE
109 | LV_4038-11_0_4_line_109 |  | 104 | 105 | 0.00089383 | 0.125 | 0.08 | 261 | 0 | 0.364 | 1 | 1 | cs | TRUE
110 | LV_4038-11_0_4_line_110 |  | 105 | 106 | 0.00051061 | 0.125 | 0.08 | 261 | 0 | 0.364 | 1 | 1 | cs | TRUE
111 | LV_4038-11_0_4_line_111 |  | 106 | 107 | 0.020039 | 0.125 | 0.08 | 261 | 0 | 0.364 | 1 | 1 | cs | TRUE
112 | LV_4038-11_0_4_line_112 |  | 107 | 108 | 0.0010357 | 0.125 | 0.08 | 261 | 0 | 0.364 | 1 | 1 | cs | TRUE
113 | LV_4038-11_0_4_line_113 |  | 108 | 109 | 0.02117 | 0.125 | 0.08 | 261 | 0 | 0.364 | 1 | 1 | cs | TRUE
114 | LV_4038-11_0_4_line_114 |  | 109 | 123 | 0.0049892 | 0.125 | 0.08 | 261 | 0 | 0.364 | 1 | 1 | cs | TRUE
115 | LV_4038-11_0_4_line_115 |  | 110 | 111 | 0.012522 | 0.125 | 0.08 | 261 | 0 | 0.364 | 1 | 1 | cs | TRUE
116 | LV_4038-11_0_4_line_116 |  | 111 | 112 | 0.015901 | 0.125 | 0.08 | 261 | 0 | 0.364 | 1 | 1 | cs | TRUE
117 | LV_4038-11_0_4_line_117 |  | 112 | 125 | 0.011047 | 0.125 | 0.08 | 261 | 0 | 0.364 | 1 | 1 | cs | TRUE
118 | LV_4038-11_0_4_line_118 |  | 114 | 115 | 0.037741 | 0.125 | 0.08 | 261 | 0 | 0.364 | 1 | 1 | cs | TRUE
119 | LV_4038-11_0_4_line_119 |  | 115 | 116 | 0.013177 | 0.125 | 0.08 | 261 | 0 | 0.364 | 1 | 1 | cs | TRUE
120 | LV_4038-11_0_4_line_120 |  | 115 | 117 | 0.025484 | 0.125 | 0.08 | 261 | 0 | 0.364 | 1 | 1 | cs | TRUE
121 | LV_4038-11_0_4_line_121 |  | 116 | 118 | 0.013812 | 0.125 | 0.08 | 261 | 0 | 0.364 | 1 | 1 | cs | TRUE
122 | LV_4038-11_0_4_line_122 |  | 117 | 119 | 0.0050435 | 0.125 | 0.08 | 261 | 0 | 0.364 | 1 | 1 | cs | TRUE
123 | LV_4038-11_0_4_line_123 |  | 118 | 120 | 0.020404 | 0.125 | 0.08 | 261 | 0 | 0.364 | 1 | 1 | cs | TRUE
124 | LV_4038-11_0_4_line_124 |  | 119 | 121 | 0.0045356 | 0.125 | 0.08 | 261 | 0 | 0.364 | 1 | 1 | cs | TRUE
125 | LV_4038-11_0_4_line_125 |  | 121 | 122 | 0.00094208 | 0.125 | 0.08 | 261 | 0 | 0.364 | 1 | 1 | cs | TRUE
126 | LV_4038-11_0_4_line_126 |  | 122 | 173 | 0.0014019 | 0.125 | 0.08 | 261 | 0 | 0.364 | 1 | 1 | cs | TRUE
127 | LV_4038-11_0_4_line_127 |  | 123 | 124 | 0.021809 | 0.125 | 0.08 | 261 | 0 | 0.364 | 1 | 1 | cs | TRUE
128 | LV_4038-11_0_4_line_128 |  | 124 | 125 | 0.0099051 | 0.125 | 0.08 | 261 | 0 | 0.364 | 1 | 1 | cs | TRUE
129 | LV_4038-11_0_4_line_129 |  | 126 | 127 | 0.027596 | 0.125 | 0.08 | 261 | 0 | 0.364 | 1 | 1 | cs | TRUE
130 | LV_4038-11_0_4_line_130 |  | 126 | 128 | 0.0050729 | 0.125 | 0.08 | 261 | 0 | 0.364 | 1 | 1 | cs | TRUE
131 | LV_4038-11_0_4_line_131 |  | 127 | 129 | 0.011668 | 0.125 | 0.08 | 261 | 0 | 0.364 | 1 | 1 | cs | TRUE
132 | LV_4038-11_0_4_line_132 |  | 128 | 130 | 0.018102 | 0.125 | 0.08 | 261 | 0 | 0.364 | 1 | 1 | cs | TRUE
133 | LV_4038-11_0_4_line_133 |  | 129 | 131 | 0.0042164 | 0.125 | 0.08 | 261 | 0 | 0.364 | 1 | 1 | cs | TRUE
134 | LV_4038-11_0_4_line_134 |  | 130 | 132 | 0.007571 | 0.125 | 0.08 | 261 | 0 | 0.364 | 1 | 1 | cs | TRUE
135 | LV_4038-11_0_4_line_135 |  | 131 | 133 | 0.0027263 | 0.125 | 0.08 | 261 | 0 | 0.364 | 1 | 1 | cs | TRUE
136 | LV_4038-11_0_4_line_136 |  | 132 | 134 | 0.010072 | 0.125 | 0.08 | 261 | 0 | 0.364 | 1 | 1 | cs | TRUE
137 | LV_4038-11_0_4_line_137 |  | 133 | 135 | 0.020963 | 0.125 | 0.08 | 261 | 0 | 0.364 | 1 | 1 | cs | TRUE
138 | LV_4038-11_0_4_line_138 |  | 134 | 136 | 0.0011938 | 0.125 | 0.08 | 261 | 0 | 0.364 | 1 | 1 | cs | TRUE
139 | LV_4038-11_0_4_line_139 |  | 135 | 143 | 0.011602 | 0.125 | 0.08 | 261 | 0 | 0.364 | 1 | 1 | cs | TRUE
140 | LV_4038-11_0_4_line_140 |  | 137 | 138 | 0.013884 | 0.125 | 0.08 | 261 | 0 | 0.364 | 1 | 1 | cs | TRUE
141 | LV_4038-11_0_4_line_141 |  | 138 | 139 | 0.0038731 | 0.125 | 0.08 | 261 | 0 | 0.364 | 1 | 1 | cs | TRUE
142 | LV_4038-11_0_4_line_142 |  | 139 | 140 | 0.020198 | 0.125 | 0.08 | 261 | 0 | 0.364 | 1 | 1 | cs | TRUE
143 | LV_4038-11_0_4_line_143 |  | 140 | 141 | 0.00094129 | 0.125 | 0.08 | 261 | 0 | 0.364 | 1 | 1 | cs | TRUE
144 | LV_4038-11_0_4_line_144 |  | 141 | 146 | 0.021182 | 0.125 | 0.08 | 261 | 0 | 0.364 | 1 | 1 | cs | TRUE
145 | LV_4038-11_0_4_line_145 |  | 142 | 143 | 0.0019397 | 0.125 | 0.08 | 261 | 0 | 0.364 | 1 | 1 | cs | TRUE
146 | LV_4038-11_0_4_line_146 |  | 142 | 144 | 0.021864 | 0.125 | 0.08 | 261 | 0 | 0.364 | 1 | 1 | cs | TRUE
147 | LV_4038-11_0_4_line_147 |  | 144 | 145 | 0.0002186 | 0.125 | 0.08 | 261 | 0 | 0.364 | 1 | 1 | cs | TRUE
148 | LV_4038-11_0_4_line_148 |  | 145 | 146 | 0.0018523 | 0.125 | 0.08 | 261 | 0 | 0.364 | 1 | 1 | cs | TRUE
149 | LV_4038-11_0_4_line_149 |  | 147 | 148 | 0.022298 | 0.125 | 0.08 | 261 | 0 | 0.364 | 1 | 1 | cs | TRUE
150 | LV_4038-11_0_4_line_150 |  | 147 | 149 | 0.026894 | 0.125 | 0.08 | 261 | 0 | 0.364 | 1 | 1 | cs | TRUE
151 | LV_4038-11_0_4_line_151 |  | 148 | 150 | 0.025383 | 0.125 | 0.08 | 261 | 0 | 0.364 | 1 | 1 | cs | TRUE
152 | LV_4038-11_0_4_line_152 |  | 148 | 151 | 0.027742 | 0.125 | 0.08 | 261 | 0 | 0.364 | 1 | 1 | cs | TRUE
153 | LV_4038-11_0_4_line_153 |  | 150 | 152 | 0.014823 | 0.125 | 0.08 | 261 | 0 | 0.364 | 1 | 1 | cs | TRUE
154 | LV_4038-11_0_4_line_154 |  | 151 | 153 | 0.017604 | 0.125 | 0.08 | 261 | 0 | 0.364 | 1 | 1 | cs | TRUE
155 | LV_4038-11_0_4_line_155 |  | 153 | 154 | 0.010242 | 0.125 | 0.08 | 261 | 0 | 0.364 | 1 | 1 | cs | TRUE
156 | LV_4038-11_0_4_line_156 |  | 154 | 164 | 0.016574 | 0.125 | 0.08 | 261 | 0 | 0.364 | 1 | 1 | cs | TRUE
157 | LV_4038-11_0_4_line_157 |  | 155 | 156 | 0.015058 | 0.125 | 0.08 | 261 | 0 | 0.364 | 1 | 1 | cs | TRUE
158 | LV_4038-11_0_4_line_158 |  | 156 | 157 | 0.0037554 | 0.125 | 0.08 | 261 | 0 | 0.364 | 1 | 1 | cs | TRUE
159 | LV_4038-11_0_4_line_159 |  | 158 | 159 | 0.01344 | 0.125 | 0.08 | 261 | 0 | 0.364 | 1 | 1 | cs | TRUE
160 | LV_4038-11_0_4_line_160 |  | 159 | 160 | 0.011256 | 0.125 | 0.08 | 261 | 0 | 0.364 | 1 | 1 | cs | TRUE
161 | LV_4038-11_0_4_line_161 |  | 160 | 161 | 0.0228 | 0.125 | 0.08 | 261 | 0 | 0.364 | 1 | 1 | cs | TRUE
162 | LV_4038-11_0_4_line_162 |  | 161 | 162 | 0.0065745 | 0.125 | 0.08 | 261 | 0 | 0.364 | 1 | 1 | cs | TRUE
163 | LV_4038-11_0_4_line_163 |  | 162 | 163 | 0.030481 | 0.125 | 0.08 | 261 | 0 | 0.364 | 1 | 1 | cs | TRUE
164 | LV_4038-11_0_4_line_164 |  | 164 | 165 | 0.0058934 | 0.125 | 0.08 | 261 | 0 | 0.364 | 1 | 1 | cs | TRUE
165 | LV_4038-11_0_4_line_165 |  | 164 | 166 | 0.023892 | 0.125 | 0.08 | 261 | 0 | 0.364 | 1 | 1 | cs | TRUE
166 | LV_4038-11_0_4_line_166 |  | 165 | 167 | 0.0053583 | 0.125 | 0.08 | 261 | 0 | 0.364 | 1 | 1 | cs | TRUE
167 | LV_4038-11_0_4_line_167 |  | 166 | 168 | 0.0054781 | 0.125 | 0.08 | 261 | 0 | 0.364 | 1 | 1 | cs | TRUE
168 | LV_4038-11_0_4_line_168 |  | 167 | 169 | 0.0058445 | 0.125 | 0.08 | 261 | 0 | 0.364 | 1 | 1 | cs | TRUE
169 | LV_4038-11_0_4_line_169 |  | 168 | 170 | 0.017163 | 0.125 | 0.08 | 261 | 0 | 0.364 | 1 | 1 | cs | TRUE
170 | LV_4038-11_0_4_line_170 |  | 169 | 174 | 0.0083982 | 0.125 | 0.08 | 261 | 0 | 0.364 | 1 | 1 | cs | TRUE
171 | LV_4038-11_0_4_line_171 |  | 170 | 171 | 0.014169 | 0.125 | 0.08 | 261 | 0 | 0.364 | 1 | 1 | cs | TRUE
172 | LV_4038-11_0_4_line_172 |  | 171 | 172 | 0.0093725 | 0.125 | 0.08 | 261 | 0 | 0.364 | 1 | 1 | cs | TRUE
173 | LV_4038-11_0_4_line_173 |  | 172 | 173 | 0.013984 | 0.125 | 0.08 | 261 | 0 | 0.364 | 1 | 1 | cs | TRUE
174 | LV_4038-11_0_4_line_174 |  | 174 | 176 | 0.012026 | 0.125 | 0.08 | 261 | 0 | 0.364 | 1 | 1 | cs | TRUE
175 | LV_4038-11_0_4_line_175 |  | 175 | 176 | 0.0032133 | 0.125 | 0.08 | 261 | 0 | 0.364 | 1 | 1 | cs | TRUE
176 | LV_4038-11_0_4_line_176 |  | 175 | 177 | 0.010128 | 0.125 | 0.08 | 261 | 0 | 0.364 | 1 | 1 | cs | TRUE

## trafo
| name | std_type | hv_bus | lv_bus | sn_mva | vn_hv_kv | vn_lv_kv | vk_percent | vkr_percent | pfe_kw | i0_percent | shift_degree | tap_side | tap_neutral | tap_min | tap_max | tap_step_percent | tap_step_degree | tap_pos | tap_phase_shifter | parallel | df | in_service
0 | LV_4038-11_0_4_trafo_49 | 0.63 MVA 20/0.4 kV | 178 | 73 | 0.63 | 20 | 0.4 | 6 | 1.206 | 1.65 | 0.2619 | 150 | hv | 0 | -2 | 2 | 2.5 | 0 | 0 | FALSE | 1 | 1 | TRUE

## line_geodata
| x0 | y0 | x1 | y1 | x2 | y2 | x3 | y3 | x4 | y4 | x5 | y5
0 | 2664983.4626 | 1259888.1685 | 2665001.1516 | 1259884.1538
1 | 2664983.4626 | 1259888.1685 | 2664966.5289 | 1259892.0118
2 | 2665019.9768 | 1259879.6687 | 2665002.8375 | 1259883.7712 | 2665001.1516 | 1259884.1538
3 | 2664958.7711 | 1259893.7726 | 2664966.5289 | 1259892.0118
4 | 2665019.9768 | 1259879.6687 | 2665039.2148 | 1259875.0638
5 | 2664963.3712 | 1259912.0809 | 2664961.5742 | 1259899.3296 | 2664958.7711 | 1259893.7726
6 | 2664958.7711 | 1259893.7726 | 2664952.7067 | 1259885.7123
7 | 2665054.5351 | 1259871.3967 | 2665039.2148 | 1259875.0638
8 | 2664963.3712 | 1259912.0809 | 2664955.1984 | 1259913.003 | 2664942.7111 | 1259918.3366 | 2664942.4085 | 1259918.5774
9 | 2664963.3712 | 1259912.0809 | 2664973.5697 | 1259912.9088
10 | 2664946.5732 | 1259877.5601 | 2664952.7067 | 1259885.7123
11 | 2665047.0605 | 1259848.5756 | 2665048.1068 | 1259855.5477 | 2665054.5351 | 1259871.3967
12 | 2665054.5351 | 1259871.3967 | 2665056.9803 | 1259875.3328
13 | 2664940.7673 | 1259919.8832 | 2664942.4085 | 1259918.5774
14 | 2664976.5192 | 1259913.1482 | 2664973.5697 | 1259912.9088
15 | 2664946.5732 | 1259877.5601 | 2664959.3103 | 1259870.0534
16 | 2664946.5732 | 1259877.5601 | 2664939.1714 | 1259866.9811
17 | 2665047.0605 | 1259848.5756 | 2665050.5807 | 1259842.3764 | 2665057.0968 | 1259840.4373
18 | 2665047.0605 | 1259848.5756 | 2665044.9595 | 1259840.833
19 | 2665056.9803 | 1259875.3328 | 2665060.5366 | 1259881.0576
20 | 2664914.3501 | 1259940.9088 | 2664923.5504 | 1259933.5821 | 2664940.7673 | 1259919.8832
21 | 2664976.5192 | 1259913.1482 | 2664978.3437 | 1259930.801
22 | 2664976.5192 | 1259913.1482 | 2665004.9565 | 1259916.2369
23 | 2664935.7848 | 1259861.9022 | 2664936.4439 | 1259863.0828 | 2664939.1714 | 1259866.9811
24 | 2665040.9685 | 1259826.1255 | 2665044.9595 | 1259840.833
25 | 2665067.5548 | 1259892.3552 | 2665060.5366 | 1259881.0576
26 | 2665040.9685 | 1259826.1255 | 2665030.2497 | 1259831.5414
27 | 2665067.5548 | 1259892.3552 | 2665100.9806 | 1259872.7259
28 | 2665067.5548 | 1259892.3552 | 2665070.9083 | 1259901.3409
29 | 2664935.7848 | 1259861.9022 | 2664921.5574 | 1259836.4176
30 | 2664862.8308 | 1259831.6656 | 2664876.1382 | 1259828.8075 | 2664883.6391 | 1259827.1388
31 | 2664862.8308 | 1259831.6656 | 2664852.4458 | 1259833.8961 | 2664850.4069 | 1259835.6195 | 2664845.8848 | 1259847.3812
32 | 2664862.8308 | 1259831.6656 | 2664860.8752 | 1259780.7916
33 | 2664945.6452 | 1259732.0216 | 2664968.5821 | 1259731.2615
34 | 2664940.6172 | 1259730.7871 | 2664945.156 | 1259732.0378 | 2664945.6452 | 1259732.0216
35 | 2664925.0345 | 1259703.5962 | 2664928.9662 | 1259714.8364 | 2664934.4132 | 1259725.3706 | 2664940.6172 | 1259730.7871
36 | 2664891.9096 | 1259714.4298 | 2664896.5448 | 1259708.9544 | 2664898.3657 | 1259704.4377 | 2664903.0155 | 1259698.3175 | 2664910.7717 | 1259701.7273 | 2664925.0345 | 1259703.5962
37 | 2664982.9499 | 1259856.1214 | 2664991.0438 | 1259851.3512 | 2665001.602 | 1259846.0164
38 | 2665015.672 | 1259838.9072 | 2665001.602 | 1259846.0164
39 | 2664845.8848 | 1259847.3812 | 2664845.6731 | 1259847.9316
40 | 2664860.8752 | 1259780.7916 | 2664884.7439 | 1259775.8132
41 | 2664860.8752 | 1259780.7916 | 2664852.2545 | 1259782.5897 | 2664846.3999 | 1259781.141
42 | 2664897.6347 | 1259773.1245 | 2664884.7439 | 1259775.8132
43 | 2664897.9166 | 1259773.4174 | 2664897.6347 | 1259773.1245 | 2664897.6347 | 1259773.1245
44 | 2664897.6347 | 1259773.1245 | 2664889.4287 | 1259717.1792
45 | 2664905.2286 | 1259781.0136 | 2664897.9166 | 1259773.4174
46 | 2664891.9096 | 1259714.4298 | 2664889.4287 | 1259717.1792
47 | 2665015.672 | 1259838.9072 | 2665030.2497 | 1259831.5414
48 | 2665004.9565 | 1259916.2369 | 2665024.955 | 1259918.409
49 | 2664978.3437 | 1259930.801 | 2664979.8235 | 1259945.1191 | 2664982.3527 | 1259948.8385 | 2664983.4372 | 1259949.2871
50 | 2665079.4885 | 1259924.3321 | 2665058.4586 | 1259922.0479
51 | 2665079.4885 | 1259924.3321 | 2665074.5446 | 1259911.0846
52 | 2664995.9436 | 1259954.4606 | 2664983.4372 | 1259949.2871
53 | 2665070.9083 | 1259901.3409 | 2665074.5446 | 1259911.0846
54 | 2664995.9436 | 1259954.4606 | 2664999.0795 | 1259955.7578
55 | 2665009.3033 | 1259959.987 | 2664999.0795 | 1259955.7578
56 | 2664849.3521 | 1259886.7273 | 2664865.7191 | 1259897.3291
57 | 2664888.019 | 1259914.4359 | 2664873.5298 | 1259902.3885 | 2664865.7191 | 1259897.3291
58 | 2664849.3521 | 1259886.7273 | 2664836.6862 | 1259878.5229 | 2664829.8094 | 1259869.1733
59 | 2664904.6361 | 1259928.2526 | 2664888.019 | 1259914.4359
60 | 2664823.6502 | 1259858.4878 | 2664828.532 | 1259867.4366 | 2664829.8094 | 1259869.1733
61 | 2664914.3501 | 1259940.9088 | 2664911.136 | 1259933.6571 | 2664904.6361 | 1259928.2526
62 | 2664821.1359 | 1259853.8789 | 2664823.6502 | 1259858.4878
63 | 2664914.3501 | 1259940.9088 | 2664899.1445 | 1259948.77 | 2664879.6124 | 1259958.7359
64 | 2664914.3501 | 1259940.9088 | 2664918.2616 | 1259948.4794 | 2664919.1473 | 1259950.1904
65 | 2664821.1359 | 1259853.8789 | 2664838.0263 | 1259855.2872 | 2664840.1845 | 1259855.0551 | 2664844.2467 | 1259851.6415 | 2664845.6731 | 1259847.9316
66 | 2664807.603 | 1259851.4623 | 2664821.1359 | 1259853.8789
67 | 2664866.6741 | 1259965.3374 | 2664879.6124 | 1259958.7359
68 | 2664919.1473 | 1259950.1904 | 2664927.5487 | 1259969.6437
69 | 2664807.603 | 1259851.4623 | 2664803.7804 | 1259850.5117
70 | 2664866.6741 | 1259965.3374 | 2664859.8645 | 1259957.4236 | 2664856.6356 | 1259960.8516
71 | 2664933.4078 | 1259988.2785 | 2664929.8492 | 1259974.9704 | 2664927.5487 | 1259969.6437
72 | 2665195.1668 | 1259956.8805 | 2665210.9017 | 1259949.9305
73 | 2665195.1668 | 1259956.8805 | 2665193.7089 | 1259957.5244 | 2665183.9108 | 1259959.7747
74 | 2665174.675 | 1259961.8958 | 2665174.675 | 1259961.8958 | 2665183.9108 | 1259959.7747
75 | 2664830.6254 | 1259777.2376 | 2664846.3999 | 1259781.141
76 | 2664933.4078 | 1259988.2785 | 2664935.3637 | 1259995.593
77 | 2664937.2275 | 1260002.5628 | 2664935.3637 | 1259995.593
78 | 2664938.0216 | 1260026.9427 | 2664941.527 | 1260018.6417 | 2664937.2275 | 1260002.5628
79 | 2664909.0229 | 1259977.0301 | 2664898.1631 | 1259979.8265
80 | 2664892.0568 | 1259984.1399 | 2664898.1631 | 1259979.8265 | 2664898.1631 | 1259979.8265
81 | 2664938.0216 | 1260026.9427 | 2664921.1016 | 1260024.1473
82 | 2664938.0216 | 1260026.9427 | 2664931.4006 | 1260038.3874
83 | 2664892.0568 | 1259984.1399 | 2664881.3763 | 1259991.6845 | 2664879.6409 | 1259997.3474
84 | 2664921.1016 | 1260024.1473 | 2664920.5751 | 1260024.0603 | 2664905.3721 | 1260022.7704 | 2664905.3721 | 1260022.7704
85 | 2664931.4006 | 1260038.3874 | 2664926.3114 | 1260047.1844
86 | 2664856.6356 | 1259960.8516 | 2664837.7621 | 1259980.8885
87 | 2664879.6409 | 1259997.3474 | 2664879.6409 | 1259997.3474 | 2664880.495 | 1260002.6274 | 2664890.7507 | 1260010.9315
88 | 2664803.7804 | 1259850.5117 | 2664802.9052 | 1259850.294
89 | 2664790.4699 | 1259901.4217 | 2664790.7701 | 1259901.6806
90 | 2664813.1349 | 1259920.9739 | 2664790.7701 | 1259901.6806
91 | 2664834.6069 | 1260009.7743 | 2664831.1224 | 1260024.4358 | 2664829.6732 | 1260033.4764
92 | 2664825.1673 | 1259994.2595 | 2664834.6069 | 1260009.7743
93 | 2664829.6732 | 1260033.4764 | 2664829.1624 | 1260036.6625
94 | 2664825.1673 | 1259994.2595 | 2664821.4876 | 1259998.6365
95 | 2664825.1673 | 1259994.2595 | 2664837.7621 | 1259980.8885
96 | 2664802.6497 | 1260021.0439 | 2664821.4876 | 1259998.6365
97 | 2664802.6497 | 1260021.0439 | 2664798.1836 | 1260026.3562
98 | 2664828.718 | 1260039.435 | 2664829.1624 | 1260036.6625
99 | 2664788.5428 | 1260037.8238 | 2664798.1836 | 1260026.3562
100 | 2664828.718 | 1260039.435 | 2664828.6064 | 1260040.1308 | 2664827.7014 | 1260044.1451
101 | 2664788.5428 | 1260037.8238 | 2664768.0522 | 1260047.9404 | 2664762.9853 | 1260050.1374
102 | 2664788.5428 | 1260037.8238 | 2664780.4906 | 1260025.6394
103 | 2664748.4003 | 1260056.4617 | 2664762.9853 | 1260050.1374
104 | 2664780.4906 | 1260025.6394 | 2664766.3136 | 1260004.187
105 | 2664748.4003 | 1260056.4617 | 2664748.393 | 1260056.4649 | 2664745.5774 | 1260057.7278
106 | 2664766.3136 | 1260004.187 | 2664757.4519 | 1259990.7776
107 | 2664745.5774 | 1260057.7278 | 2664741.8096 | 1260059.4178
108 | 2664755.2697 | 1259987.4755 | 2664757.4519 | 1259990.7776
109 | 2664826.7807 | 1259905.6092 | 2664827.3742 | 1259904.9409
110 | 2664826.4416 | 1259905.991 | 2664826.7807 | 1259905.6092
111 | 2664813.1349 | 1259920.9739 | 2664826.4416 | 1259905.991
112 | 2664813.1349 | 1259920.9739 | 2664812.3966 | 1259921.7004
113 | 2664797.3071 | 1259936.5488 | 2664812.3966 | 1259921.7004
114 | 2664797.3071 | 1259936.5488 | 2664793.7509 | 1259940.0481
115 | 2664748.3657 | 1259977.0285 | 2664755.2697 | 1259987.4755
116 | 2664761.7184 | 1259968.3348 | 2664748.3657 | 1259977.0285
117 | 2664761.7184 | 1259968.3348 | 2664770.1669 | 1259961.217
118 | 2664811.7287 | 1260088.5149 | 2664796.5933 | 1260108.5862 | 2664787.3901 | 1260117.1953
119 | 2664811.7287 | 1260088.5149 | 2664817.5555 | 1260076.6962
120 | 2664811.7287 | 1260088.5149 | 2664825.3061 | 1260095.0684 | 2664831.6157 | 1260103.3455
121 | 2664822.7367 | 1260063.908 | 2664819.275 | 1260073.2085 | 2664817.5555 | 1260076.6962
122 | 2664834.6732 | 1260107.3565 | 2664831.6157 | 1260103.3455
123 | 2664827.7014 | 1260044.1451 | 2664824.0275 | 1260060.4401 | 2664822.7367 | 1260063.908
124 | 2664834.6732 | 1260107.3565 | 2664837.4229 | 1260110.9636
125 | 2664837.994 | 1260111.7128 | 2664837.4229 | 1260110.9636
126 | 2664837.994 | 1260111.7128 | 2664838.8439 | 1260112.8278
127 | 2664793.7509 | 1259940.0481 | 2664784.5705 | 1259949.0819 | 2664777.7419 | 1259954.835
128 | 2664770.1669 | 1259961.217 | 2664777.7419 | 1259954.835
129 | 2665013.6341 | 1259962.6286 | 2665026.6054 | 1259970.5404 | 2665036.8184 | 1259971.8758 | 2665038.868 | 1259971.4084
130 | 2665009.3033 | 1259959.987 | 2665013.6341 | 1259962.6286
131 | 2665038.868 | 1259971.4084 | 2665050.2444 | 1259968.8144
132 | 2665009.3033 | 1259959.987 | 2665006.1467 | 1259977.812
133 | 2665054.3553 | 1259967.877 | 2665050.2444 | 1259968.8144
134 | 2665006.1467 | 1259977.812 | 2665005.9604 | 1259978.8642 | 2665005.5424 | 1259985.3533 | 2665005.5424 | 1259985.3533
135 | 2665054.3553 | 1259967.877 | 2665057.0134 | 1259967.2709
136 | 2665009.2737 | 1259994.709 | 2665005.5424 | 1259985.3533
137 | 2665057.0134 | 1259967.2709 | 2665077.4519 | 1259962.6105
138 | 2665009.7159 | 1259995.8179 | 2665009.2737 | 1259994.709
139 | 2665088.8925 | 1259961.0746 | 2665083.7108 | 1259961.1833 | 2665077.4519 | 1259962.6105
140 | 2665174.675 | 1259961.8958 | 2665160.8522 | 1259963.1986
141 | 2665156.9962 | 1259963.5621 | 2665160.8522 | 1259963.1986
142 | 2665156.9962 | 1259963.5621 | 2665153.5493 | 1259963.887 | 2665136.8352 | 1259963.0366
143 | 2665135.8951 | 1259962.9888 | 2665136.8352 | 1259963.0366
144 | 2665135.8951 | 1259962.9888 | 2665114.7406 | 1259961.9126
145 | 2665088.8925 | 1259961.0746 | 2665090.8317 | 1259961.034
146 | 2665112.6724 | 1259961.8074 | 2665095.5316 | 1259960.9354 | 2665090.8317 | 1259961.034
147 | 2665112.6724 | 1259961.8074 | 2665112.8908 | 1259961.8185
148 | 2665112.8908 | 1259961.8185 | 2665114.7406 | 1259961.9126
149 | 2664814.7723 | 1260247.5095 | 2664819.7426 | 1260243.7389 | 2664835.8022 | 1260243.6697
150 | 2664862.6961 | 1260243.5538 | 2664835.8022 | 1260243.6697
151 | 2664814.7723 | 1260247.5095 | 2664826.1677 | 1260270.2065
152 | 2664814.7723 | 1260247.5095 | 2664808.6181 | 1260238.9581 | 2664812.2153 | 1260227.7559 | 2664814.2152 | 1260222.6963
153 | 2664826.1677 | 1260270.2065 | 2664837.3132 | 1260275.8105 | 2664839.5826 | 1260276.4107
154 | 2664814.2152 | 1260222.6963 | 2664815.3467 | 1260219.851 | 2664825.579 | 1260211.1456 | 2664826.5388 | 1260210.5934
155 | 2664835.4169 | 1260205.4864 | 2664826.5388 | 1260210.5934
156 | 2664847.2999 | 1260193.9486 | 2664835.7271 | 1260205.308 | 2664835.4169 | 1260205.4864
157 | 2664902.4535 | 1260020.4072 | 2664890.7507 | 1260010.9315
158 | 2664902.4535 | 1260020.4072 | 2664905.3721 | 1260022.7704
159 | 2664920.5279 | 1260059.2774 | 2664920.5546 | 1260058.8857 | 2664925.1223 | 1260049.2398 | 2664926.3114 | 1260047.1844
160 | 2664920.5279 | 1260059.2774 | 2664919.7638 | 1260070.5078
161 | 2664931.1757 | 1260090.2426 | 2664924.2644 | 1260078.652 | 2664919.7638 | 1260070.5078 | 2664919.7638 | 1260070.5078
162 | 2664931.1757 | 1260090.2426 | 2664932.6937 | 1260092.7882 | 2664935.2406 | 1260095.3475
163 | 2664957.1119 | 1260116.5305 | 2664953.8722 | 1260114.0695 | 2664935.2406 | 1260095.3475
164 | 2664847.2999 | 1260193.9486 | 2664853.0784 | 1260195.107
165 | 2664847.2999 | 1260193.9486 | 2664853.1086 | 1260170.773
166 | 2664858.3322 | 1260196.1602 | 2664853.0784 | 1260195.107
167 | 2664853.1086 | 1260170.773 | 2664852.0099 | 1260165.4062
168 | 2664864.0626 | 1260197.3089 | 2664858.3322 | 1260196.1602
169 | 2664852.0099 | 1260165.4062 | 2664848.5676 | 1260148.5921
170 | 2664864.0626 | 1260197.3089 | 2664872.297 | 1260198.9595
171 | 2664845.7257 | 1260134.7108 | 2664848.5676 | 1260148.5921
172 | 2664843.8459 | 1260125.5288 | 2664845.7257 | 1260134.7108
173 | 2664838.8439 | 1260112.8278 | 2664842.1276 | 1260117.1355 | 2664843.8459 | 1260125.5288
174 | 2664884.2934 | 1260198.116 | 2664872.297 | 1260198.9595 | 2664872.297 | 1260198.9595
175 | 2664887.4988 | 1260197.8905 | 2664884.2934 | 1260198.116
176 | 2664897.6023 | 1260197.1801 | 2664887.4988 | 1260197.8905

## bus_geodata
| x | y | coords
0 | 2664983.4626 | 1259888.1685
1 | 2665001.1516 | 1259884.1538
2 | 2664966.5289 | 1259892.0118
3 | 2665019.9768 | 1259879.6687
4 | 2664958.7711 | 1259893.7726
5 | 2665039.2148 | 1259875.0638
6 | 2664963.3712 | 1259912.0809
7 | 2664952.7067 | 1259885.7123
8 | 2665054.5351 | 1259871.3967
9 | 2664942.4085 | 1259918.5774
10 | 2664973.5697 | 1259912.9088
11 | 2664946.5732 | 1259877.5601
12 | 2665047.0605 | 1259848.5756
13 | 2665056.9803 | 1259875.3328
14 | 2664940.7673 | 1259919.8832
15 | 2664976.5192 | 1259913.1482
16 | 2664959.3103 | 1259870.0534
17 | 2664939.1714 | 1259866.9811
18 | 2665057.0968 | 1259840.4373
19 | 2665044.9595 | 1259840.833
20 | 2665060.5366 | 1259881.0576
21 | 2665040.9685 | 1259826.1255
22 | 2665067.5548 | 1259892.3552
23 | 2664935.7848 | 1259861.9022
24 | 2664921.5574 | 1259836.4176
25 | 2664883.6391 | 1259827.1388
26 | 2664862.8308 | 1259831.6656
27 | 2664945.6452 | 1259732.0216
28 | 2664968.5821 | 1259731.2615
29 | 2664940.6172 | 1259730.7871
30 | 2664925.0345 | 1259703.5962
31 | 2664982.9499 | 1259856.1214
32 | 2665001.602 | 1259846.0164
33 | 2664845.8848 | 1259847.3812
34 | 2664860.8752 | 1259780.7916
35 | 2664884.7439 | 1259775.8132
36 | 2664897.6347 | 1259773.1245
37 | 2664897.9166 | 1259773.4174
38 | 2664889.4287 | 1259717.1792
39 | 2664891.9096 | 1259714.4298
40 | 2664905.2286 | 1259781.0136
41 | 2665015.672 | 1259838.9072
42 | 2665030.2497 | 1259831.5414
43 | 2665004.9565 | 1259916.2369
44 | 2665024.955 | 1259918.409
45 | 2664978.3437 | 1259930.801
46 | 2665058.4586 | 1259922.0479
47 | 2665079.4885 | 1259924.3321
48 | 2664983.4372 | 1259949.2871
49 | 2665074.5446 | 1259911.0846
50 | 2664995.9436 | 1259954.4606
51 | 2665070.9083 | 1259901.3409
52 | 2664999.0795 | 1259955.7578
53 | 2664865.7191 | 1259897.3291
54 | 2664849.3521 | 1259886.7273
55 | 2664888.019 | 1259914.4359
56 | 2664829.8094 | 1259869.1733
57 | 2664904.6361 | 1259928.2526
58 | 2664823.6502 | 1259858.4878
59 | 2664914.3501 | 1259940.9088
60 | 2664821.1359 | 1259853.8789
61 | 2664879.6124 | 1259958.7359
62 | 2664919.1473 | 1259950.1904
63 | 2664845.6731 | 1259847.9316
64 | 2664807.603 | 1259851.4623
65 | 2664866.6741 | 1259965.3374
66 | 2664927.5487 | 1259969.6437
67 | 2665100.9806 | 1259872.7259
68 | 2665210.9017 | 1259949.9305
69 | 2665195.1668 | 1259956.8805
70 | 2665183.9108 | 1259959.7747
71 | 2664846.3999 | 1259781.141
72 | 2664830.6254 | 1259777.2376
73 | 2664933.4078 | 1259988.2785
74 | 2664935.3637 | 1259995.593
75 | 2664937.2274 | 1260002.5628
76 | 2664909.0229 | 1259977.0301
77 | 2664898.1631 | 1259979.8265
78 | 2664938.0216 | 1260026.9427
79 | 2664892.0568 | 1259984.1399
80 | 2664921.1016 | 1260024.1473
81 | 2664931.4006 | 1260038.3874
82 | 2664856.6356 | 1259960.8516
83 | 2664879.6409 | 1259997.3474
84 | 2664802.9052 | 1259850.294
85 | 2664803.7804 | 1259850.5117
86 | 2664790.4699 | 1259901.4217
87 | 2664790.7701 | 1259901.6806
88 | 2664834.6069 | 1260009.7743
89 | 2664829.6732 | 1260033.4764
90 | 2664825.1673 | 1259994.2595
91 | 2664837.7621 | 1259980.8885
92 | 2664821.4876 | 1259998.6365
93 | 2664802.6497 | 1260021.0439
94 | 2664829.1624 | 1260036.6625
95 | 2664798.1836 | 1260026.3562
96 | 2664828.718 | 1260039.435
97 | 2664788.5428 | 1260037.8238
98 | 2664762.9853 | 1260050.1374
99 | 2664780.4906 | 1260025.6394
100 | 2664748.4003 | 1260056.4617
101 | 2664766.3136 | 1260004.187
102 | 2664745.5774 | 1260057.7278
103 | 2664757.4519 | 1259990.7776
104 | 2664827.3742 | 1259904.9409
105 | 2664826.7807 | 1259905.6092
106 | 2664826.4416 | 1259905.991
107 | 2664813.1349 | 1259920.9739
108 | 2664812.3966 | 1259921.7004
109 | 2664797.3071 | 1259936.5488
110 | 2664755.2697 | 1259987.4755
111 | 2664748.3657 | 1259977.0285
112 | 2664761.7184 | 1259968.3348
113 | 2664741.8096 | 1260059.4178
114 | 2664787.3901 | 1260117.1953
115 | 2664811.7287 | 1260088.5149
116 | 2664817.5555 | 1260076.6962
117 | 2664831.6157 | 1260103.3455
118 | 2664822.7367 | 1260063.908
119 | 2664834.6732 | 1260107.3565
120 | 2664827.7014 | 1260044.1451
121 | 2664837.4229 | 1260110.9636
122 | 2664837.994 | 1260111.7128
123 | 2664793.7509 | 1259940.0481
124 | 2664777.7419 | 1259954.835
125 | 2664770.1669 | 1259961.217
126 | 2665013.6341 | 1259962.6286
127 | 2665038.868 | 1259971.4084
128 | 2665009.3033 | 1259959.987
129 | 2665050.2444 | 1259968.8144
130 | 2665006.1467 | 1259977.812
131 | 2665054.3553 | 1259967.877
132 | 2665005.5424 | 1259985.3533
133 | 2665057.0134 | 1259967.2709
134 | 2665009.2737 | 1259994.709
135 | 2665077.4519 | 1259962.6105
136 | 2665009.7159 | 1259995.8179
137 | 2665174.675 | 1259961.8958
138 | 2665160.8522 | 1259963.1986
139 | 2665156.9962 | 1259963.5621
140 | 2665136.8352 | 1259963.0366
141 | 2665135.8951 | 1259962.9888
142 | 2665090.8317 | 1259961.034
143 | 2665088.8925 | 1259961.0746
144 | 2665112.6724 | 1259961.8074
145 | 2665112.8908 | 1259961.8185
146 | 2665114.7406 | 1259961.9126
147 | 2664835.8022 | 1260243.6697
148 | 2664814.7723 | 1260247.5095
149 | 2664862.6961 | 1260243.5538
150 | 2664826.1677 | 1260270.2065
151 | 2664814.2152 | 1260222.6963
152 | 2664839.5826 | 1260276.4107
153 | 2664826.5388 | 1260210.5934
154 | 2664835.4169 | 1260205.4864
155 | 2664890.7507 | 1260010.9315
156 | 2664902.4535 | 1260020.4072
157 | 2664905.3721 | 1260022.7704
158 | 2664926.3114 | 1260047.1844
159 | 2664920.5279 | 1260059.2774
160 | 2664919.7638 | 1260070.5078
161 | 2664931.1758 | 1260090.2426
162 | 2664935.2406 | 1260095.3475
163 | 2664957.1119 | 1260116.5305
164 | 2664847.2999 | 1260193.9486
165 | 2664853.0784 | 1260195.107
166 | 2664853.1086 | 1260170.773
167 | 2664858.3322 | 1260196.1602
168 | 2664852.0099 | 1260165.4062
169 | 2664864.0626 | 1260197.3089
170 | 2664848.5676 | 1260148.5921
171 | 2664845.7257 | 1260134.7108
172 | 2664843.8459 | 1260125.5288
173 | 2664838.8439 | 1260112.8278
174 | 2664872.297 | 1260198.9595
175 | 2664887.4988 | 1260197.8905
176 | 2664884.2934 | 1260198.116
177 | 2664897.6023 | 1260197.1801
178 | 2664938.0216 | 1260026.9427

## line_std_types
| c_nf_per_km | r_ohm_per_km | x_ohm_per_km | max_i_ka | type | q_mm2 | alpha | voltage_rating
NAYY 4x50 SE | 210 | 0.642 | 0.083 | 0.142 | cs | 50 | 0.00403 | LV
NAYY 4x120 SE | 264 | 0.225 | 0.08 | 0.242 | cs | 120 | 0.00403 | LV
NAYY 4x150 SE | 261 | 0.208 | 0.08 | 0.27 | cs | 150 | 0.00403 | LV
NA2XS2Y 1x95 RM/25 12/20 kV | 216 | 0.313 | 0.132 | 0.252 | cs | 95 | 0.00403 | MV
NA2XS2Y 1x185 RM/25 12/20 kV | 273 | 0.161 | 0.117 | 0.362 | cs | 185 | 0.00403 | MV
NA2XS2Y 1x240 RM/25 12/20 kV | 304 | 0.122 | 0.112 | 0.421 | cs | 240 | 0.00403 | MV
NA2XS2Y 1x95 RM/25 6/10 kV | 315 | 0.313 | 0.123 | 0.249 | cs | 95 | 0.00403 | MV
NA2XS2Y 1x185 RM/25 6/10 kV | 406 | 0.161 | 0.11 | 0.358 | cs | 185 | 0.00403 | MV
NA2XS2Y 1x240 RM/25 6/10 kV | 456 | 0.122 | 0.105 | 0.416 | cs | 240 | 0.00403 | MV
NA2XS2Y 1x150 RM/25 12/20 kV | 250 | 0.206 | 0.116 | 0.319 | cs | 150 | 0.00403 | MV
NA2XS2Y 1x120 RM/25 12/20 kV | 230 | 0.253 | 0.119 | 0.283 | cs | 120 | 0.00403 | MV
NA2XS2Y 1x70 RM/25 12/20 kV | 190 | 0.443 | 0.132 | 0.22 | cs | 70 | 0.00403 | MV
NA2XS2Y 1x150 RM/25 6/10 kV | 360 | 0.206 | 0.11 | 0.315 | cs | 150 | 0.00403 | MV
NA2XS2Y 1x120 RM/25 6/10 kV | 340 | 0.253 | 0.113 | 0.28 | cs | 120 | 0.00403 | MV
NA2XS2Y 1x70 RM/25 6/10 kV | 280 | 0.443 | 0.123 | 0.217 | cs | 70 | 0.00403 | MV
N2XS(FL)2Y 1x120 RM/35 64/110 kV | 112 | 0.153 | 0.166 | 0.366 | cs | 120 | 0.00393 | HV
N2XS(FL)2Y 1x185 RM/35 64/110 kV | 125 | 0.099 | 0.156 | 0.457 | cs | 185 | 0.00393 | HV
N2XS(FL)2Y 1x240 RM/35 64/110 kV | 135 | 0.075 | 0.149 | 0.526 | cs | 240 | 0.00393 | HV
N2XS(FL)2Y 1x300 RM/35 64/110 kV | 144 | 0.06 | 0.144 | 0.588 | cs | 300 | 0.00393 | HV
15-AL1/3-ST1A 0.4 | 11 | 1.8769 | 0.35 | 0.105 | ol | 16 | 0.00403 | LV
24-AL1/4-ST1A 0.4 | 11.25 | 1.2012 | 0.335 | 0.14 | ol | 24 | 0.00403 | LV
48-AL1/8-ST1A 0.4 | 12.2 | 0.5939 | 0.3 | 0.21 | ol | 48 | 0.00403 | LV
94-AL1/15-ST1A 0.4 | 13.2 | 0.306 | 0.29 | 0.35 | ol | 94 | 0.00403 | LV
34-AL1/6-ST1A 10.0 | 9.7 | 0.8342 | 0.36 | 0.17 | ol | 34 | 0.00403 | MV
48-AL1/8-ST1A 10.0 | 10.1 | 0.5939 | 0.35 | 0.21 | ol | 48 | 0.00403 | MV
70-AL1/11-ST1A 10.0 | 10.4 | 0.4132 | 0.339 | 0.29 | ol | 70 | 0.00403 | MV
94-AL1/15-ST1A 10.0 | 10.75 | 0.306 | 0.33 | 0.35 | ol | 94 | 0.00403 | MV
122-AL1/20-ST1A 10.0 | 11.1 | 0.2376 | 0.323 | 0.41 | ol | 122 | 0.00403 | MV
149-AL1/24-ST1A 10.0 | 11.25 | 0.194 | 0.315 | 0.47 | ol | 149 | 0.00403 | MV
34-AL1/6-ST1A 20.0 | 9.15 | 0.8342 | 0.382 | 0.17 | ol | 34 | 0.00403 | MV
48-AL1/8-ST1A 20.0 | 9.5 | 0.5939 | 0.372 | 0.21 | ol | 48 | 0.00403 | MV
70-AL1/11-ST1A 20.0 | 9.7 | 0.4132 | 0.36 | 0.29 | ol | 70 | 0.00403 | MV
94-AL1/15-ST1A 20.0 | 10 | 0.306 | 0.35 | 0.35 | ol | 94 | 0.00403 | MV
122-AL1/20-ST1A 20.0 | 10.3 | 0.2376 | 0.344 | 0.41 | ol | 122 | 0.00403 | MV
149-AL1/24-ST1A 20.0 | 10.5 | 0.194 | 0.337 | 0.47 | ol | 149 | 0.00403 | MV
184-AL1/30-ST1A 20.0 | 10.75 | 0.1571 | 0.33 | 0.535 | ol | 184 | 0.00403 | MV
243-AL1/39-ST1A 20.0 | 11 | 0.1188 | 0.32 | 0.645 | ol | 243 | 0.00403 | MV
48-AL1/8-ST1A 110.0 | 8 | 0.5939 | 0.46 | 0.21 | ol | 48 | 0.00403 | HV
70-AL1/11-ST1A 110.0 | 8.4 | 0.4132 | 0.45 | 0.29 | ol | 70 | 0.00403 | HV
94-AL1/15-ST1A 110.0 | 8.65 | 0.306 | 0.44 | 0.35 | ol | 94 | 0.00403 | HV
122-AL1/20-ST1A 110.0 | 8.5 | 0.2376 | 0.43 | 0.41 | ol | 122 | 0.00403 | HV
149-AL1/24-ST1A 110.0 | 8.75 | 0.194 | 0.41 | 0.47 | ol | 149 | 0.00403 | HV
184-AL1/30-ST1A 110.0 | 8.8 | 0.1571 | 0.4 | 0.535 | ol | 184 | 0.00403 | HV
243-AL1/39-ST1A 110.0 | 9 | 0.1188 | 0.39 | 0.645 | ol | 243 | 0.00403 | HV
305-AL1/39-ST1A 110.0 | 9.2 | 0.0949 | 0.38 | 0.74 | ol | 305 | 0.00403 | HV
490-AL1/64-ST1A 110.0 | 9.75 | 0.059 | 0.37 | 0.96 | ol | 490 | 0.00403 | HV
679-AL1/86-ST1A 110.0 | 9.95 | 0.042 | 0.36 | 1.15 | ol | 679 | 0.00403 | HV
490-AL1/64-ST1A 220.0 | 10 | 0.059 | 0.285 | 0.96 | ol | 490 | 0.00403 | HV
679-AL1/86-ST1A 220.0 | 11.7 | 0.042 | 0.275 | 1.15 | ol | 679 | 0.00403 | HV
490-AL1/64-ST1A 380.0 | 11 | 0.059 | 0.253 | 0.96 | ol | 490 | 0.00403 | HV
679-AL1/86-ST1A 380.0 | 14.6 | 0.042 | 0.25 | 1.15 | ol | 679 | 0.00403 | HV

## trafo_std_types
| i0_percent | pfe_kw | vkr_percent | sn_mva | vn_lv_kv | vn_hv_kv | vk_percent | shift_degree | vector_group | tap_side | tap_neutral | tap_min | tap_max | tap_step_degree | tap_step_percent | tap_phase_shifter
160 MVA 380/110 kV | 0.06 | 60 | 0.25 | 160 | 110 | 380 | 12.2 | 0 | Yy0 | hv | 0 | -9 | 9 | 0 | 1.5 | FALSE
100 MVA 220/110 kV | 0.06 | 55 | 0.26 | 100 | 110 | 220 | 12 | 0 | Yy0 | hv | 0 | -9 | 9 | 0 | 1.5 | FALSE
63 MVA 110/20 kV | 0.04 | 22 | 0.32 | 63 | 20 | 110 | 18 | 150 | YNd5 | hv | 0 | -9 | 9 | 0 | 1.5 | FALSE
40 MVA 110/20 kV | 0.05 | 18 | 0.34 | 40 | 20 | 110 | 16.2 | 150 | YNd5 | hv | 0 | -9 | 9 | 0 | 1.5 | FALSE
25 MVA 110/20 kV | 0.07 | 14 | 0.41 | 25 | 20 | 110 | 12 | 150 | YNd5 | hv | 0 | -9 | 9 | 0 | 1.5 | FALSE
63 MVA 110/10 kV | 0.04 | 22 | 0.32 | 63 | 10 | 110 | 18 | 150 | YNd5 | hv | 0 | -9 | 9 | 0 | 1.5 | FALSE
40 MVA 110/10 kV | 0.05 | 18 | 0.34 | 40 | 10 | 110 | 16.2 | 150 | YNd5 | hv | 0 | -9 | 9 | 0 | 1.5 | FALSE
25 MVA 110/10 kV | 0.07 | 14 | 0.41 | 25 | 10 | 110 | 12 | 150 | YNd5 | hv | 0 | -9 | 9 | 0 | 1.5 | FALSE
0.25 MVA 20/0.4 kV | 0.32 | 0.8 | 1.44 | 0.25 | 0.4 | 20 | 6 | 150 | Yzn5 | hv | 0 | -2 | 2 | 0 | 2.5 | FALSE
0.4 MVA 20/0.4 kV | 0.3375 | 1.35 | 1.425 | 0.4 | 0.4 | 20 | 6 | 150 | Dyn5 | hv | 0 | -2 | 2 | 0 | 2.5 | FALSE
0.63 MVA 20/0.4 kV | 0.2619 | 1.65 | 1.206 | 0.63 | 0.4 | 20 | 6 | 150 | Dyn5 | hv | 0 | -2 | 2 | 0 | 2.5 | FALSE
0.25 MVA 10/0.4 kV | 0.24 | 0.6 | 1.2 | 0.25 | 0.4 | 10 | 4 | 150 | Dyn5 | hv | 0 | -2 | 2 | 0 | 2.5 | FALSE
0.4 MVA 10/0.4 kV | 0.2375 | 0.95 | 1.325 | 0.4 | 0.4 | 10 | 4 | 150 | Dyn5 | hv | 0 | -2 | 2 | 0 | 2.5 | FALSE
0.63 MVA 10/0.4 kV | 0.1873 | 1.18 | 1.0794 | 0.63 | 0.4 | 10 | 4 | 150 | Dyn5 | hv | 0 | -2 | 2 | 0 | 2.5 | FALSE

## trafo3w_std_types
| sn_hv_mva | sn_mv_mva | sn_lv_mva | vn_hv_kv | vn_mv_kv | vn_lv_kv | vk_hv_percent | vk_mv_percent | vk_lv_percent | vkr_hv_percent | vkr_mv_percent | vkr_lv_percent | pfe_kw | i0_percent | shift_mv_degree | shift_lv_degree | vector_group | tap_side | tap_neutral | tap_min | tap_max | tap_step_percent
63/25/38 MVA 110/20/10 kV | 63 | 25 | 38 | 110 | 20 | 10 | 10.4 | 10.4 | 10.4 | 0.28 | 0.32 | 0.35 | 35 | 0.89 | 0 | 0 | YN0yn0yn0 | hv | 0 | -10 | 10 | 1.2
63/25/38 MVA 110/10/10 kV | 63 | 25 | 38 | 110 | 10 | 10 | 10.4 | 10.4 | 10.4 | 0.28 | 0.32 | 0.35 | 35 | 0.89 | 0 | 0 | YN0yn0yn0 | hv | 0 | -10 | 10 | 1.2

## fuse_std_types
| fuse_type | i_rated_a | t_avg | t_min | t_total | x_avg | x_min | x_total
HV 100A | HV 100A | 100 | 0 | [10.0, 3.64, 0.854, 0.281, 0.1, 0.0531, 0.022, 0.01] | [10.0, 4.267, 1.21, 0.403, 0.1, 0.058, 0.022, 0.01] | 0 | [300.0, 350.0, 450.0, 550.0, 700.0, 850.0, 1200.0, 1752.0] | [600.0, 700.0, 900.0, 1150.0, 1665.0, 2000.0, 3000.0, 4313.0]
HV 10A | HV 10A | 10 | 0 | [10.0, 1675.0, 0.344, 0.156, 0.1, 0.0417, 0.0171, 0.01] | [10.0, 1.3, 0.3, 0.155, 0.1, 0.0555, 0.023, 0.01] | 0 | [30.0, 32.0, 35.0, 37.0, 39.0, 50.0, 70.0, 88.0] | [60.0, 70.0, 80.0, 87.0, 94.0, 110.0, 150.0, 216.0]
HV 125A | HV 125A | 125 | 0 | [10.0, 1.82, 0.344, 0.1, 0.0467, 0.0269, 0.01] | [10.0, 2.478, 0.426, 0.1, 0.0427, 0.0211, 0.01] | 0 | [375.0, 500.0, 700.0, 925.0, 1200.0, 1500.0, 2341.0] | [750.0, 1000.0, 1500.0, 2200.0, 3000.0, 4000.0, 5765.0]
HV 160A | HV 160A | 160 | 0 | [10.0, 4.15, 1.03, 0.198, 0.1, 0.051, 0.0172, 0.01] | [10.0, 2.3, 0.734, 0.274, 0.1, 0.046, 0.0177, 0.01] | 0 | [480.0, 550.0, 700.0, 1000.0, 1260.0, 1600.0, 2500.0, 3227.0] | [960.0, 1300.0, 1700.0, 2200.0, 2996.0, 4000.0, 6000.0, 7946.0]
HV 16A | HV 16A | 16 | 0 | [10.0, 0.352, 0.164, 0.1, 0.0649, 0.0342, 0.01] | [10.0, 2.34, 0.722, 0.181, 0.1, 0.055, 0.0296, 0.01] | 0 | [48.0, 60.0, 65.0, 71.0, 80.0, 100.0, 162.0] | [96.0, 110.0, 125.0, 150.0, 168.0, 200.0, 250.0, 398.0]
HV 200A | HV 200A | 200 | 0 | [10.0, 4.267, 1.21, 0.403, 0.1, 0.058, 0.022, 0.01] | [10.0, 3.73, 1.654, 0.328, 0.1, 0.0531, 0.019, 0.01] | 0 | [600.0, 700.0, 900.0, 1150.0, 1665.0, 2000.0, 3000.0, 4313.0] | [1200.0, 1500.0, 1800.0, 2700.0, 3960.0, 5000.0, 7500.0, 10620.0]
HV 20A | HV 20A | 20 | 0 | [10.0, 1.3, 0.3, 0.155, 0.1, 0.0555, 0.023, 0.01] | [10.0, 1.3, 0.161, 0.1, 0.0611, 0.0399, 0.0141, 0.01] | 0 | [60.0, 70.0, 80.0, 87.0, 94.0, 110.0, 150.0, 216.0] | [120.0, 150.0, 200.0, 223.0, 260.0, 300.0, 450.0, 532.0]
HV 25A | HV 25A | 25 | 0 | [10.0, 2.512, 0.833, 0.299, 0.1, 0.0372, 0.0223, 0.01] | [10.0, 3.125, 0.597, 0.198, 0.1, 0.0378, 0.022, 0.01] | 0 | [75.0, 82.0, 90.0, 100.0, 124.0, 170.0, 200.0, 289.0] | [150.0, 170.0, 210.0, 250.0, 294.0, 400.0, 500.0, 711.0]
HV 31.5A | HV 31.5A | 31.5 | 0 | [10.0, 2.34, 0.722, 0.181, 0.1, 0.055, 0.0296, 0.01] | [10.0, 2.84, 0.368, 0.164, 0.1, 0.0621, 0.0378, 0.0195, 0.01] | 0 | [95.0, 110.0, 125.0, 150.0, 165.0, 200.0, 250.0, 390.0] | [189.0, 220.0, 300.0, 350.0, 393.0, 450.0, 530.0, 700.0, 960.0]
HV 40A | HV 40A | 40 | 0 | [10.0, 1.3, 0.161, 0.1, 0.0611, 0.0399, 0.0141, 0.01] | [10.0, 2.05, 0.369, 0.198, 0.1, 0.051, 0.0298, 0.01] | 0 | [120.0, 150.0, 200.0, 223.0, 260.0, 300.0, 450.0, 532.0] | [240.0, 300.0, 400.0, 450.0, 530.0, 650.0, 800.0, 1311.0]
HV 50A | HV 50A | 50 | 0 | [10.0, 3.215, 0.597, 0.198, 0.1, 0.0378, 0.022, 0.01] | [10.0, 3.64, 0.854, 0.281, 0.1, 0.0531, 0.022, 0.01] | 0 | [150.0, 170.0, 210.0, 250.0, 294.0, 400.0, 500.0, 711.0] | [300.0, 350.0, 450.0, 550.0, 700.0, 850.0, 1200.0, 1752.0]
HV 6.3A | HV 6.3A | 6.3 | 0 | [10.0, 1.39, 0.344, 0.168, 0.1, 0.056, 0.0263, 0.01] | [10.0, 1.711, 0.516, 0.198, 0.1, 0.0634, 0.0303, 0.01] | 0 | [19.0, 19.5, 20.4, 20.8, 22.0, 25.0, 32.0, 48.0] | [38.0, 40.0, 43.0, 48.0, 53.0, 60.0, 75.0, 118.0]
HV 63A | HV 63A | 63 | 0 | [10.0, 2.84, 0.368, 0.164, 0.1, 0.0621, 0.0378, 0.0195, 0.01] | [10.0, 1.82, 0.344, 0.1, 0.0467, 0.0269, 0.01] | 0 | [189.0, 220.0, 300.0, 350.0, 393.0, 450.0, 530.0, 700.0, 961.0] | [378.0, 500.0, 700.0, 934.0, 1200.0, 1500.0, 2366.0]
HV 80A | HV 80A | 80 | 0 | [10.0, 2.05, 0.369, 0.198, 0.1, 0.051, 0.0298, 0.01] | [10.0, 4.15, 1.03, 0.198, 0.1, 0.051, 0.0172, 0.01] | 0 | [240.0, 300.0, 400.0, 450.0, 530.0, 650.0, 800.0, 1311.0] | [480.0, 550.0, 700.0, 1000.0, 1260.0, 1600.0, 2500.0, 3227.0]
Siemens NH-1-100 | Siemens NH-1-100 | 100 | [5400.0, 2000.0, 400.0, 20.0, 1.0, 0.2, 0.012, 0.004] | 0 | 0 | [150.0, 190.0, 250.0, 430.0, 900.0, 1250.0, 2700.0, 3600.0] | 0 | 0
Siemens NH-1-125 | Siemens NH-1-125 | 125 | [4800.0, 120.0, 7.0, 0.1, 0.004] | 0 | 0 | [180.0, 400.0, 740.0, 2000.0, 4250.0] | 0 | 0
Siemens NH-1-16 | Siemens NH-1-16 | 16 | [4000.0, 400.0, 2.0, 0.1, 0.04, 0.01] | 0 | 0 | [26.0, 35.0, 75.0, 150.0, 200.0, 300.0] | 0 | 0
Siemens NH-1-160 | Siemens NH-1-160 | 160 | [4800.0, 120.0, 7.0, 0.1, 0.004] | 0 | 0 | [210.0, 500.0, 900.0, 2300.0, 5000.0] | 0 | 0
Siemens NH-1-25 | Siemens NH-1-25 | 25 | [4000.0, 1000.0, 10.0, 0.2, 0.02, 0.01] | 0 | 0 | [40.0, 50.0, 100.0, 210.0, 400.0, 500.0] | 0 | 0
Siemens NH-1-50 | Siemens NH-1-50 | 50 | [4000.0, 40.0, 4.0, 1.0, 0.02, 0.01] | 0 | 0 | [86.0, 200.0, 300.0, 400.0, 1000.0, 1280.0] | 0 | 0
Siemens NH-1-63 | Siemens NH-1-63 | 63 | [4000.0, 100.0, 10.0, 2.0, 0.04, 0.01] | 0 | 0 | [100.0, 200.0, 300.0, 400.0, 1000.0, 1500.0] | 0 | 0
Siemens NH-1-80 | Siemens NH-1-80 | 80 | [4800.0, 120.0, 7.0, 0.1, 0.01] | 0 | 0 | [150.58, 250.0, 450.0, 1150.0, 2470.0] | 0 | 0
Siemens NH-2-1000 | Siemens NH-2-1000 | 1000 | [4800.0, 120.0, 7.0, 0.1, 0.004] | 0 | 0 | [1900.0, 3500.0, 8400.0, 24000.0, 52000.0] | 0 | 0
Siemens NH-2-200 | Siemens NH-2-200 | 200 | [4800.0, 120.0, 7.0, 0.1, 0.004] | 0 | 0 | [280.0, 650.0, 1200.0, 3000.0, 7000.0] | 0 | 0
Siemens NH-2-224 | Siemens NH-2-224 | 224 | [4800.0, 120.0, 7.0, 0.2, 0.04, 0.004] | 0 | 0 | [400.0, 750.0, 1453.0, 3025.0, 4315.0, 7600.0] | 0 | 0
Siemens NH-2-250 | Siemens NH-2-250 | 250 | [4800.0, 120.0, 7.0, 0.1, 0.004] | 0 | 0 | [450.0, 800.0, 1650.0, 4000.0, 8500.0] | 0 | 0
Siemens NH-2-315 | Siemens NH-2-315 | 315 | [4800.0, 120.0, 7.0, 0.1, 0.004] | 0 | 0 | [550.0, 920.0, 1900.0, 5000.0, 11000.0] | 0 | 0
Siemens NH-2-355 | Siemens NH-2-355 | 355 | [4800.0, 120.0, 6.0, 0.1, 0.004] | 0 | 0 | [650.0, 1116.27, 2350.0, 5840.0, 12790.0] | 0 | 0
Siemens NH-2-400 | Siemens NH-2-400 | 400 | [4800.0, 120.0, 7.0, 0.1, 0.004] | 0 | 0 | [720.0, 1350.0, 2800.0, 6500.0, 15000.0] | 0 | 0
Siemens NH-2-425 | Siemens NH-2-425 | 425 | [4800.0, 120.0, 7.0, 0.1, 0.004] | 0 | 0 | [850.0, 1500.0, 3050.0, 7500.0, 16500.0] | 0 | 0
Siemens NH-2-630 | Siemens NH-2-630 | 630 | [4800.0, 120.0, 7.0, 0.1, 0.004] | 0 | 0 | [1200.0, 2000.0, 4800.0, 12000.0, 26000.0] | 0 | 0

## dtypes
| element | column | dtype
0 | bus | name | object
1 | bus | vn_kv | float64
2 | bus | type | object
3 | bus | zone | object
4 | bus | in_service | bool
5 | load | name | object
6 | load | bus | uint32
7 | load | p_mw | float64
8 | load | q_mvar | float64
9 | load | const_z_percent | float64
10 | load | const_i_percent | float64
11 | load | sn_mva | float64
12 | load | scaling | float64
13 | load | in_service | bool
14 | load | type | object
15 | ext_grid | name | object
16 | ext_grid | bus | uint32
17 | ext_grid | vm_pu | float64
18 | ext_grid | va_degree | float64
19 | ext_grid | slack_weight | float64
20 | ext_grid | in_service | bool
21 | line | name | object
22 | line | std_type | object
23 | line | from_bus | uint32
24 | line | to_bus | uint32
25 | line | length_km | float64
26 | line | r_ohm_per_km | float64
27 | line | x_ohm_per_km | float64
28 | line | c_nf_per_km | float64
29 | line | g_us_per_km | float64
30 | line | max_i_ka | float64
31 | line | df | float64
32 | line | parallel | uint32
33 | line | type | object
34 | line | in_service | bool
35 | trafo | name | object
36 | trafo | std_type | object
37 | trafo | hv_bus | uint32
38 | trafo | lv_bus | uint32
39 | trafo | sn_mva | float64
40 | trafo | vn_hv_kv | float64
41 | trafo | vn_lv_kv | float64
42 | trafo | vk_percent | float64
43 | trafo | vkr_percent | float64
44 | trafo | pfe_kw | float64
45 | trafo | i0_percent | float64
46 | trafo | shift_degree | float64
47 | trafo | tap_side | object
48 | trafo | tap_neutral | int32
49 | trafo | tap_min | int32
50 | trafo | tap_max | int32
51 | trafo | tap_step_percent | float64
52 | trafo | tap_step_degree | float64
53 | trafo | tap_pos | int32
54 | trafo | tap_phase_shifter | bool
55 | trafo | parallel | uint32
56 | trafo | df | float64
57 | trafo | in_service | bool
58 | line_geodata | coords | object
59 | bus_geodata | x | float64
60 | bus_geodata | y | float64
61 | bus_geodata | coords | object

## parameters
| version | format_version | converged | OPF_converged | name | f_hz | sn_mva
0 | 2.14.6 | 2.14.0 | FALSE | FALSE |  | 50 | 1