## bus
| name | vn_kv | type | zone | in_service
0 | bus_LV_4038-12_0_6_node_0 | 0.4 | n |  | TRUE
1 | bus_LV_4038-12_0_6_node_1 | 0.4 | n |  | TRUE
2 | bus_LV_4038-12_0_6_node_2 | 0.4 | n |  | TRUE
3 | bus_LV_4038-12_0_6_node_3 | 0.4 | n |  | TRUE
4 | bus_LV_4038-12_0_6_node_4 | 0.4 | n |  | TRUE
5 | bus_LV_4038-12_0_6_node_5 | 0.4 | n |  | TRUE
6 | bus_LV_4038-12_0_6_node_13 | 0.4 | n |  | TRUE
7 | bus_LV_4038-12_0_6_node_30 | 0.4 | n |  | TRUE
8 | bus_LV_4038-12_0_6_node_16 | 0.4 | n |  | TRUE
9 | bus_LV_4038-12_0_6_node_11 | 0.4 | n |  | TRUE
10 | bus_LV_4038-12_0_6_node_31 | 0.4 | n |  | TRUE
11 | bus_LV_4038-12_0_6_node_6 | 0.4 | n |  | TRUE
12 | bus_LV_4038-12_0_6_node_7 | 0.4 | n |  | TRUE
13 | bus_LV_4038-12_0_6_node_8 | 0.4 | n |  | TRUE
14 | bus_LV_4038-12_0_6_node_9 | 0.4 | n |  | TRUE
15 | bus_LV_4038-12_0_6_node_10 | 0.4 | n |  | TRUE
16 | bus_LV_4038-12_0_6_node_48 | 0.4 | n |  | TRUE
17 | bus_LV_4038-12_0_6_node_22 | 0.4 | n |  | TRUE
18 | bus_LV_4038-12_0_6_node_25 | 0.4 | n |  | TRUE
19 | bus_LV_4038-12_0_6_node_142 | 0.4 | n |  | TRUE
20 | bus_LV_4038-12_0_6_node_143 | 0.4 | n |  | TRUE
21 | bus_LV_4038-12_0_6_node_141 | 0.4 | n |  | TRUE
22 | bus_LV_4038-12_0_6_node_24 | 0.4 | n |  | TRUE
23 | bus_LV_4038-12_0_6_node_20 | 0.4 | n |  | TRUE
24 | bus_LV_4038-12_0_6_node_21 | 0.4 | n |  | TRUE
25 | bus_LV_4038-12_0_6_node_27 | 0.4 | n |  | TRUE
26 | bus_LV_4038-12_0_6_node_194 | 0.4 | n |  | TRUE
27 | bus_LV_4038-12_0_6_node_19 | 0.4 | n |  | TRUE
28 | bus_LV_4038-12_0_6_node_189 | 0.4 | n |  | TRUE
29 | bus_LV_4038-12_0_6_node_18 | 0.4 | n |  | TRUE
30 | bus_LV_4038-12_0_6_node_193 | 0.4 | n |  | TRUE
31 | bus_LV_4038-12_0_6_node_23 | 0.4 | n |  | TRUE
32 | bus_LV_4038-12_0_6_node_123 | 0.4 | n |  | TRUE
33 | bus_LV_4038-12_0_6_node_29 | 0.4 | n |  | TRUE
34 | bus_LV_4038-12_0_6_node_105 | 0.4 | n |  | TRUE
35 | bus_LV_4038-12_0_6_node_125 | 0.4 | n |  | TRUE
36 | bus_LV_4038-12_0_6_node_98 | 0.4 | n |  | TRUE
37 | bus_LV_4038-12_0_6_node_28 | 0.4 | n |  | TRUE
38 | bus_LV_4038-12_0_6_node_64 | 0.4 | n |  | TRUE
39 | bus_LV_4038-12_0_6_node_63 | 0.4 | n |  | TRUE
40 | bus_LV_4038-12_0_6_node_47 | 0.4 | n |  | TRUE
41 | bus_LV_4038-12_0_6_node_12 | 0.4 | n |  | TRUE
42 | bus_LV_4038-12_0_6_node_44 | 0.4 | n |  | TRUE
43 | bus_LV_4038-12_0_6_node_89 | 0.4 | n |  | TRUE
44 | bus_LV_4038-12_0_6_node_65 | 0.4 | n |  | TRUE
45 | bus_LV_4038-12_0_6_node_45 | 0.4 | n |  | TRUE
46 | bus_LV_4038-12_0_6_node_36 | 0.4 | n |  | TRUE
47 | bus_LV_4038-12_0_6_node_103 | 0.4 | n |  | TRUE
48 | bus_LV_4038-12_0_6_node_188 | 0.4 | n |  | TRUE
49 | bus_LV_4038-12_0_6_node_124 | 0.4 | n |  | TRUE
50 | bus_LV_4038-12_0_6_node_46 | 0.4 | n |  | TRUE
51 | bus_LV_4038-12_0_6_node_146 | 0.4 | n |  | TRUE
52 | bus_LV_4038-12_0_6_node_172 | 0.4 | n |  | TRUE
53 | bus_LV_4038-12_0_6_node_181 | 0.4 | n |  | TRUE
54 | bus_LV_4038-12_0_6_node_170 | 0.4 | n |  | TRUE
55 | bus_LV_4038-12_0_6_node_84 | 0.4 | n |  | TRUE
56 | bus_LV_4038-12_0_6_node_87 | 0.4 | n |  | TRUE
57 | bus_LV_4038-12_0_6_node_38 | 0.4 | n |  | TRUE
58 | bus_LV_4038-12_0_6_node_32 | 0.4 | n |  | TRUE
59 | bus_LV_4038-12_0_6_node_33 | 0.4 | n |  | TRUE
60 | bus_LV_4038-12_0_6_node_34 | 0.4 | n |  | TRUE
61 | bus_LV_4038-12_0_6_node_35 | 0.4 | n |  | TRUE
62 | bus_LV_4038-12_0_6_node_41 | 0.4 | n |  | TRUE
63 | bus_LV_4038-12_0_6_node_42 | 0.4 | n |  | TRUE
64 | bus_LV_4038-12_0_6_node_91 | 0.4 | n |  | TRUE
65 | bus_LV_4038-12_0_6_node_83 | 0.4 | n |  | TRUE
66 | bus_LV_4038-12_0_6_node_49 | 0.4 | n |  | TRUE
67 | bus_LV_4038-12_0_6_node_50 | 0.4 | n |  | TRUE
68 | bus_LV_4038-12_0_6_node_51 | 0.4 | n |  | TRUE
69 | bus_LV_4038-12_0_6_node_52 | 0.4 | n |  | TRUE
70 | bus_LV_4038-12_0_6_node_53 | 0.4 | n |  | TRUE
71 | bus_LV_4038-12_0_6_node_54 | 0.4 | n |  | TRUE
72 | bus_LV_4038-12_0_6_node_86 | 0.4 | n |  | TRUE
73 | bus_LV_4038-12_0_6_node_61 | 0.4 | n |  | TRUE
74 | bus_LV_4038-12_0_6_node_127 | 0.4 | n |  | TRUE
75 | bus_LV_4038-12_0_6_node_62 | 0.4 | n |  | TRUE
76 | bus_LV_4038-12_0_6_node_132 | 0.4 | n |  | TRUE
77 | bus_LV_4038-12_0_6_node_55 | 0.4 | n |  | TRUE
78 | bus_LV_4038-12_0_6_node_56 | 0.4 | n |  | TRUE
79 | bus_LV_4038-12_0_6_node_57 | 0.4 | n |  | TRUE
80 | bus_LV_4038-12_0_6_node_58 | 0.4 | n |  | TRUE
81 | bus_LV_4038-12_0_6_node_59 | 0.4 | n |  | TRUE
82 | bus_LV_4038-12_0_6_node_71 | 0.4 | n |  | TRUE
83 | bus_LV_4038-12_0_6_node_80 | 0.4 | n |  | TRUE
84 | bus_LV_4038-12_0_6_node_60 | 0.4 | n |  | TRUE
85 | bus_LV_4038-12_0_6_node_72 | 0.4 | n |  | TRUE
86 | bus_LV_4038-12_0_6_node_68 | 0.4 | n |  | TRUE
87 | bus_LV_4038-12_0_6_node_81 | 0.4 | n |  | TRUE
88 | bus_LV_4038-12_0_6_node_79 | 0.4 | n |  | TRUE
89 | bus_LV_4038-12_0_6_node_94 | 0.4 | n |  | TRUE
90 | bus_LV_4038-12_0_6_node_82 | 0.4 | n |  | TRUE
91 | bus_LV_4038-12_0_6_node_66 | 0.4 | n |  | TRUE
92 | bus_LV_4038-12_0_6_node_67 | 0.4 | n |  | TRUE
93 | bus_LV_4038-12_0_6_node_69 | 0.4 | n |  | TRUE
94 | bus_LV_4038-12_0_6_node_70 | 0.4 | n |  | TRUE
95 | bus_LV_4038-12_0_6_node_78 | 0.4 | n |  | TRUE
96 | bus_LV_4038-12_0_6_node_77 | 0.4 | n |  | TRUE
97 | bus_LV_4038-12_0_6_node_99 | 0.4 | n |  | TRUE
98 | bus_LV_4038-12_0_6_node_75 | 0.4 | n |  | TRUE
99 | bus_LV_4038-12_0_6_node_73 | 0.4 | n |  | TRUE
100 | bus_LV_4038-12_0_6_node_74 | 0.4 | n |  | TRUE
101 | bus_LV_4038-12_0_6_node_76 | 0.4 | n |  | TRUE
102 | bus_LV_4038-12_0_6_node_85 | 0.4 | n |  | TRUE
103 | bus_LV_4038-12_0_6_node_88 | 0.4 | n |  | TRUE
104 | bus_LV_4038-12_0_6_node_95 | 0.4 | n |  | TRUE
105 | bus_LV_4038-12_0_6_node_97 | 0.4 | n |  | TRUE
106 | bus_LV_4038-12_0_6_node_100 | 0.4 | n |  | TRUE
107 | bus_LV_4038-12_0_6_node_90 | 0.4 | n |  | TRUE
108 | bus_LV_4038-12_0_6_node_92 | 0.4 | n |  | TRUE
109 | bus_LV_4038-12_0_6_node_93 | 0.4 | n |  | TRUE
110 | bus_LV_4038-12_0_6_node_192 | 0.4 | n |  | TRUE
111 | bus_LV_4038-12_0_6_node_96 | 0.4 | n |  | TRUE
112 | bus_LV_4038-12_0_6_node_101 | 0.4 | n |  | TRUE
113 | bus_LV_4038-12_0_6_node_102 | 0.4 | n |  | TRUE
114 | bus_LV_4038-12_0_6_node_112 | 0.4 | n |  | TRUE
115 | bus_LV_4038-12_0_6_node_113 | 0.4 | n |  | TRUE
116 | bus_LV_4038-12_0_6_node_104 | 0.4 | n |  | TRUE
117 | bus_LV_4038-12_0_6_node_106 | 0.4 | n |  | TRUE
118 | bus_LV_4038-12_0_6_node_148 | 0.4 | n |  | TRUE
119 | bus_LV_4038-12_0_6_node_129 | 0.4 | n |  | TRUE
120 | bus_LV_4038-12_0_6_node_150 | 0.4 | n |  | TRUE
121 | bus_LV_4038-12_0_6_node_130 | 0.4 | n |  | TRUE
122 | bus_LV_4038-12_0_6_node_128 | 0.4 | n |  | TRUE
123 | bus_LV_4038-12_0_6_node_107 | 0.4 | n |  | TRUE
124 | bus_LV_4038-12_0_6_node_108 | 0.4 | n |  | TRUE
125 | bus_LV_4038-12_0_6_node_109 | 0.4 | n |  | TRUE
126 | bus_LV_4038-12_0_6_node_110 | 0.4 | n |  | TRUE
127 | bus_LV_4038-12_0_6_node_111 | 0.4 | n |  | TRUE
128 | bus_LV_4038-12_0_6_node_115 | 0.4 | n |  | TRUE
129 | bus_LV_4038-12_0_6_node_114 | 0.4 | n |  | TRUE
130 | bus_LV_4038-12_0_6_node_126 | 0.4 | n |  | TRUE
131 | bus_LV_4038-12_0_6_node_116 | 0.4 | n |  | TRUE
132 | bus_LV_4038-12_0_6_node_117 | 0.4 | n |  | TRUE
133 | bus_LV_4038-12_0_6_node_135 | 0.4 | n |  | TRUE
134 | bus_LV_4038-12_0_6_node_134 | 0.4 | n |  | TRUE
135 | bus_LV_4038-12_0_6_node_118 | 0.4 | n |  | TRUE
136 | bus_LV_4038-12_0_6_node_119 | 0.4 | n |  | TRUE
137 | bus_LV_4038-12_0_6_node_120 | 0.4 | n |  | TRUE
138 | bus_LV_4038-12_0_6_node_154 | 0.4 | n |  | TRUE
139 | bus_LV_4038-12_0_6_node_153 | 0.4 | n |  | TRUE
140 | bus_LV_4038-12_0_6_node_121 | 0.4 | n |  | TRUE
141 | bus_LV_4038-12_0_6_node_187 | 0.4 | n |  | TRUE
142 | bus_LV_4038-12_0_6_node_183 | 0.4 | n |  | TRUE
143 | bus_LV_4038-12_0_6_node_122 | 0.4 | n |  | TRUE
144 | bus_LV_4038-12_0_6_node_147 | 0.4 | n |  | TRUE
145 | bus_LV_4038-12_0_6_node_152 | 0.4 | n |  | TRUE
146 | bus_LV_4038-12_0_6_node_161 | 0.4 | n |  | TRUE
147 | bus_LV_4038-12_0_6_node_182 | 0.4 | n |  | TRUE
148 | bus_LV_4038-12_0_6_node_175 | 0.4 | n |  | TRUE
149 | bus_LV_4038-12_0_6_node_131 | 0.4 | n |  | TRUE
150 | bus_LV_4038-12_0_6_node_151 | 0.4 | n |  | TRUE
151 | bus_LV_4038-12_0_6_node_133 | 0.4 | n |  | TRUE
152 | bus_LV_4038-12_0_6_node_136 | 0.4 | n |  | TRUE
153 | bus_LV_4038-12_0_6_node_137 | 0.4 | n |  | TRUE
154 | bus_LV_4038-12_0_6_node_138 | 0.4 | n |  | TRUE
155 | bus_LV_4038-12_0_6_node_139 | 0.4 | n |  | TRUE
156 | bus_LV_4038-12_0_6_node_140 | 0.4 | n |  | TRUE
157 | bus_LV_4038-12_0_6_node_149 | 0.4 | n |  | TRUE
158 | bus_LV_4038-12_0_6_node_144 | 0.4 | n |  | TRUE
159 | bus_LV_4038-12_0_6_node_145 | 0.4 | n |  | TRUE
160 | bus_LV_4038-12_0_6_node_159 | 0.4 | n |  | TRUE
161 | bus_LV_4038-12_0_6_node_190 | 0.4 | n |  | TRUE
162 | bus_LV_4038-12_0_6_node_157 | 0.4 | n |  | TRUE
163 | bus_LV_4038-12_0_6_node_176 | 0.4 | n |  | TRUE
164 | bus_LV_4038-12_0_6_node_156 | 0.4 | n |  | TRUE
165 | bus_LV_4038-12_0_6_node_160 | 0.4 | n |  | TRUE
166 | bus_LV_4038-12_0_6_node_164 | 0.4 | n |  | TRUE
167 | bus_LV_4038-12_0_6_node_191 | 0.4 | n |  | TRUE
168 | bus_LV_4038-12_0_6_node_167 | 0.4 | n |  | TRUE
169 | bus_LV_4038-12_0_6_node_162 | 0.4 | n |  | TRUE
170 | bus_LV_4038-12_0_6_node_163 | 0.4 | n |  | TRUE
171 | bus_LV_4038-12_0_6_node_165 | 0.4 | n |  | TRUE
172 | bus_LV_4038-12_0_6_node_166 | 0.4 | n |  | TRUE
173 | bus_LV_4038-12_0_6_node_185 | 0.4 | n |  | TRUE
174 | bus_LV_4038-12_0_6_node_173 | 0.4 | n |  | TRUE
175 | bus_LV_4038-12_0_6_node_186 | 0.4 | n |  | TRUE
176 | bus_LV_4038-12_0_6_node_174 | 0.4 | n |  | TRUE
177 | bus_LV_4038-12_0_6_node_168 | 0.4 | n |  | TRUE
178 | bus_LV_4038-12_0_6_node_169 | 0.4 | n |  | TRUE
179 | bus_LV_4038-12_0_6_node_171 | 0.4 | n |  | TRUE
180 | bus_LV_4038-12_0_6_node_177 | 0.4 | n |  | TRUE
181 | bus_LV_4038-12_0_6_node_179 | 0.4 | n |  | TRUE
182 | bus_LV_4038-12_0_6_node_180 | 0.4 | n |  | TRUE
183 | bus_LV_4038-12_0_6_node_178 | 0.4 | n |  | TRUE
184 | bus_LV_4038-12_0_6_node_184 | 0.4 | n |  | TRUE
185 | bus_MV_422_0_node_126 | 20 | n |  | TRUE

## load
| name | bus | p_mw | q_mvar | const_z_percent | const_i_percent | sn_mva | scaling | in_service | type
0 | LV_4038-12_0_6_load_0 | 0 | 0.0084135 | 0.0021086 | 0 | 0 |  | 1 | TRUE | wye
1 | LV_4038-12_0_6_load_1 | 1 | 0.0036011 | 0.00090253 | 0 | 0 |  | 1 | TRUE | wye
2 | LV_4038-12_0_6_load_3 | 3 | 0.015674 | 0.0039283 | 0 | 0 |  | 1 | TRUE | wye
3 | LV_4038-12_0_6_load_4 | 4 | 0.0032156 | 0.00080589 | 0 | 0 |  | 1 | TRUE | wye
4 | LV_4038-12_0_6_load_5 | 5 | 0.0035709 | 0.00089494 | 0 | 0 |  | 1 | TRUE | wye
5 | LV_4038-12_0_6_load_30 | 7 | 0.0049852 | 0.0012494 | 0 | 0 |  | 1 | TRUE | wye
6 | LV_4038-12_0_6_load_11 | 9 | 0.0035587 | 0.00089189 | 0 | 0 |  | 1 | TRUE | wye
7 | LV_4038-12_0_6_load_6 | 11 | 0.011496 | 0.0028812 | 0 | 0 |  | 1 | TRUE | wye
8 | LV_4038-12_0_6_load_7 | 12 | 0.0054179 | 0.0013579 | 0 | 0 |  | 1 | TRUE | wye
9 | LV_4038-12_0_6_load_8 | 13 | 0.0044809 | 0.001123 | 0 | 0 |  | 1 | TRUE | wye
10 | LV_4038-12_0_6_load_10 | 15 | 0.003199 | 0.00080175 | 0 | 0 |  | 1 | TRUE | wye
11 | LV_4038-12_0_6_load_48 | 16 | 0.0099297 | 0.0024886 | 0 | 0 |  | 1 | TRUE | wye
12 | LV_4038-12_0_6_load_142 | 19 | 0.0036557 | 0.00091621 | 0 | 0 |  | 1 | TRUE | wye
13 | LV_4038-12_0_6_load_143 | 20 | 0.0023045 | 0.00057756 | 0 | 0 |  | 1 | TRUE | wye
14 | LV_4038-12_0_6_load_141 | 21 | 0.0057149 | 0.0014323 | 0 | 0 |  | 1 | TRUE | wye
15 | LV_4038-12_0_6_load_194 | 26 | 0.0082166 | 0.0020593 | 0 | 0 |  | 1 | TRUE | wye
16 | LV_4038-12_0_6_load_189 | 28 | 0.0076024 | 0.0019053 | 0 | 0 |  | 1 | TRUE | wye
17 | LV_4038-12_0_6_load_193 | 30 | 0.0045037 | 0.0011287 | 0 | 0 |  | 1 | TRUE | wye
18 | LV_4038-12_0_6_load_123 | 32 | 0.0076392 | 0.0019146 | 0 | 0 |  | 1 | TRUE | wye
19 | LV_4038-12_0_6_load_105 | 34 | 0.0027849 | 0.00069795 | 0 | 0 |  | 1 | TRUE | wye
20 | LV_4038-12_0_6_load_125 | 35 | 0.0058084 | 0.0014557 | 0 | 0 |  | 1 | TRUE | wye
21 | LV_4038-12_0_6_load_98 | 36 | 0.0069152 | 0.0017331 | 0 | 0 |  | 1 | TRUE | wye
22 | LV_4038-12_0_6_load_64 | 38 | 0.0030164 | 0.00075599 | 0 | 0 |  | 1 | TRUE | wye
23 | LV_4038-12_0_6_load_63 | 39 | 0.010968 | 0.0027489 | 0 | 0 |  | 1 | TRUE | wye
24 | LV_4038-12_0_6_load_47 | 40 | 0.0036622 | 0.00091784 | 0 | 0 |  | 1 | TRUE | wye
25 | LV_4038-12_0_6_load_12 | 41 | 0.00195 | 0.00048871 | 0 | 0 |  | 1 | TRUE | wye
26 | LV_4038-12_0_6_load_65 | 44 | 0.0019012 | 0.0004765 | 0 | 0 |  | 1 | TRUE | wye
27 | LV_4038-12_0_6_load_45 | 45 | 0.0078372 | 0.0019642 | 0 | 0 |  | 1 | TRUE | wye
28 | LV_4038-12_0_6_load_36 | 46 | 0.0069754 | 0.0017482 | 0 | 0 |  | 1 | TRUE | wye
29 | LV_4038-12_0_6_load_103 | 47 | 0.0067855 | 0.0017006 | 0 | 0 |  | 1 | TRUE | wye
30 | LV_4038-12_0_6_load_188 | 48 | 0.0098408 | 0.0024663 | 0 | 0 |  | 1 | TRUE | wye
31 | LV_4038-12_0_6_load_124 | 49 | 0.0060182 | 0.0015083 | 0 | 0 |  | 1 | TRUE | wye
32 | LV_4038-12_0_6_load_46 | 50 | 0.0036098 | 0.00090471 | 0 | 0 |  | 1 | TRUE | wye
33 | LV_4038-12_0_6_load_146 | 51 | 0.0040378 | 0.001012 | 0 | 0 |  | 1 | TRUE | wye
34 | LV_4038-12_0_6_load_181 | 53 | 0.0032355 | 0.00081089 | 0 | 0 |  | 1 | TRUE | wye
35 | LV_4038-12_0_6_load_170 | 54 | 0.0037547 | 0.00094103 | 0 | 0 |  | 1 | TRUE | wye
36 | LV_4038-12_0_6_load_84 | 55 | 0.0024457 | 0.00061294 | 0 | 0 |  | 1 | TRUE | wye
37 | LV_4038-12_0_6_load_87 | 56 | 0.0029793 | 0.00074668 | 0 | 0 |  | 1 | TRUE | wye
38 | LV_4038-12_0_6_load_38 | 57 | 0.0041712 | 0.0010454 | 0 | 0 |  | 1 | TRUE | wye
39 | LV_4038-12_0_6_load_32 | 58 | 0.016108 | 0.0040371 | 0 | 0 |  | 1 | TRUE | wye
40 | LV_4038-12_0_6_load_33 | 59 | 0.003103 | 0.00077769 | 0 | 0 |  | 1 | TRUE | wye
41 | LV_4038-12_0_6_load_34 | 60 | 0.0083704 | 0.0020978 | 0 | 0 |  | 1 | TRUE | wye
42 | LV_4038-12_0_6_load_35 | 61 | 0.0020731 | 0.00051956 | 0 | 0 |  | 1 | TRUE | wye
43 | LV_4038-12_0_6_load_41 | 62 | 0.0037976 | 0.00095176 | 0 | 0 |  | 1 | TRUE | wye
44 | LV_4038-12_0_6_load_42 | 63 | 0.0032711 | 0.00081982 | 0 | 0 |  | 1 | TRUE | wye
45 | LV_4038-12_0_6_load_83 | 65 | 0.0016894 | 0.0004234 | 0 | 0 |  | 1 | TRUE | wye
46 | LV_4038-12_0_6_load_49 | 66 | 0.0016777 | 0.00042046 | 0 | 0 |  | 1 | TRUE | wye
47 | LV_4038-12_0_6_load_50 | 67 | 0.0014414 | 0.00036124 | 0 | 0 |  | 1 | TRUE | wye
48 | LV_4038-12_0_6_load_52 | 69 | 0.0013815 | 0.00034624 | 0 | 0 |  | 1 | TRUE | wye
49 | LV_4038-12_0_6_load_53 | 70 | 0.0046407 | 0.0011631 | 0 | 0 |  | 1 | TRUE | wye
50 | LV_4038-12_0_6_load_54 | 71 | 0.0014228 | 0.00035658 | 0 | 0 |  | 1 | TRUE | wye
51 | LV_4038-12_0_6_load_86 | 72 | 0.0043248 | 0.0010839 | 0 | 0 |  | 1 | TRUE | wye
52 | LV_4038-12_0_6_load_61 | 73 | 0.0068545 | 0.0017179 | 0 | 0 |  | 1 | TRUE | wye
53 | LV_4038-12_0_6_load_62 | 75 | 0.0027626 | 0.00069236 | 0 | 0 |  | 1 | TRUE | wye
54 | LV_4038-12_0_6_load_132 | 76 | 0.001616 | 0.000405 | 0 | 0 |  | 1 | TRUE | wye
55 | LV_4038-12_0_6_load_55 | 77 | 0.0014748 | 0.00036963 | 0 | 0 |  | 1 | TRUE | wye
56 | LV_4038-12_0_6_load_56 | 78 | 0.0014828 | 0.00037163 | 0 | 0 |  | 1 | TRUE | wye
57 | LV_4038-12_0_6_load_58 | 80 | 0.0016549 | 0.00041476 | 0 | 0 |  | 1 | TRUE | wye
58 | LV_4038-12_0_6_load_71 | 82 | 0.0015601 | 0.000391 | 0 | 0 |  | 1 | TRUE | wye
59 | LV_4038-12_0_6_load_80 | 83 | 0.0009912 | 0.00024842 | 0 | 0 |  | 1 | TRUE | wye
60 | LV_4038-12_0_6_load_60 | 84 | 0.0021986 | 0.00055102 | 0 | 0 |  | 1 | TRUE | wye
61 | LV_4038-12_0_6_load_72 | 85 | 0.0023887 | 0.00059865 | 0 | 0 |  | 1 | TRUE | wye
62 | LV_4038-12_0_6_load_81 | 87 | 0.0054667 | 0.0013701 | 0 | 0 |  | 1 | TRUE | wye
63 | LV_4038-12_0_6_load_79 | 88 | 0.0040412 | 0.0010128 | 0 | 0 |  | 1 | TRUE | wye
64 | LV_4038-12_0_6_load_94 | 89 | 0.0029341 | 0.00073535 | 0 | 0 |  | 1 | TRUE | wye
65 | LV_4038-12_0_6_load_82 | 90 | 0.0028911 | 0.00072457 | 0 | 0 |  | 1 | TRUE | wye
66 | LV_4038-12_0_6_load_66 | 91 | 0.002137 | 0.00053559 | 0 | 0 |  | 1 | TRUE | wye
67 | LV_4038-12_0_6_load_67 | 92 | 0.0017678 | 0.00044304 | 0 | 0 |  | 1 | TRUE | wye
68 | LV_4038-12_0_6_load_70 | 94 | 0.0037177 | 0.00093175 | 0 | 0 |  | 1 | TRUE | wye
69 | LV_4038-12_0_6_load_78 | 95 | 0.0018198 | 0.00045608 | 0 | 0 |  | 1 | TRUE | wye
70 | LV_4038-12_0_6_load_77 | 96 | 0.0035131 | 0.00088047 | 0 | 0 |  | 1 | TRUE | wye
71 | LV_4038-12_0_6_load_99 | 97 | 0.0020068 | 0.00050296 | 0 | 0 |  | 1 | TRUE | wye
72 | LV_4038-12_0_6_load_73 | 99 | 0.0033743 | 0.00084569 | 0 | 0 |  | 1 | TRUE | wye
73 | LV_4038-12_0_6_load_74 | 100 | 0.0042802 | 0.0010727 | 0 | 0 |  | 1 | TRUE | wye
74 | LV_4038-12_0_6_load_76 | 101 | 0.0023136 | 0.00057985 | 0 | 0 |  | 1 | TRUE | wye
75 | LV_4038-12_0_6_load_85 | 102 | 0.0028812 | 0.0007221 | 0 | 0 |  | 1 | TRUE | wye
76 | LV_4038-12_0_6_load_88 | 103 | 0.0030979 | 0.0007764 | 0 | 0 |  | 1 | TRUE | wye
77 | LV_4038-12_0_6_load_95 | 104 | 0.0029589 | 0.00074156 | 0 | 0 |  | 1 | TRUE | wye
78 | LV_4038-12_0_6_load_97 | 105 | 0.003004 | 0.00075288 | 0 | 0 |  | 1 | TRUE | wye
79 | LV_4038-12_0_6_load_90 | 107 | 0.0018368 | 0.00046034 | 0 | 0 |  | 1 | TRUE | wye
80 | LV_4038-12_0_6_load_192 | 110 | 0.0018488 | 0.00046335 | 0 | 0 |  | 1 | TRUE | wye
81 | LV_4038-12_0_6_load_96 | 111 | 0.0021462 | 0.00053789 | 0 | 0 |  | 1 | TRUE | wye
82 | LV_4038-12_0_6_load_101 | 112 | 0.002469 | 0.00061879 | 0 | 0 |  | 1 | TRUE | wye
83 | LV_4038-12_0_6_load_102 | 113 | 0.00087529 | 0.00021937 | 0 | 0 |  | 1 | TRUE | wye
84 | LV_4038-12_0_6_load_113 | 115 | 0.0061787 | 0.0015485 | 0 | 0 |  | 1 | TRUE | wye
85 | LV_4038-12_0_6_load_104 | 116 | 0.0030576 | 0.0007663 | 0 | 0 |  | 1 | TRUE | wye
86 | LV_4038-12_0_6_load_148 | 118 | 0.0025523 | 0.00063966 | 0 | 0 |  | 1 | TRUE | wye
87 | LV_4038-12_0_6_load_150 | 120 | 0.0067456 | 0.0016906 | 0 | 0 |  | 1 | TRUE | wye
88 | LV_4038-12_0_6_load_130 | 121 | 0.006694 | 0.0016777 | 0 | 0 |  | 1 | TRUE | wye
89 | LV_4038-12_0_6_load_128 | 122 | 0.0071148 | 0.0017831 | 0 | 0 |  | 1 | TRUE | wye
90 | LV_4038-12_0_6_load_107 | 123 | 0.0020278 | 0.00050821 | 0 | 0 |  | 1 | TRUE | wye
91 | LV_4038-12_0_6_load_108 | 124 | 0.0023279 | 0.00058344 | 0 | 0 |  | 1 | TRUE | wye
92 | LV_4038-12_0_6_load_109 | 125 | 0.0020915 | 0.00052419 | 0 | 0 |  | 1 | TRUE | wye
93 | LV_4038-12_0_6_load_110 | 126 | 0.0037709 | 0.00094508 | 0 | 0 |  | 1 | TRUE | wye
94 | LV_4038-12_0_6_load_111 | 127 | 0.0023572 | 0.00059076 | 0 | 0 |  | 1 | TRUE | wye
95 | LV_4038-12_0_6_load_115 | 128 | 0.0024221 | 0.00060702 | 0 | 0 |  | 1 | TRUE | wye
96 | LV_4038-12_0_6_load_114 | 129 | 0.0030127 | 0.00075506 | 0 | 0 |  | 1 | TRUE | wye
97 | LV_4038-12_0_6_load_126 | 130 | 0.0031242 | 0.000783 | 0 | 0 |  | 1 | TRUE | wye
98 | LV_4038-12_0_6_load_116 | 131 | 0.0030204 | 0.00075699 | 0 | 0 |  | 1 | TRUE | wye
99 | LV_4038-12_0_6_load_117 | 132 | 0.0017324 | 0.00043417 | 0 | 0 |  | 1 | TRUE | wye
100 | LV_4038-12_0_6_load_135 | 133 | 0.0025327 | 0.00063476 | 0 | 0 |  | 1 | TRUE | wye
101 | LV_4038-12_0_6_load_134 | 134 | 0.0016141 | 0.00040454 | 0 | 0 |  | 1 | TRUE | wye
102 | LV_4038-12_0_6_load_118 | 135 | 0.0078404 | 0.001965 | 0 | 0 |  | 1 | TRUE | wye
103 | LV_4038-12_0_6_load_154 | 138 | 0.0049982 | 0.0012527 | 0 | 0 |  | 1 | TRUE | wye
104 | LV_4038-12_0_6_load_153 | 139 | 0.0075281 | 0.0018867 | 0 | 0 |  | 1 | TRUE | wye
105 | LV_4038-12_0_6_load_187 | 141 | 0.0064581 | 0.0016186 | 0 | 0 |  | 1 | TRUE | wye
106 | LV_4038-12_0_6_load_183 | 142 | 0.0038942 | 0.00097598 | 0 | 0 |  | 1 | TRUE | wye
107 | LV_4038-12_0_6_load_147 | 144 | 0.0044693 | 0.0011201 | 0 | 0 |  | 1 | TRUE | wye
108 | LV_4038-12_0_6_load_152 | 145 | 0.0077577 | 0.0019443 | 0 | 0 |  | 1 | TRUE | wye
109 | LV_4038-12_0_6_load_175 | 148 | 0.0026215 | 0.00065701 | 0 | 0 |  | 1 | TRUE | wye
110 | LV_4038-12_0_6_load_131 | 149 | 0.0025319 | 0.00063456 | 0 | 0 |  | 1 | TRUE | wye
111 | LV_4038-12_0_6_load_151 | 150 | 0.0019272 | 0.00048299 | 0 | 0 |  | 1 | TRUE | wye
112 | LV_4038-12_0_6_load_133 | 151 | 0.0017334 | 0.00043443 | 0 | 0 |  | 1 | TRUE | wye
113 | LV_4038-12_0_6_load_136 | 152 | 0.0017373 | 0.00043541 | 0 | 0 |  | 1 | TRUE | wye
114 | LV_4038-12_0_6_load_137 | 153 | 0.0014728 | 0.00036913 | 0 | 0 |  | 1 | TRUE | wye
115 | LV_4038-12_0_6_load_138 | 154 | 0.0015804 | 0.00039609 | 0 | 0 |  | 1 | TRUE | wye
116 | LV_4038-12_0_6_load_139 | 155 | 0.0015763 | 0.00039505 | 0 | 0 |  | 1 | TRUE | wye
117 | LV_4038-12_0_6_load_140 | 156 | 0.0014708 | 0.00036861 | 0 | 0 |  | 1 | TRUE | wye
118 | LV_4038-12_0_6_load_149 | 157 | 0.0017354 | 0.00043494 | 0 | 0 |  | 1 | TRUE | wye
119 | LV_4038-12_0_6_load_144 | 158 | 0.0051906 | 0.0013009 | 0 | 0 |  | 1 | TRUE | wye
120 | LV_4038-12_0_6_load_159 | 160 | 0.002661 | 0.00066692 | 0 | 0 |  | 1 | TRUE | wye
121 | LV_4038-12_0_6_load_190 | 161 | 0.0087864 | 0.0022021 | 0 | 0 |  | 1 | TRUE | wye
122 | LV_4038-12_0_6_load_157 | 162 | 0.0063546 | 0.0015926 | 0 | 0 |  | 1 | TRUE | wye
123 | LV_4038-12_0_6_load_176 | 163 | 0.00090063 | 0.00022572 | 0 | 0 |  | 1 | TRUE | wye
124 | LV_4038-12_0_6_load_156 | 164 | 0.0018512 | 0.00046395 | 0 | 0 |  | 1 | TRUE | wye
125 | LV_4038-12_0_6_load_191 | 167 | 0.0011578 | 0.00029018 | 0 | 0 |  | 1 | TRUE | wye
126 | LV_4038-12_0_6_load_167 | 168 | 0.0023785 | 0.0005961 | 0 | 0 |  | 1 | TRUE | wye
127 | LV_4038-12_0_6_load_162 | 169 | 0.0016416 | 0.00041142 | 0 | 0 |  | 1 | TRUE | wye
128 | LV_4038-12_0_6_load_166 | 172 | 0.001912 | 0.00047919 | 0 | 0 |  | 1 | TRUE | wye
129 | LV_4038-12_0_6_load_185 | 173 | 0.0015493 | 0.0003883 | 0 | 0 |  | 1 | TRUE | wye
130 | LV_4038-12_0_6_load_173 | 174 | 0.0016861 | 0.00042257 | 0 | 0 |  | 1 | TRUE | wye
131 | LV_4038-12_0_6_load_186 | 175 | 0.0019444 | 0.00048732 | 0 | 0 |  | 1 | TRUE | wye
132 | LV_4038-12_0_6_load_174 | 176 | 0.003041 | 0.00076215 | 0 | 0 |  | 1 | TRUE | wye
133 | LV_4038-12_0_6_load_168 | 177 | 0.0018782 | 0.00047072 | 0 | 0 |  | 1 | TRUE | wye
134 | LV_4038-12_0_6_load_169 | 178 | 0.0054334 | 0.0013617 | 0 | 0 |  | 1 | TRUE | wye
135 | LV_4038-12_0_6_load_171 | 179 | 0.0023493 | 0.00058879 | 0 | 0 |  | 1 | TRUE | wye
136 | LV_4038-12_0_6_load_177 | 180 | 0.010441 | 0.0026167 | 0 | 0 |  | 1 | TRUE | wye
137 | LV_4038-12_0_6_load_180 | 182 | 0.0015689 | 0.00039321 | 0 | 0 |  | 1 | TRUE | wye
138 | LV_4038-12_0_6_load_178 | 183 | 0.0079827 | 0.0020006 | 0 | 0 |  | 1 | TRUE | wye
139 | LV_4038-12_0_6_load_184 | 184 | 0.0017651 | 0.00044236 | 0 | 0 |  | 1 | TRUE | wye

## ext_grid
| name | bus | vm_pu | va_degree | slack_weight | in_service
0 |  | 119 | 1 | 0 | 1 | TRUE

## line
| name | std_type | from_bus | to_bus | length_km | r_ohm_per_km | x_ohm_per_km | c_nf_per_km | g_us_per_km | max_i_ka | df | parallel | type | in_service
0 | LV_4038-12_0_6_line_0 |  | 0 | 1 | 0.0071947 | 0.125 | 0.08 | 261 | 0 | 0.364 | 1 | 1 | cs | TRUE
1 | LV_4038-12_0_6_line_1 |  | 0 | 2 | 0.024943 | 0.125 | 0.08 | 261 | 0 | 0.364 | 1 | 1 | cs | TRUE
2 | LV_4038-12_0_6_line_2 |  | 1 | 3 | 0.034226 | 0.125 | 0.08 | 261 | 0 | 0.364 | 1 | 1 | cs | TRUE
3 | LV_4038-12_0_6_line_3 |  | 2 | 4 | 0.018875 | 0.125 | 0.08 | 261 | 0 | 0.364 | 1 | 1 | cs | TRUE
4 | LV_4038-12_0_6_line_4 |  | 2 | 5 | 0.018189 | 0.125 | 0.08 | 261 | 0 | 0.364 | 1 | 1 | cs | TRUE
5 | LV_4038-12_0_6_line_5 |  | 3 | 6 | 0.02155 | 0.125 | 0.08 | 261 | 0 | 0.364 | 1 | 1 | cs | TRUE
6 | LV_4038-12_0_6_line_6 |  | 4 | 7 | 0.035877 | 0.125 | 0.08 | 261 | 0 | 0.364 | 1 | 1 | cs | TRUE
7 | LV_4038-12_0_6_line_7 |  | 6 | 8 | 0.0096478 | 0.125 | 0.08 | 261 | 0 | 0.364 | 1 | 1 | cs | TRUE
8 | LV_4038-12_0_6_line_8 |  | 6 | 9 | 0.028664 | 0.125 | 0.08 | 261 | 0 | 0.364 | 1 | 1 | cs | TRUE
9 | LV_4038-12_0_6_line_9 |  | 7 | 10 | 0.0080595 | 0.125 | 0.08 | 261 | 0 | 0.364 | 1 | 1 | cs | TRUE
10 | LV_4038-12_0_6_line_10 |  | 8 | 33 | 0.036748 | 0.125 | 0.08 | 261 | 0 | 0.364 | 1 | 4 | cs | TRUE
11 | LV_4038-12_0_6_line_11 |  | 8 | 34 | 0.027043 | 0.125 | 0.08 | 261 | 0 | 0.364 | 1 | 4 | cs | TRUE
12 | LV_4038-12_0_6_line_12 |  | 8 | 35 | 0.020895 | 0.125 | 0.08 | 261 | 0 | 0.364 | 1 | 1 | cs | TRUE
13 | LV_4038-12_0_6_line_13 |  | 9 | 41 | 0.033665 | 0.125 | 0.08 | 261 | 0 | 0.364 | 1 | 1 | cs | TRUE
14 | LV_4038-12_0_6_line_14 |  | 10 | 57 | 0.008904 | 0.125 | 0.08 | 261 | 0 | 0.364 | 1 | 1 | cs | TRUE
15 | LV_4038-12_0_6_line_15 |  | 11 | 12 | 0.014835 | 0.125 | 0.08 | 261 | 0 | 0.364 | 1 | 1 | cs | TRUE
16 | LV_4038-12_0_6_line_16 |  | 11 | 13 | 0.014124 | 0.125 | 0.08 | 261 | 0 | 0.364 | 1 | 1 | cs | TRUE
17 | LV_4038-12_0_6_line_17 |  | 12 | 14 | 0.026099 | 0.125 | 0.08 | 261 | 0 | 0.364 | 1 | 1 | cs | TRUE
18 | LV_4038-12_0_6_line_18 |  | 13 | 15 | 0.029259 | 0.125 | 0.08 | 261 | 0 | 0.364 | 1 | 1 | cs | TRUE
19 | LV_4038-12_0_6_line_19 |  | 14 | 16 | 0.013988 | 0.125 | 0.08 | 261 | 0 | 0.364 | 1 | 1 | cs | TRUE
20 | LV_4038-12_0_6_line_20 |  | 16 | 17 | 0.013799 | 0.125 | 0.08 | 261 | 0 | 0.364 | 1 | 1 | cs | TRUE
21 | LV_4038-12_0_6_line_21 |  | 17 | 29 | 0.016168 | 0.125 | 0.08 | 261 | 0 | 0.364 | 1 | 2 | cs | TRUE
22 | LV_4038-12_0_6_line_22 |  | 18 | 19 | 0.032157 | 0.125 | 0.08 | 261 | 0 | 0.364 | 1 | 4 | cs | TRUE
23 | LV_4038-12_0_6_line_23 |  | 18 | 20 | 0.0032413 | 0.125 | 0.08 | 261 | 0 | 0.364 | 1 | 1 | cs | TRUE
24 | LV_4038-12_0_6_line_24 |  | 18 | 21 | 0.038104 | 0.125 | 0.08 | 261 | 0 | 0.364 | 1 | 4 | cs | TRUE
25 | LV_4038-12_0_6_line_25 |  | 19 | 51 | 0.014344 | 0.125 | 0.08 | 261 | 0 | 0.364 | 1 | 4 | cs | TRUE
26 | LV_4038-12_0_6_line_26 |  | 20 | 27 | 0.035446 | 0.125 | 0.08 | 261 | 0 | 0.364 | 1 | 1 | cs | TRUE
27 | LV_4038-12_0_6_line_27 |  | 21 | 22 | 0.0059108 | 0.125 | 0.08 | 261 | 0 | 0.364 | 1 | 4 | cs | TRUE
28 | LV_4038-12_0_6_line_28 |  | 22 | 23 | 0.015081 | 0.125 | 0.08 | 261 | 0 | 0.364 | 1 | 4 | cs | TRUE
29 | LV_4038-12_0_6_line_29 |  | 22 | 24 | 0.021672 | 0.125 | 0.08 | 261 | 0 | 0.364 | 1 | 4 | cs | TRUE
30 | LV_4038-12_0_6_line_30 |  | 23 | 29 | 0.018485 | 0.125 | 0.08 | 261 | 0 | 0.364 | 1 | 4 | cs | TRUE
31 | LV_4038-12_0_6_line_31 |  | 24 | 31 | 0.050577 | 0.125 | 0.08 | 261 | 0 | 0.364 | 1 | 4 | cs | TRUE
32 | LV_4038-12_0_6_line_32 |  | 24 | 32 | 0.038471 | 0.125 | 0.08 | 261 | 0 | 0.364 | 1 | 1 | cs | TRUE
33 | LV_4038-12_0_6_line_33 |  | 25 | 26 | 0.0093461 | 0.125 | 0.08 | 261 | 0 | 0.364 | 1 | 1 | cs | TRUE
34 | LV_4038-12_0_6_line_34 |  | 25 | 27 | 0.0069717 | 0.125 | 0.08 | 261 | 0 | 0.364 | 1 | 1 | cs | TRUE
35 | LV_4038-12_0_6_line_35 |  | 27 | 28 | 0.0089836 | 0.125 | 0.08 | 261 | 0 | 0.364 | 1 | 1 | cs | TRUE
36 | LV_4038-12_0_6_line_36 |  | 28 | 48 | 0.050416 | 0.125 | 0.08 | 261 | 0 | 0.364 | 1 | 1 | cs | TRUE
37 | LV_4038-12_0_6_line_37 |  | 29 | 30 | 0.0090179 | 0.125 | 0.08 | 261 | 0 | 0.364 | 1 | 1 | cs | TRUE
38 | LV_4038-12_0_6_line_38 |  | 31 | 40 | 0.0079493 | 0.125 | 0.08 | 261 | 0 | 0.364 | 1 | 4 | cs | TRUE
39 | LV_4038-12_0_6_line_39 |  | 32 | 49 | 0.043637 | 0.125 | 0.08 | 261 | 0 | 0.364 | 1 | 1 | cs | TRUE
40 | LV_4038-12_0_6_line_40 |  | 33 | 36 | 0.015953 | 0.125 | 0.08 | 261 | 0 | 0.364 | 1 | 1 | cs | TRUE
41 | LV_4038-12_0_6_line_41 |  | 33 | 37 | 0.015954 | 0.125 | 0.08 | 261 | 0 | 0.364 | 1 | 4 | cs | TRUE
42 | LV_4038-12_0_6_line_42 |  | 34 | 47 | 0.030649 | 0.125 | 0.08 | 261 | 0 | 0.364 | 1 | 4 | cs | TRUE
43 | LV_4038-12_0_6_line_43 |  | 36 | 56 | 0.0082228 | 0.125 | 0.08 | 261 | 0 | 0.364 | 1 | 1 | cs | TRUE
44 | LV_4038-12_0_6_line_44 |  | 37 | 38 | 0.028072 | 0.125 | 0.08 | 261 | 0 | 0.364 | 1 | 4 | cs | TRUE
45 | LV_4038-12_0_6_line_45 |  | 37 | 39 | 0.055699 | 0.125 | 0.08 | 261 | 0 | 0.364 | 1 | 1 | cs | TRUE
46 | LV_4038-12_0_6_line_46 |  | 38 | 55 | 0.00099462 | 0.125 | 0.08 | 261 | 0 | 0.364 | 1 | 4 | cs | TRUE
47 | LV_4038-12_0_6_line_47 |  | 40 | 50 | 0.022285 | 0.125 | 0.08 | 261 | 0 | 0.364 | 1 | 4 | cs | TRUE
48 | LV_4038-12_0_6_line_48 |  | 42 | 43 | 0.017202 | 0.125 | 0.08 | 261 | 0 | 0.364 | 1 | 1 | cs | TRUE
49 | LV_4038-12_0_6_line_49 |  | 42 | 44 | 0.032257 | 0.125 | 0.08 | 261 | 0 | 0.364 | 1 | 1 | cs | TRUE
50 | LV_4038-12_0_6_line_50 |  | 43 | 64 | 0.010525 | 0.125 | 0.08 | 261 | 0 | 0.364 | 1 | 1 | cs | TRUE
51 | LV_4038-12_0_6_line_51 |  | 43 | 65 | 0.016503 | 0.125 | 0.08 | 261 | 0 | 0.364 | 1 | 1 | cs | TRUE
52 | LV_4038-12_0_6_line_52 |  | 45 | 46 | 0.014192 | 0.125 | 0.08 | 261 | 0 | 0.364 | 1 | 1 | cs | TRUE
53 | LV_4038-12_0_6_line_53 |  | 46 | 60 | 0.005388 | 0.125 | 0.08 | 261 | 0 | 0.364 | 1 | 1 | cs | TRUE
54 | LV_4038-12_0_6_line_54 |  | 47 | 116 | 0.0039018 | 0.125 | 0.08 | 261 | 0 | 0.364 | 1 | 4 | cs | TRUE
55 | LV_4038-12_0_6_line_55 |  | 50 | 63 | 0.021738 | 0.125 | 0.08 | 261 | 0 | 0.364 | 1 | 4 | cs | TRUE
56 | LV_4038-12_0_6_line_56 |  | 51 | 143 | 0.0030592 | 0.125 | 0.08 | 261 | 0 | 0.364 | 1 | 4 | cs | TRUE
57 | LV_4038-12_0_6_line_57 |  | 52 | 53 | 0.014952 | 0.125 | 0.08 | 261 | 0 | 0.364 | 1 | 4 | cs | TRUE
58 | LV_4038-12_0_6_line_58 |  | 52 | 54 | 0.015017 | 0.125 | 0.08 | 261 | 0 | 0.364 | 1 | 4 | cs | TRUE
59 | LV_4038-12_0_6_line_59 |  | 53 | 171 | 0.0059746 | 0.125 | 0.08 | 261 | 0 | 0.364 | 1 | 4 | cs | TRUE
60 | LV_4038-12_0_6_line_60 |  | 54 | 177 | 0.018951 | 0.125 | 0.08 | 261 | 0 | 0.364 | 1 | 4 | cs | TRUE
61 | LV_4038-12_0_6_line_61 |  | 55 | 90 | 0.026691 | 0.125 | 0.08 | 261 | 0 | 0.364 | 1 | 4 | cs | TRUE
62 | LV_4038-12_0_6_line_62 |  | 56 | 72 | 0.023496 | 0.125 | 0.08 | 261 | 0 | 0.364 | 1 | 1 | cs | TRUE
63 | LV_4038-12_0_6_line_63 |  | 58 | 59 | 0.003909 | 0.125 | 0.08 | 261 | 0 | 0.364 | 1 | 2 | cs | TRUE
64 | LV_4038-12_0_6_line_64 |  | 58 | 60 | 0.016006 | 0.125 | 0.08 | 261 | 0 | 0.364 | 1 | 1 | cs | TRUE
65 | LV_4038-12_0_6_line_65 |  | 59 | 61 | 0.0012448 | 0.125 | 0.08 | 261 | 0 | 0.364 | 1 | 4 | cs | TRUE
66 | LV_4038-12_0_6_line_66 |  | 61 | 62 | 0.012615 | 0.125 | 0.08 | 261 | 0 | 0.364 | 1 | 4 | cs | TRUE
67 | LV_4038-12_0_6_line_67 |  | 62 | 63 | 0.010423 | 0.125 | 0.08 | 261 | 0 | 0.364 | 1 | 4 | cs | TRUE
68 | LV_4038-12_0_6_line_68 |  | 64 | 107 | 0.017118 | 0.125 | 0.08 | 261 | 0 | 0.364 | 1 | 1 | cs | TRUE
69 | LV_4038-12_0_6_line_69 |  | 65 | 81 | 0.017435 | 0.125 | 0.08 | 261 | 0 | 0.364 | 1 | 1 | cs | TRUE
70 | LV_4038-12_0_6_line_70 |  | 66 | 67 | 0.0048706 | 0.125 | 0.08 | 261 | 0 | 0.364 | 1 | 1 | cs | TRUE
71 | LV_4038-12_0_6_line_71 |  | 66 | 68 | 0.0070238 | 0.125 | 0.08 | 261 | 0 | 0.364 | 1 | 1 | cs | TRUE
72 | LV_4038-12_0_6_line_72 |  | 67 | 69 | 0.018889 | 0.125 | 0.08 | 261 | 0 | 0.364 | 1 | 1 | cs | TRUE
73 | LV_4038-12_0_6_line_73 |  | 68 | 70 | 0.021277 | 0.125 | 0.08 | 261 | 0 | 0.364 | 1 | 1 | cs | TRUE
74 | LV_4038-12_0_6_line_74 |  | 68 | 71 | 0.013941 | 0.125 | 0.08 | 261 | 0 | 0.364 | 1 | 1 | cs | TRUE
75 | LV_4038-12_0_6_line_75 |  | 69 | 72 | 0.0041843 | 0.125 | 0.08 | 261 | 0 | 0.364 | 1 | 1 | cs | TRUE
76 | LV_4038-12_0_6_line_76 |  | 70 | 73 | 0.0032531 | 0.125 | 0.08 | 261 | 0 | 0.364 | 1 | 1 | cs | TRUE
77 | LV_4038-12_0_6_line_77 |  | 71 | 74 | 0.0081955 | 0.125 | 0.08 | 261 | 0 | 0.364 | 1 | 1 | cs | TRUE
78 | LV_4038-12_0_6_line_78 |  | 73 | 75 | 0.035327 | 0.125 | 0.08 | 261 | 0 | 0.364 | 1 | 1 | cs | TRUE
79 | LV_4038-12_0_6_line_79 |  | 74 | 76 | 0.016482 | 0.125 | 0.08 | 261 | 0 | 0.364 | 1 | 1 | cs | TRUE
80 | LV_4038-12_0_6_line_80 |  | 75 | 88 | 0.018651 | 0.125 | 0.08 | 261 | 0 | 0.364 | 1 | 1 | cs | TRUE
81 | LV_4038-12_0_6_line_81 |  | 76 | 149 | 0.00022921 | 0.125 | 0.08 | 261 | 0 | 0.364 | 1 | 1 | cs | TRUE
82 | LV_4038-12_0_6_line_82 |  | 77 | 78 | 0.028767 | 0.125 | 0.08 | 261 | 0 | 0.364 | 1 | 2 | cs | TRUE
83 | LV_4038-12_0_6_line_83 |  | 77 | 79 | 0.032741 | 0.125 | 0.08 | 261 | 0 | 0.364 | 1 | 4 | cs | TRUE
84 | LV_4038-12_0_6_line_84 |  | 78 | 80 | 0.021802 | 0.125 | 0.08 | 261 | 0 | 0.364 | 1 | 1 | cs | TRUE
85 | LV_4038-12_0_6_line_85 |  | 79 | 81 | 0.013973 | 0.125 | 0.08 | 261 | 0 | 0.364 | 1 | 4 | cs | TRUE
86 | LV_4038-12_0_6_line_86 |  | 80 | 82 | 0.013547 | 0.125 | 0.08 | 261 | 0 | 0.364 | 1 | 1 | cs | TRUE
87 | LV_4038-12_0_6_line_87 |  | 81 | 83 | 0.011586 | 0.125 | 0.08 | 261 | 0 | 0.364 | 1 | 4 | cs | TRUE
88 | LV_4038-12_0_6_line_88 |  | 82 | 86 | 0.029459 | 0.125 | 0.08 | 261 | 0 | 0.364 | 1 | 1 | cs | TRUE
89 | LV_4038-12_0_6_line_89 |  | 83 | 87 | 0.021555 | 0.125 | 0.08 | 261 | 0 | 0.364 | 1 | 4 | cs | TRUE
90 | LV_4038-12_0_6_line_90 |  | 84 | 85 | 0.018849 | 0.125 | 0.08 | 261 | 0 | 0.364 | 1 | 1 | cs | TRUE
91 | LV_4038-12_0_6_line_91 |  | 85 | 86 | 0.008747 | 0.125 | 0.08 | 261 | 0 | 0.364 | 1 | 1 | cs | TRUE
92 | LV_4038-12_0_6_line_92 |  | 86 | 94 | 0.020593 | 0.125 | 0.08 | 261 | 0 | 0.364 | 1 | 1 | cs | TRUE
93 | LV_4038-12_0_6_line_93 |  | 86 | 91 | 0.019697 | 0.125 | 0.08 | 261 | 0 | 0.364 | 1 | 1 | cs | TRUE
94 | LV_4038-12_0_6_line_94 |  | 87 | 90 | 0.026821 | 0.125 | 0.08 | 261 | 0 | 0.364 | 1 | 4 | cs | TRUE
95 | LV_4038-12_0_6_line_95 |  | 88 | 89 | 0.029367 | 0.125 | 0.08 | 261 | 0 | 0.364 | 1 | 1 | cs | TRUE
96 | LV_4038-12_0_6_line_96 |  | 89 | 104 | 0.0063067 | 0.125 | 0.08 | 261 | 0 | 0.364 | 1 | 1 | cs | TRUE
97 | LV_4038-12_0_6_line_97 |  | 91 | 92 | 0.028053 | 0.125 | 0.08 | 261 | 0 | 0.364 | 1 | 1 | cs | TRUE
98 | LV_4038-12_0_6_line_98 |  | 92 | 93 | 0.027728 | 0.125 | 0.08 | 261 | 0 | 0.364 | 1 | 1 | cs | TRUE
99 | LV_4038-12_0_6_line_99 |  | 93 | 95 | 0.01758 | 0.125 | 0.08 | 261 | 0 | 0.364 | 1 | 1 | cs | TRUE
100 | LV_4038-12_0_6_line_100 |  | 93 | 96 | 0.028895 | 0.125 | 0.08 | 261 | 0 | 0.364 | 1 | 1 | cs | TRUE
101 | LV_4038-12_0_6_line_101 |  | 95 | 97 | 0.014657 | 0.125 | 0.08 | 261 | 0 | 0.364 | 1 | 1 | cs | TRUE
102 | LV_4038-12_0_6_line_102 |  | 96 | 98 | 0.017066 | 0.125 | 0.08 | 261 | 0 | 0.364 | 1 | 1 | cs | TRUE
103 | LV_4038-12_0_6_line_103 |  | 98 | 99 | 0.020711 | 0.125 | 0.08 | 261 | 0 | 0.364 | 1 | 1 | cs | TRUE
104 | LV_4038-12_0_6_line_104 |  | 99 | 100 | 0.031668 | 0.125 | 0.08 | 261 | 0 | 0.364 | 1 | 1 | cs | TRUE
105 | LV_4038-12_0_6_line_105 |  | 100 | 101 | 0.017558 | 0.125 | 0.08 | 261 | 0 | 0.364 | 1 | 1 | cs | TRUE
106 | LV_4038-12_0_6_line_106 |  | 101 | 102 | 0.0168 | 0.125 | 0.08 | 261 | 0 | 0.364 | 1 | 1 | cs | TRUE
107 | LV_4038-12_0_6_line_107 |  | 102 | 103 | 0.034178 | 0.125 | 0.08 | 261 | 0 | 0.364 | 1 | 1 | cs | TRUE
108 | LV_4038-12_0_6_line_108 |  | 103 | 105 | 0.027743 | 0.125 | 0.08 | 261 | 0 | 0.364 | 1 | 1 | cs | TRUE
109 | LV_4038-12_0_6_line_109 |  | 104 | 111 | 0.027467 | 0.125 | 0.08 | 261 | 0 | 0.364 | 1 | 1 | cs | TRUE
110 | LV_4038-12_0_6_line_110 |  | 105 | 106 | 0.028968 | 0.125 | 0.08 | 261 | 0 | 0.364 | 1 | 1 | cs | TRUE
111 | LV_4038-12_0_6_line_111 |  | 106 | 112 | 0.033096 | 0.125 | 0.08 | 261 | 0 | 0.364 | 1 | 1 | cs | TRUE
112 | LV_4038-12_0_6_line_112 |  | 106 | 113 | 0.084086 | 0.125 | 0.08 | 261 | 0 | 0.364 | 1 | 1 | cs | TRUE
113 | LV_4038-12_0_6_line_113 |  | 107 | 108 | 0.0082789 | 0.125 | 0.08 | 261 | 0 | 0.364 | 1 | 1 | cs | TRUE
114 | LV_4038-12_0_6_line_114 |  | 108 | 109 | 0.076624 | 0.125 | 0.08 | 261 | 0 | 0.364 | 1 | 1 | cs | TRUE
115 | LV_4038-12_0_6_line_115 |  | 109 | 110 | 0.073669 | 0.125 | 0.08 | 261 | 0 | 0.364 | 1 | 1 | cs | TRUE
116 | LV_4038-12_0_6_line_116 |  | 112 | 114 | 0.13164 | 0.125 | 0.08 | 261 | 0 | 0.364 | 1 | 1 | cs | TRUE
117 | LV_4038-12_0_6_line_117 |  | 114 | 115 | 0.12403 | 0.125 | 0.08 | 261 | 0 | 0.364 | 1 | 1 | cs | TRUE
118 | LV_4038-12_0_6_line_118 |  | 115 | 130 | 0.03634 | 0.125 | 0.08 | 261 | 0 | 0.364 | 1 | 1 | cs | TRUE
119 | LV_4038-12_0_6_line_119 |  | 116 | 117 | 0.011846 | 0.125 | 0.08 | 261 | 0 | 0.364 | 1 | 4 | cs | TRUE
120 | LV_4038-12_0_6_line_120 |  | 117 | 118 | 0.013259 | 0.125 | 0.08 | 261 | 0 | 0.364 | 1 | 4 | cs | TRUE
121 | LV_4038-12_0_6_line_121 |  | 117 | 119 | 0.027084 | 0.125 | 0.08 | 261 | 0 | 0.364 | 1 | 4 | cs | TRUE
122 | LV_4038-12_0_6_line_122 |  | 118 | 120 | 0.01463 | 0.125 | 0.08 | 261 | 0 | 0.364 | 1 | 4 | cs | TRUE
123 | LV_4038-12_0_6_line_123 |  | 119 | 121 | 0.010075 | 0.125 | 0.08 | 261 | 0 | 0.364 | 1 | 1 | cs | TRUE
124 | LV_4038-12_0_6_line_124 |  | 119 | 122 | 0.049861 | 0.125 | 0.08 | 261 | 0 | 0.364 | 1 | 1 | cs | TRUE
125 | LV_4038-12_0_6_line_125 |  | 120 | 157 | 0.0033573 | 0.125 | 0.08 | 261 | 0 | 0.364 | 1 | 4 | cs | TRUE
126 | LV_4038-12_0_6_line_126 |  | 121 | 150 | 0.015349 | 0.125 | 0.08 | 261 | 0 | 0.364 | 1 | 1 | cs | TRUE
127 | LV_4038-12_0_6_line_127 |  | 123 | 124 | 0.00090776 | 0.125 | 0.08 | 261 | 0 | 0.364 | 1 | 1 | cs | TRUE
128 | LV_4038-12_0_6_line_128 |  | 123 | 125 | 0.00021252 | 0.125 | 0.08 | 261 | 0 | 0.364 | 1 | 1 | cs | TRUE
129 | LV_4038-12_0_6_line_129 |  | 124 | 126 | 0.026822 | 0.125 | 0.08 | 261 | 0 | 0.364 | 1 | 1 | cs | TRUE
130 | LV_4038-12_0_6_line_130 |  | 125 | 127 | 0.00013639 | 0.125 | 0.08 | 261 | 0 | 0.364 | 1 | 1 | cs | TRUE
131 | LV_4038-12_0_6_line_131 |  | 126 | 128 | 0.0094618 | 0.125 | 0.08 | 261 | 0 | 0.364 | 1 | 1 | cs | TRUE
132 | LV_4038-12_0_6_line_132 |  | 128 | 129 | 0.039558 | 0.125 | 0.08 | 261 | 0 | 0.364 | 1 | 1 | cs | TRUE
133 | LV_4038-12_0_6_line_133 |  | 129 | 131 | 0.02393 | 0.125 | 0.08 | 261 | 0 | 0.364 | 1 | 1 | cs | TRUE
134 | LV_4038-12_0_6_line_134 |  | 131 | 132 | 0.021326 | 0.125 | 0.08 | 261 | 0 | 0.364 | 1 | 1 | cs | TRUE
135 | LV_4038-12_0_6_line_135 |  | 132 | 133 | 0.00023442 | 0.125 | 0.08 | 261 | 0 | 0.364 | 1 | 1 | cs | TRUE
136 | LV_4038-12_0_6_line_136 |  | 133 | 134 | 0.00023333 | 0.125 | 0.08 | 261 | 0 | 0.364 | 1 | 1 | cs | TRUE
137 | LV_4038-12_0_6_line_137 |  | 134 | 151 | 0.02114 | 0.125 | 0.08 | 261 | 0 | 0.364 | 1 | 1 | cs | TRUE
138 | LV_4038-12_0_6_line_138 |  | 135 | 136 | 0.014884 | 0.125 | 0.08 | 261 | 0 | 0.364 | 1 | 1 | cs | TRUE
139 | LV_4038-12_0_6_line_139 |  | 136 | 137 | 0.028258 | 0.125 | 0.08 | 261 | 0 | 0.364 | 1 | 1 | cs | TRUE
140 | LV_4038-12_0_6_line_140 |  | 137 | 138 | 0.015378 | 0.125 | 0.08 | 261 | 0 | 0.364 | 1 | 1 | cs | TRUE
141 | LV_4038-12_0_6_line_141 |  | 137 | 139 | 0.017817 | 0.125 | 0.08 | 261 | 0 | 0.364 | 1 | 1 | cs | TRUE
142 | LV_4038-12_0_6_line_142 |  | 139 | 145 | 0.0019457 | 0.125 | 0.08 | 261 | 0 | 0.364 | 1 | 1 | cs | TRUE
143 | LV_4038-12_0_6_line_143 |  | 140 | 141 | 0.024457 | 0.125 | 0.08 | 261 | 0 | 0.364 | 1 | 4 | cs | TRUE
144 | LV_4038-12_0_6_line_144 |  | 140 | 142 | 0.023956 | 0.125 | 0.08 | 261 | 0 | 0.364 | 1 | 4 | cs | TRUE
145 | LV_4038-12_0_6_line_145 |  | 141 | 146 | 0.021738 | 0.125 | 0.08 | 261 | 0 | 0.364 | 1 | 4 | cs | TRUE
146 | LV_4038-12_0_6_line_146 |  | 142 | 147 | 0.02065 | 0.125 | 0.08 | 261 | 0 | 0.364 | 1 | 4 | cs | TRUE
147 | LV_4038-12_0_6_line_147 |  | 143 | 144 | 0.015371 | 0.125 | 0.08 | 261 | 0 | 0.364 | 1 | 4 | cs | TRUE
148 | LV_4038-12_0_6_line_148 |  | 144 | 148 | 0.0016059 | 0.125 | 0.08 | 261 | 0 | 0.364 | 1 | 4 | cs | TRUE
149 | LV_4038-12_0_6_line_149 |  | 145 | 150 | 0.0087952 | 0.125 | 0.08 | 261 | 0 | 0.364 | 1 | 1 | cs | TRUE
150 | LV_4038-12_0_6_line_150 |  | 146 | 161 | 0.032132 | 0.125 | 0.08 | 261 | 0 | 0.364 | 1 | 1 | cs | TRUE
151 | LV_4038-12_0_6_line_151 |  | 146 | 159 | 0.034067 | 0.125 | 0.08 | 261 | 0 | 0.364 | 1 | 4 | cs | TRUE
152 | LV_4038-12_0_6_line_152 |  | 147 | 184 | 0.0045121 | 0.125 | 0.08 | 261 | 0 | 0.364 | 1 | 4 | cs | TRUE
153 | LV_4038-12_0_6_line_153 |  | 147 | 182 | 0.015924 | 0.125 | 0.08 | 261 | 0 | 0.364 | 1 | 1 | cs | TRUE
154 | LV_4038-12_0_6_line_154 |  | 148 | 163 | 0.015611 | 0.125 | 0.08 | 261 | 0 | 0.364 | 1 | 4 | cs | TRUE
155 | LV_4038-12_0_6_line_155 |  | 149 | 151 | 0.00023369 | 0.125 | 0.08 | 261 | 0 | 0.364 | 1 | 1 | cs | TRUE
156 | LV_4038-12_0_6_line_156 |  | 152 | 153 | 0.021405 | 0.125 | 0.08 | 261 | 0 | 0.364 | 1 | 4 | cs | TRUE
157 | LV_4038-12_0_6_line_157 |  | 152 | 154 | 0.00010548 | 0.125 | 0.08 | 261 | 0 | 0.364 | 1 | 4 | cs | TRUE
158 | LV_4038-12_0_6_line_158 |  | 153 | 155 | 9.3377e-05 | 0.125 | 0.08 | 261 | 0 | 0.364 | 1 | 4 | cs | TRUE
159 | LV_4038-12_0_6_line_159 |  | 154 | 156 | 9.9526e-05 | 0.125 | 0.08 | 261 | 0 | 0.364 | 1 | 4 | cs | TRUE
160 | LV_4038-12_0_6_line_160 |  | 155 | 157 | 0.00011035 | 0.125 | 0.08 | 261 | 0 | 0.364 | 1 | 4 | cs | TRUE
161 | LV_4038-12_0_6_line_161 |  | 156 | 158 | 0.01006 | 0.125 | 0.08 | 261 | 0 | 0.364 | 1 | 4 | cs | TRUE
162 | LV_4038-12_0_6_line_162 |  | 158 | 159 | 0.025473 | 0.125 | 0.08 | 261 | 0 | 0.364 | 1 | 4 | cs | TRUE
163 | LV_4038-12_0_6_line_163 |  | 159 | 160 | 0.010806 | 0.125 | 0.08 | 261 | 0 | 0.364 | 1 | 1 | cs | TRUE
164 | LV_4038-12_0_6_line_164 |  | 160 | 162 | 0.037403 | 0.125 | 0.08 | 261 | 0 | 0.364 | 1 | 1 | cs | TRUE
165 | LV_4038-12_0_6_line_165 |  | 162 | 164 | 0.021151 | 0.125 | 0.08 | 261 | 0 | 0.364 | 1 | 1 | cs | TRUE
166 | LV_4038-12_0_6_line_166 |  | 163 | 180 | 0.011137 | 0.125 | 0.08 | 261 | 0 | 0.364 | 1 | 4 | cs | TRUE
167 | LV_4038-12_0_6_line_167 |  | 165 | 166 | 0.024462 | 0.125 | 0.08 | 261 | 0 | 0.364 | 1 | 1 | cs | TRUE
168 | LV_4038-12_0_6_line_168 |  | 165 | 167 | 0.034831 | 0.125 | 0.08 | 261 | 0 | 0.364 | 1 | 1 | cs | TRUE
169 | LV_4038-12_0_6_line_169 |  | 166 | 168 | 0.03271 | 0.125 | 0.08 | 261 | 0 | 0.364 | 1 | 1 | cs | TRUE
170 | LV_4038-12_0_6_line_170 |  | 168 | 174 | 0.022953 | 0.125 | 0.08 | 261 | 0 | 0.364 | 1 | 1 | cs | TRUE
171 | LV_4038-12_0_6_line_171 |  | 169 | 170 | 0.0093061 | 0.125 | 0.08 | 261 | 0 | 0.364 | 1 | 1 | cs | TRUE
172 | LV_4038-12_0_6_line_172 |  | 170 | 171 | 0.034993 | 0.125 | 0.08 | 261 | 0 | 0.364 | 1 | 4 | cs | TRUE
173 | LV_4038-12_0_6_line_173 |  | 170 | 172 | 0.020993 | 0.125 | 0.08 | 261 | 0 | 0.364 | 1 | 4 | cs | TRUE
174 | LV_4038-12_0_6_line_174 |  | 172 | 173 | 0.013121 | 0.125 | 0.08 | 261 | 0 | 0.364 | 1 | 4 | cs | TRUE
175 | LV_4038-12_0_6_line_175 |  | 173 | 175 | 0.0079088 | 0.125 | 0.08 | 261 | 0 | 0.364 | 1 | 4 | cs | TRUE
176 | LV_4038-12_0_6_line_176 |  | 174 | 176 | 0.017894 | 0.125 | 0.08 | 261 | 0 | 0.364 | 1 | 1 | cs | TRUE
177 | LV_4038-12_0_6_line_177 |  | 175 | 184 | 0.020275 | 0.125 | 0.08 | 261 | 0 | 0.364 | 1 | 4 | cs | TRUE
178 | LV_4038-12_0_6_line_178 |  | 176 | 181 | 0.013906 | 0.125 | 0.08 | 261 | 0 | 0.364 | 1 | 1 | cs | TRUE
179 | LV_4038-12_0_6_line_179 |  | 177 | 178 | 0.00034712 | 0.125 | 0.08 | 261 | 0 | 0.364 | 1 | 4 | cs | TRUE
180 | LV_4038-12_0_6_line_180 |  | 178 | 179 | 0.021781 | 0.125 | 0.08 | 261 | 0 | 0.364 | 1 | 4 | cs | TRUE
181 | LV_4038-12_0_6_line_181 |  | 179 | 180 | 0.0050617 | 0.125 | 0.08 | 261 | 0 | 0.364 | 1 | 4 | cs | TRUE
182 | LV_4038-12_0_6_line_182 |  | 181 | 182 | 0.0075151 | 0.125 | 0.08 | 261 | 0 | 0.364 | 1 | 1 | cs | TRUE
183 | LV_4038-12_0_6_line_183 |  | 181 | 183 | 0.02198 | 0.125 | 0.08 | 261 | 0 | 0.364 | 1 | 1 | cs | TRUE

## trafo
| name | std_type | hv_bus | lv_bus | sn_mva | vn_hv_kv | vn_lv_kv | vk_percent | vkr_percent | pfe_kw | i0_percent | shift_degree | tap_side | tap_neutral | tap_min | tap_max | tap_step_percent | tap_step_degree | tap_pos | tap_phase_shifter | parallel | df | in_service
0 | LV_4038-12_0_6_trafo_129 | 0.63 MVA 20/0.4 kV | 185 | 119 | 0.63 | 20 | 0.4 | 6 | 1.206 | 1.65 | 0.2619 | 150 | hv | 0 | -2 | 2 | 2.5 | 0 | 0 | FALSE | 1 | 1 | TRUE

## line_geodata
| x0 | y0 | x1 | y1 | x2 | y2 | x3 | y3 | x4 | y4 | x5 | y5 | x6 | y6 | x7 | y7
0 | 2664690.0221 | 1260090.2082 | 2664684.5282 | 1260094.8537
1 | 2664709.0685 | 1260074.1034 | 2664690.0221 | 1260090.2082
2 | 2664658.4318 | 1260116.9968 | 2664659.5152 | 1260116.0037 | 2664684.5282 | 1260094.8537
3 | 2664709.0685 | 1260074.1034 | 2664696.1209 | 1260060.369
4 | 2664709.0685 | 1260074.1034 | 2664725.6645 | 1260066.6595
5 | 2664640.9646 | 1260129.3331 | 2664650.6688 | 1260124.1131 | 2664658.4318 | 1260116.9968
6 | 2664671.5108 | 1260034.2634 | 2664696.1209 | 1260060.369
7 | 2664637.8801 | 1260138.4728 | 2664638.1234 | 1260137.5971 | 2664639.5945 | 1260133.3211 | 2664640.7083 | 1260130.0309 | 2664640.9646 | 1260129.3331
8 | 2664640.9646 | 1260129.3331 | 2664668.3352 | 1260137.8454
9 | 2664665.9824 | 1260028.3989 | 2664671.5108 | 1260034.2634
10 | 2664637.8801 | 1260138.4728 | 2664655.8719 | 1260145.241 | 2664665.9225 | 1260148.3086 | 2664668.9425 | 1260149.2089 | 2664672.7516 | 1260150.3069
11 | 2664637.8801 | 1260138.4728 | 2664635.3716 | 1260142.504 | 2664622.1469 | 1260158.8382 | 2664621.3083 | 1260159.8025
12 | 2664637.8801 | 1260138.4728 | 2664623.0841 | 1260133.074 | 2664618.2337 | 1260131.3576
13 | 2664701.582 | 1260142.6506 | 2664685.6691 | 1260141.397 | 2664669.868 | 1260138.3221 | 2664668.3352 | 1260137.8454
14 | 2664665.9824 | 1260028.3989 | 2664659.9302 | 1260021.8681
15 | 2664504.3694 | 1260044.2761 | 2664492.974 | 1260053.7745
16 | 2664504.3694 | 1260044.2761 | 2664515.219 | 1260035.2326
17 | 2664473.6918 | 1260071.344 | 2664486.1136 | 1260059.4929 | 2664492.974 | 1260053.7745
18 | 2664537.6939 | 1260016.4989 | 2664515.219 | 1260035.2326
19 | 2664473.6918 | 1260071.344 | 2664468.2489 | 1260069.3833 | 2664460.9012 | 1260065.7358
20 | 2664448.7411 | 1260059.219 | 2664457.0269 | 1260063.8126 | 2664460.9012 | 1260065.7358
21 | 2664438.1678 | 1260065.3639 | 2664438.9647 | 1260064.1606 | 2664441.2084 | 1260060.916 | 2664443.3802 | 1260057.3481 | 2664444.0233 | 1260056.4322 | 2664445.3625 | 1260057.3364 | 2664448.7411 | 1260059.219
22 | 2664434.0414 | 1260116.2119 | 2664451.2967 | 1260143.3467
23 | 2664434.0414 | 1260116.2119 | 2664430.8017 | 1260116.1099
24 | 2664434.0414 | 1260116.2119 | 2664436.1803 | 1260112.1989 | 2664435.1191 | 1260108.6069 | 2664435.3824 | 1260105.8856 | 2664437.9154 | 1260102.3661 | 2664442.2231 | 1260099.2218 | 2664449.287 | 1260094.2061 | 2664456.5251 | 1260089.3004
25 | 2664451.2967 | 1260143.3467 | 2664458.9937 | 1260155.4506
26 | 2664400.2152 | 1260124.6055 | 2664401.4909 | 1260123.7298 | 2664420.0842 | 1260112.6573 | 2664423.2805 | 1260111.9027 | 2664426.7778 | 1260112.5746 | 2664428.8364 | 1260113.8646 | 2664430.8017 | 1260116.1099
27 | 2664461.4204 | 1260085.9878 | 2664458.7326 | 1260087.8043 | 2664456.5251 | 1260089.3004
28 | 2664448.503 | 1260078.9976 | 2664449.6906 | 1260079.2996 | 2664456.3534 | 1260081.3514 | 2664460.8481 | 1260085.2477 | 2664461.4204 | 1260085.9878
29 | 2664461.4204 | 1260085.9878 | 2664465.3014 | 1260083.9619 | 2664469.4691 | 1260082.5952 | 2664473.1529 | 1260082.7465 | 2664478.5935 | 1260084.2291 | 2664482.1262 | 1260085.1127
30 | 2664438.1678 | 1260065.3639 | 2664444.8986 | 1260070.1741 | 2664447.4389 | 1260072.2143 | 2664448.3621 | 1260074.6373 | 2664448.6421 | 1260076.6084 | 2664448.503 | 1260078.9976
31 | 2664482.1262 | 1260085.1127 | 2664482.3906 | 1260084.3594 | 2664483.869 | 1260080.7951 | 2664521.7354 | 1260093.8173 | 2664526.1714 | 1260089.9629
32 | 2664482.1262 | 1260085.1127 | 2664498.2278 | 1260091.0702 | 2664518.4642 | 1260097.7243
33 | 2664396.1313 | 1260118.968 | 2664403.9863 | 1260113.9034
34 | 2664396.1313 | 1260118.968 | 2664396.5563 | 1260119.3952 | 2664398.3609 | 1260121.8611 | 2664399.9118 | 1260124.0907 | 2664400.2152 | 1260124.6055
35 | 2664400.2152 | 1260124.6055 | 2664392.8015 | 1260129.6792
36 | 2664351.1077 | 1260158.0059 | 2664353.9997 | 1260155.759 | 2664373.4106 | 1260142.9496 | 2664392.8015 | 1260129.6792
37 | 2664438.1678 | 1260065.3639 | 2664434.5407 | 1260062.767 | 2664430.8893 | 1260060.0406
38 | 2664526.1714 | 1260089.9629 | 2664532.1709 | 1260084.7477
39 | 2664518.4642 | 1260097.7243 | 2664525.7891 | 1260100.1328 | 2664556.3005 | 1260110.2841 | 2664559.8861 | 1260111.4487
40 | 2664672.7516 | 1260150.3069 | 2664669.3185 | 1260158.2419 | 2664664.594 | 1260163.8164
41 | 2664672.7516 | 1260150.3069 | 2664677.957 | 1260151.2311 | 2664683.4662 | 1260151.9363 | 2664688.6182 | 1260152.2261
42 | 2664621.3083 | 1260159.8025 | 2664601.1953 | 1260182.9292
43 | 2664659.2776 | 1260170.0894 | 2664664.594 | 1260163.8164
44 | 2664688.6182 | 1260152.2261 | 2664688.7604 | 1260154.3848 | 2664711.1729 | 1260167.3823
45 | 2664688.6182 | 1260152.2261 | 2664700.5319 | 1260152.4009 | 2664711.1039 | 1260151.905 | 2664727.8073 | 1260149.6637 | 2664743.829 | 1260146.4189
46 | 2664712.0333 | 1260167.8812 | 2664711.1729 | 1260167.3823
47 | 2664548.9898 | 1260070.1276 | 2664532.1709 | 1260084.7477
48 | 2664808.6181 | 1260238.9581 | 2664812.2153 | 1260227.7559 | 2664814.2152 | 1260222.6963
49 | 2664814.2152 | 1260222.6963 | 2664806.1787 | 1260211.2221 | 2664803.7822 | 1260202.9453 | 2664804.3546 | 1260193.3306
50 | 2664814.7723 | 1260247.5095 | 2664808.6181 | 1260238.9581
51 | 2664808.6181 | 1260238.9581 | 2664794.0398 | 1260231.2232
52 | 2664604.2871 | 1260079.9631 | 2664604.2871 | 1260079.9631 | 2664600.8488 | 1260087.6868 | 2664597.7331 | 1260092.5044
53 | 2664604.2871 | 1260079.9631 | 2664600.3786 | 1260076.2544
54 | 2664601.1953 | 1260182.9292 | 2664598.6348 | 1260185.8734
55 | 2664564.6735 | 1260055.0904 | 2664553.7998 | 1260065.9465 | 2664548.9898 | 1260070.1276
56 | 2664460.6353 | 1260158.0321 | 2664458.9937 | 1260155.4506
57 | 2664371.6993 | 1260213.6273 | 2664379.0481 | 1260226.6493
58 | 2664371.6993 | 1260213.6273 | 2664384.4335 | 1260205.667
59 | 2664381.9845 | 1260231.8526 | 2664379.0481 | 1260226.6493
60 | 2664400.5027 | 1260195.6219 | 2664384.4335 | 1260205.667
61 | 2664712.0333 | 1260167.8812 | 2664721.1814 | 1260173.1864 | 2664733.3634 | 1260183.7366
62 | 2664659.2776 | 1260170.0894 | 2664648.2911 | 1260183.0526 | 2664644.8237 | 1260188.5543
63 | 2664585.9324 | 1260062.5465 | 2664588.768 | 1260065.2371
64 | 2664600.3786 | 1260076.2544 | 2664588.768 | 1260065.2371
65 | 2664585.9324 | 1260062.5465 | 2664585.0294 | 1260061.6897
66 | 2664575.0167 | 1260054.805 | 2664578.2307 | 1260055.2384 | 2664585.0294 | 1260061.6897
67 | 2664564.6735 | 1260055.0904 | 2664564.6735 | 1260055.0904 | 2664571.322 | 1260054.3068 | 2664575.0167 | 1260054.805
68 | 2664814.7723 | 1260247.5095 | 2664822.453 | 1260262.8078
69 | 2664778.6381 | 1260223.0515 | 2664794.0398 | 1260231.2232
70 | 2664629.9244 | 1260212.1948 | 2664632.5213 | 1260208.0743
71 | 2664626.1793 | 1260218.1369 | 2664629.9244 | 1260212.1948
72 | 2664642.5927 | 1260192.0942 | 2664632.5213 | 1260208.0743
73 | 2664626.1793 | 1260218.1369 | 2664615.2209 | 1260236.3745
74 | 2664626.1793 | 1260218.1369 | 2664615.4924 | 1260227.0885
75 | 2664642.5927 | 1260192.0942 | 2664644.8237 | 1260188.5543
76 | 2664615.2209 | 1260236.3745 | 2664613.5455 | 1260239.163
77 | 2664609.2097 | 1260232.351 | 2664615.4924 | 1260227.0885
78 | 2664613.5455 | 1260239.163 | 2664599.3433 | 1260262.799 | 2664597.5817 | 1260270.3485
79 | 2664609.2097 | 1260232.351 | 2664599.6803 | 1260239.53 | 2664596.6391 | 1260242.9159
80 | 2664593.3434 | 1260288.5117 | 2664597.5817 | 1260270.3485
81 | 2664596.6391 | 1260242.9159 | 2664596.4859 | 1260243.0864
82 | 2664736.3619 | 1260217.4015 | 2664720.257 | 1260211.5155 | 2664708.6644 | 1260212.3116
83 | 2664767.1136 | 1260228.6406 | 2664736.3619 | 1260217.4015
84 | 2664690.2728 | 1260223.1401 | 2664697.7468 | 1260216.1617 | 2664708.6644 | 1260212.3116 | 2664708.6644 | 1260212.3116
85 | 2664767.1136 | 1260228.6406 | 2664775.0806 | 1260227.8828 | 2664778.6381 | 1260223.0515
86 | 2664683.237 | 1260234.2275 | 2664685.4342 | 1260227.6578 | 2664690.2728 | 1260223.1401
87 | 2664778.6381 | 1260223.0515 | 2664769.9062 | 1260215.4359
88 | 2664708.301 | 1260248.2785 | 2664705.8723 | 1260247.7627 | 2664699.0599 | 1260246.3205 | 2664690.4287 | 1260240.9666 | 2664683.237 | 1260234.2275 | 2664683.237 | 1260234.2275
89 | 2664769.9062 | 1260215.4359 | 2664761.505 | 1260208.1086 | 2664753.6382 | 1260201.2956
90 | 2664732.8802 | 1260238.4496 | 2664729.1719 | 1260238.4661 | 2664722.1741 | 1260238.8121 | 2664715.2669 | 1260242.5838 | 2664715.0739 | 1260242.7638
91 | 2664708.301 | 1260248.2785 | 2664712.5334 | 1260245.1336 | 2664715.0739 | 1260242.7638
92 | 2664708.301 | 1260248.2785 | 2664704.6974 | 1260256.6452 | 2664704.2957 | 1260265.8143 | 2664704.6033 | 1260268.0992
93 | 2664708.301 | 1260248.2785 | 2664718.2867 | 1260250.3781 | 2664727.6123 | 1260252.1539
94 | 2664733.3634 | 1260183.7366 | 2664753.6382 | 1260201.2956
95 | 2664593.3434 | 1260288.5117 | 2664592.5989 | 1260291.7022 | 2664591.1259 | 1260317.7519
96 | 2664589.6687 | 1260323.8327 | 2664591.0017 | 1260319.95 | 2664591.1259 | 1260317.7519
97 | 2664727.6123 | 1260252.1539 | 2664735.2616 | 1260253.6105 | 2664743.616 | 1260258.7724 | 2664749.3766 | 1260267.4862 | 2664749.3766 | 1260267.4862
98 | 2664749.8041 | 1260295.2113 | 2664749.3766 | 1260267.4862
99 | 2664749.8041 | 1260295.2113 | 2664767.0617 | 1260291.859
100 | 2664749.8041 | 1260295.2113 | 2664749.8878 | 1260300.6495 | 2664747.6763 | 1260305.7624 | 2664738.48 | 1260314.1791 | 2664733.2082 | 1260315.4318
101 | 2664781.4498 | 1260289.0641 | 2664767.0617 | 1260291.859
102 | 2664716.6048 | 1260319.3771 | 2664733.2082 | 1260315.4318
103 | 2664716.6048 | 1260319.3771 | 2664696.4553 | 1260324.1662
104 | 2664696.4553 | 1260324.1662 | 2664691.7826 | 1260325.2767 | 2664666.2145 | 1260333.5238
105 | 2664666.2145 | 1260333.5238 | 2664649.5042 | 1260338.9137 | 2664649.5042 | 1260338.9137
106 | 2664649.5042 | 1260338.9137 | 2664636.7432 | 1260349.8408
107 | 2664636.7432 | 1260349.8408 | 2664617.0649 | 1260366.691 | 2664610.2318 | 1260371.3517
108 | 2664610.2318 | 1260371.3517 | 2664590.8309 | 1260384.5845 | 2664587.1578 | 1260386.74
109 | 2664589.6687 | 1260323.8327 | 2664580.7499 | 1260349.8112
110 | 2664561.0849 | 1260396.2797 | 2664569.3272 | 1260397.2036 | 2664587.1578 | 1260386.74
111 | 2664561.0849 | 1260396.2797 | 2664550.4778 | 1260395.886 | 2664537.547 | 1260399.1807 | 2664529.5162 | 1260403.5399
112 | 2664561.0849 | 1260396.2797 | 2664555.6352 | 1260403.9481 | 2664543.6055 | 1260439.999 | 2664540.682 | 1260458.5919 | 2664540.6179 | 1260476.4438
113 | 2664826.1677 | 1260270.2065 | 2664822.453 | 1260262.8078
114 | 2664826.1677 | 1260270.2065 | 2664829.4883 | 1260295.9285 | 2664828.7697 | 1260303.7263 | 2664828.0085 | 1260311.9796 | 2664827.0308 | 1260342.0466 | 2664828.0456 | 1260346.4165
115 | 2664828.0456 | 1260346.4165 | 2664833.4082 | 1260369.4143 | 2664839.1359 | 1260408.6059 | 2664843.7141 | 1260417.9958
116 | 2664417.3482 | 1260457.2918 | 2664424.4865 | 1260457.8588 | 2664455.5328 | 1260445.7435 | 2664495.8439 | 1260438.9331 | 2664508.4606 | 1260431.9544 | 2664517.9044 | 1260416.6905 | 2664525.5988 | 1260405.6663 | 2664529.5162 | 1260403.5399
117 | 2664417.3482 | 1260457.2918 | 2664484.3976 | 1260418.7491 | 2664509.7541 | 1260386.6018 | 2664514.0204 | 1260382.7423
118 | 2664514.0204 | 1260382.7423 | 2664540.9694 | 1260358.3629
119 | 2664590.8609 | 1260194.8121 | 2664598.6348 | 1260185.8734
120 | 2664590.8609 | 1260194.8121 | 2664581.8283 | 1260204.5185
121 | 2664568.3177 | 1260179.6995 | 2664590.8609 | 1260194.8121
122 | 2664571.862 | 1260215.2285 | 2664581.8283 | 1260204.5185
123 | 2664568.3177 | 1260179.6995 | 2664559.2874 | 1260175.2315
124 | 2664568.3177 | 1260179.6995 | 2664578.3519 | 1260168.4006 | 2664586.228 | 1260160.1027 | 2664591.5498 | 1260153.1223 | 2664591.5066 | 1260148.7964 | 2664587.9229 | 1260145.6884 | 2664582.7509 | 1260143.9347
125 | 2664571.862 | 1260215.2285 | 2664569.5748 | 1260217.6862
126 | 2664559.2874 | 1260175.2315 | 2664545.5299 | 1260168.4246
127 | 2664501.3522 | 1260347.6613 | 2664500.6996 | 1260348.2922
128 | 2664500.6996 | 1260348.2922 | 2664500.5468 | 1260348.44
129 | 2664501.3522 | 1260347.6613 | 2664501.4678 | 1260347.5495 | 2664509.0637 | 1260339.3373 | 2664512.9253 | 1260334.2423 | 2664516.6574 | 1260332.0258 | 2664520.4847 | 1260329.227
130 | 2664500.5468 | 1260348.44 | 2664500.4487 | 1260348.5348
131 | 2664528.1222 | 1260323.6419 | 2664520.4847 | 1260329.227
132 | 2664554.9204 | 1260295.4535 | 2664547.68 | 1260307.6573 | 2664543.1025 | 1260312.7444 | 2664533.7966 | 1260319.4924 | 2664528.1222 | 1260323.6419
133 | 2664567.821 | 1260275.3556 | 2664564.2565 | 1260279.7175 | 2664554.9204 | 1260295.4535
134 | 2664567.821 | 1260275.3556 | 2664571.0472 | 1260271.4077 | 2664581.8907 | 1260259.3355
135 | 2664582.0473 | 1260259.1611 | 2664581.8907 | 1260259.3355
136 | 2664582.2033 | 1260258.9875 | 2664582.0473 | 1260259.1611
137 | 2664582.2033 | 1260258.9875 | 2664596.3297 | 1260243.2603
138 | 2664489.9835 | 1260159.4084 | 2664490.6414 | 1260152.9886 | 2664490.1537 | 1260148.6356 | 2664488.5202 | 1260144.9289
139 | 2664489.9835 | 1260159.4084 | 2664504.5068 | 1260158.7217 | 2664518.2052 | 1260160.4166
140 | 2664518.2052 | 1260160.4166 | 2664512.6158 | 1260162.2237 | 2664507.4317 | 1260164.8803 | 2664504.6018 | 1260167.2845
141 | 2664518.2052 | 1260160.4166 | 2664521.7729 | 1260160.8559 | 2664535.3895 | 1260164.9614
142 | 2664537.2524 | 1260165.523 | 2664535.3895 | 1260164.9614
143 | 2664485.3105 | 1260193.3046 | 2664499.0795 | 1260213.5171
144 | 2664485.3105 | 1260193.3046 | 2664467.9446 | 1260209.8059
145 | 2664511.3178 | 1260231.4827 | 2664499.0795 | 1260213.5171
146 | 2664452.9747 | 1260224.0305 | 2664467.9446 | 1260209.8059
147 | 2664460.6353 | 1260158.0321 | 2664447.6015 | 1260166.1797
148 | 2664446.2397 | 1260167.031 | 2664447.6015 | 1260166.1797
149 | 2664537.2524 | 1260165.523 | 2664543.4301 | 1260167.3857 | 2664545.5299 | 1260168.4246
150 | 2664511.3178 | 1260231.4827 | 2664504.6944 | 1260236.2028 | 2664499.2263 | 1260240.0238 | 2664496.7487 | 1260242.6098 | 2664496.264 | 1260245.5845 | 2664501.7779 | 1260254.8403
151 | 2664530.5077 | 1260259.6681 | 2664511.3178 | 1260231.4827
152 | 2664452.9747 | 1260224.0305 | 2664449.1653 | 1260226.4486
153 | 2664452.9747 | 1260224.0305 | 2664461.6979 | 1260237.353
154 | 2664446.2397 | 1260167.031 | 2664433.0022 | 1260175.3059
155 | 2664596.4859 | 1260243.0864 | 2664596.3297 | 1260243.2603
156 | 2664554.854 | 1260233.5053 | 2664569.4361 | 1260217.8353
157 | 2664554.854 | 1260233.5053 | 2664554.7821 | 1260233.5826
158 | 2664569.4997 | 1260217.767 | 2664569.4361 | 1260217.8353
159 | 2664554.7821 | 1260233.5826 | 2664554.7143 | 1260233.6554
160 | 2664569.5748 | 1260217.6862 | 2664569.4997 | 1260217.767
161 | 2664547.8608 | 1260241.0202 | 2664554.7143 | 1260233.6554
162 | 2664530.5077 | 1260259.6681 | 2664547.8608 | 1260241.0202
163 | 2664530.5077 | 1260259.6681 | 2664523.4282 | 1260267.8317
164 | 2664498.9231 | 1260296.0897 | 2664523.4282 | 1260267.8317
165 | 2664498.9231 | 1260296.0897 | 2664485.0658 | 1260312.0691
166 | 2664433.0022 | 1260175.3059 | 2664423.5588 | 1260181.2092
167 | 2664418.9962 | 1260301.8289 | 2664429.5859 | 1260323.8937
168 | 2664429.5859 | 1260323.8937 | 2664458.2345 | 1260304.0828
169 | 2664418.9962 | 1260301.8289 | 2664446.0149 | 1260283.3908
170 | 2664446.0149 | 1260283.3908 | 2664464.9744 | 1260270.4525
171 | 2664399.1903 | 1260262.351 | 2664403.3634 | 1260270.669
172 | 2664399.1903 | 1260262.351 | 2664381.9845 | 1260231.8526
173 | 2664399.1903 | 1260262.351 | 2664403.0155 | 1260255.7433 | 2664414.2928 | 1260248.5847
174 | 2664425.3703 | 1260241.553 | 2664414.2928 | 1260248.5847
175 | 2664425.3703 | 1260241.553 | 2664432.0475 | 1260237.3145
176 | 2664464.9744 | 1260270.4525 | 2664467.3184 | 1260268.853 | 2664471.7338 | 1260264.1087 | 2664472.8479 | 1260258.6946 | 2664472.3725 | 1260255.6842
177 | 2664432.0475 | 1260237.3145 | 2664449.1653 | 1260226.4486
178 | 2664465.8145 | 1260243.6403 | 2664471.9526 | 1260253.0251 | 2664472.3725 | 1260255.6842
179 | 2664400.5027 | 1260195.6219 | 2664400.7971 | 1260195.4379
180 | 2664419.2667 | 1260183.8922 | 2664400.7971 | 1260195.4379
181 | 2664419.2667 | 1260183.8922 | 2664423.5588 | 1260181.2092
182 | 2664465.8145 | 1260243.6403 | 2664461.6979 | 1260237.353
183 | 2664465.8145 | 1260243.6403 | 2664484.3182 | 1260231.7776

## bus_geodata
| x | y | coords
0 | 2664690.0221 | 1260090.2082
1 | 2664684.5282 | 1260094.8537
2 | 2664709.0685 | 1260074.1034
3 | 2664658.4318 | 1260116.9968
4 | 2664696.1209 | 1260060.369
5 | 2664725.6645 | 1260066.6595
6 | 2664640.9646 | 1260129.3331
7 | 2664671.5108 | 1260034.2634
8 | 2664637.8801 | 1260138.4728
9 | 2664668.3352 | 1260137.8454
10 | 2664665.9824 | 1260028.3989
11 | 2664504.3694 | 1260044.2761
12 | 2664492.974 | 1260053.7745
13 | 2664515.219 | 1260035.2326
14 | 2664473.6918 | 1260071.344
15 | 2664537.6939 | 1260016.4989
16 | 2664460.9012 | 1260065.7358
17 | 2664448.7411 | 1260059.219
18 | 2664434.0414 | 1260116.2119
19 | 2664451.2967 | 1260143.3467
20 | 2664430.8017 | 1260116.1099
21 | 2664456.5251 | 1260089.3004
22 | 2664461.4204 | 1260085.9878
23 | 2664448.503 | 1260078.9976
24 | 2664482.1262 | 1260085.1127
25 | 2664396.1313 | 1260118.968
26 | 2664403.9863 | 1260113.9034
27 | 2664400.2152 | 1260124.6055
28 | 2664392.8015 | 1260129.6792
29 | 2664438.1678 | 1260065.3639
30 | 2664430.8893 | 1260060.0406
31 | 2664526.1714 | 1260089.9629
32 | 2664518.4642 | 1260097.7243
33 | 2664672.7516 | 1260150.3069
34 | 2664621.3083 | 1260159.8025
35 | 2664618.2337 | 1260131.3576
36 | 2664664.594 | 1260163.8164
37 | 2664688.6182 | 1260152.2261
38 | 2664711.1729 | 1260167.3823
39 | 2664743.829 | 1260146.4189
40 | 2664532.1709 | 1260084.7477
41 | 2664701.582 | 1260142.6506
42 | 2664814.2152 | 1260222.6963
43 | 2664808.6181 | 1260238.958
44 | 2664804.3546 | 1260193.3306
45 | 2664597.7331 | 1260092.5044
46 | 2664604.2871 | 1260079.9631
47 | 2664601.1953 | 1260182.9292
48 | 2664351.1077 | 1260158.0059
49 | 2664559.8861 | 1260111.4487
50 | 2664548.9898 | 1260070.1276
51 | 2664458.9937 | 1260155.4506
52 | 2664371.6993 | 1260213.6273
53 | 2664379.0481 | 1260226.6493
54 | 2664384.4335 | 1260205.667
55 | 2664712.0333 | 1260167.8812
56 | 2664659.2776 | 1260170.0894
57 | 2664659.9302 | 1260021.8681
58 | 2664588.768 | 1260065.2371
59 | 2664585.9324 | 1260062.5465
60 | 2664600.3786 | 1260076.2544
61 | 2664585.0294 | 1260061.6897
62 | 2664575.0167 | 1260054.805
63 | 2664564.6735 | 1260055.0904
64 | 2664814.7723 | 1260247.5095
65 | 2664794.0398 | 1260231.2232
66 | 2664629.9244 | 1260212.1948
67 | 2664632.5213 | 1260208.0743
68 | 2664626.1794 | 1260218.1369
69 | 2664642.5927 | 1260192.0942
70 | 2664615.2209 | 1260236.3745
71 | 2664615.4924 | 1260227.0885
72 | 2664644.8237 | 1260188.5543
73 | 2664613.5455 | 1260239.163
74 | 2664609.2097 | 1260232.351
75 | 2664597.5817 | 1260270.3485
76 | 2664596.6391 | 1260242.9159
77 | 2664736.3619 | 1260217.4015
78 | 2664708.6644 | 1260212.3116
79 | 2664767.1136 | 1260228.6406
80 | 2664690.2728 | 1260223.1401
81 | 2664778.6381 | 1260223.0515
82 | 2664683.237 | 1260234.2275
83 | 2664769.9062 | 1260215.4359
84 | 2664732.8802 | 1260238.4496
85 | 2664715.0739 | 1260242.7638
86 | 2664708.301 | 1260248.2785
87 | 2664753.6382 | 1260201.2956
88 | 2664593.3434 | 1260288.5117
89 | 2664591.1259 | 1260317.7519
90 | 2664733.3634 | 1260183.7366
91 | 2664727.6123 | 1260252.1539
92 | 2664749.3766 | 1260267.4862
93 | 2664749.8041 | 1260295.2113
94 | 2664704.6033 | 1260268.0992
95 | 2664767.0617 | 1260291.859
96 | 2664733.2082 | 1260315.4318
97 | 2664781.4498 | 1260289.0641
98 | 2664716.6048 | 1260319.3771
99 | 2664696.4553 | 1260324.1662
100 | 2664666.2145 | 1260333.5238
101 | 2664649.5042 | 1260338.9137
102 | 2664636.7432 | 1260349.8408
103 | 2664610.2318 | 1260371.3517
104 | 2664589.6687 | 1260323.8327
105 | 2664587.1578 | 1260386.74
106 | 2664561.0849 | 1260396.2797
107 | 2664822.453 | 1260262.8078
108 | 2664826.1677 | 1260270.2065
109 | 2664828.0456 | 1260346.4165
110 | 2664843.7141 | 1260417.9958
111 | 2664580.7499 | 1260349.8112
112 | 2664529.5162 | 1260403.5399
113 | 2664540.6179 | 1260476.4438
114 | 2664417.3482 | 1260457.2918
115 | 2664514.0204 | 1260382.7423
116 | 2664598.6348 | 1260185.8734
117 | 2664590.8609 | 1260194.8121
118 | 2664581.8283 | 1260204.5185
119 | 2664568.3177 | 1260179.6995
120 | 2664571.862 | 1260215.2285
121 | 2664559.2874 | 1260175.2315
122 | 2664582.7509 | 1260143.9347
123 | 2664500.6996 | 1260348.2922
124 | 2664501.3522 | 1260347.6613
125 | 2664500.5468 | 1260348.44
126 | 2664520.4847 | 1260329.227
127 | 2664500.4487 | 1260348.5348
128 | 2664528.1222 | 1260323.6419
129 | 2664554.9204 | 1260295.4535
130 | 2664540.9694 | 1260358.3629
131 | 2664567.821 | 1260275.3556
132 | 2664581.8907 | 1260259.3355
133 | 2664582.0473 | 1260259.1611
134 | 2664582.2033 | 1260258.9875
135 | 2664488.5202 | 1260144.9289
136 | 2664489.9835 | 1260159.4084
137 | 2664518.2052 | 1260160.4166
138 | 2664504.6018 | 1260167.2845
139 | 2664535.3895 | 1260164.9614
140 | 2664485.3105 | 1260193.3046
141 | 2664499.0795 | 1260213.5171
142 | 2664467.9446 | 1260209.8059
143 | 2664460.6353 | 1260158.0321
144 | 2664447.6015 | 1260166.1797
145 | 2664537.2524 | 1260165.523
146 | 2664511.3178 | 1260231.4827
147 | 2664452.9747 | 1260224.0305
148 | 2664446.2397 | 1260167.031
149 | 2664596.4859 | 1260243.0864
150 | 2664545.5299 | 1260168.4246
151 | 2664596.3297 | 1260243.2603
152 | 2664554.854 | 1260233.5053
153 | 2664569.4361 | 1260217.8353
154 | 2664554.7821 | 1260233.5826
155 | 2664569.4997 | 1260217.767
156 | 2664554.7143 | 1260233.6554
157 | 2664569.5748 | 1260217.6862
158 | 2664547.8608 | 1260241.0202
159 | 2664530.5077 | 1260259.6681
160 | 2664523.4282 | 1260267.8317
161 | 2664501.7779 | 1260254.8403
162 | 2664498.9231 | 1260296.0897
163 | 2664433.0022 | 1260175.3059
164 | 2664485.0658 | 1260312.0691
165 | 2664429.5859 | 1260323.8937
166 | 2664418.9962 | 1260301.8289
167 | 2664458.2345 | 1260304.0828
168 | 2664446.0149 | 1260283.3908
169 | 2664403.3634 | 1260270.669
170 | 2664399.1903 | 1260262.351
171 | 2664381.9845 | 1260231.8526
172 | 2664414.2928 | 1260248.5847
173 | 2664425.3703 | 1260241.553
174 | 2664464.9744 | 1260270.4525
175 | 2664432.0475 | 1260237.3145
176 | 2664472.3725 | 1260255.6842
177 | 2664400.5027 | 1260195.6219
178 | 2664400.7971 | 1260195.4379
179 | 2664419.2667 | 1260183.8922
180 | 2664423.5588 | 1260181.2092
181 | 2664465.8145 | 1260243.6403
182 | 2664461.6979 | 1260237.353
183 | 2664484.3182 | 1260231.7776
184 | 2664449.1653 | 1260226.4486
185 | 2664590.8609 | 1260194.8121

## line_std_types
| c_nf_per_km | r_ohm_per_km | x_ohm_per_km | max_i_ka | type | q_mm2 | alpha | voltage_rating
NAYY 4x50 SE | 210 | 0.642 | 0.083 | 0.142 | cs | 50 | 0.00403 | LV
NAYY 4x120 SE | 264 | 0.225 | 0.08 | 0.242 | cs | 120 | 0.00403 | LV
NAYY 4x150 SE | 261 | 0.208 | 0.08 | 0.27 | cs | 150 | 0.00403 | LV
NA2XS2Y 1x95 RM/25 12/20 kV | 216 | 0.313 | 0.132 | 0.252 | cs | 95 | 0.00403 | MV
NA2XS2Y 1x185 RM/25 12/20 kV | 273 | 0.161 | 0.117 | 0.362 | cs | 185 | 0.00403 | MV
NA2XS2Y 1x240 RM/25 12/20 kV | 304 | 0.122 | 0.112 | 0.421 | cs | 240 | 0.00403 | MV
NA2XS2Y 1x95 RM/25 6/10 kV | 315 | 0.313 | 0.123 | 0.249 | cs | 95 | 0.00403 | MV
NA2XS2Y 1x185 RM/25 6/10 kV | 406 | 0.161 | 0.11 | 0.358 | cs | 185 | 0.00403 | MV
NA2XS2Y 1x240 RM/25 6/10 kV | 456 | 0.122 | 0.105 | 0.416 | cs | 240 | 0.00403 | MV
NA2XS2Y 1x150 RM/25 12/20 kV | 250 | 0.206 | 0.116 | 0.319 | cs | 150 | 0.00403 | MV
NA2XS2Y 1x120 RM/25 12/20 kV | 230 | 0.253 | 0.119 | 0.283 | cs | 120 | 0.00403 | MV
NA2XS2Y 1x70 RM/25 12/20 kV | 190 | 0.443 | 0.132 | 0.22 | cs | 70 | 0.00403 | MV
NA2XS2Y 1x150 RM/25 6/10 kV | 360 | 0.206 | 0.11 | 0.315 | cs | 150 | 0.00403 | MV
NA2XS2Y 1x120 RM/25 6/10 kV | 340 | 0.253 | 0.113 | 0.28 | cs | 120 | 0.00403 | MV
NA2XS2Y 1x70 RM/25 6/10 kV | 280 | 0.443 | 0.123 | 0.217 | cs | 70 | 0.00403 | MV
N2XS(FL)2Y 1x120 RM/35 64/110 kV | 112 | 0.153 | 0.166 | 0.366 | cs | 120 | 0.00393 | HV
N2XS(FL)2Y 1x185 RM/35 64/110 kV | 125 | 0.099 | 0.156 | 0.457 | cs | 185 | 0.00393 | HV
N2XS(FL)2Y 1x240 RM/35 64/110 kV | 135 | 0.075 | 0.149 | 0.526 | cs | 240 | 0.00393 | HV
N2XS(FL)2Y 1x300 RM/35 64/110 kV | 144 | 0.06 | 0.144 | 0.588 | cs | 300 | 0.00393 | HV
15-AL1/3-ST1A 0.4 | 11 | 1.8769 | 0.35 | 0.105 | ol | 16 | 0.00403 | LV
24-AL1/4-ST1A 0.4 | 11.25 | 1.2012 | 0.335 | 0.14 | ol | 24 | 0.00403 | LV
48-AL1/8-ST1A 0.4 | 12.2 | 0.5939 | 0.3 | 0.21 | ol | 48 | 0.00403 | LV
94-AL1/15-ST1A 0.4 | 13.2 | 0.306 | 0.29 | 0.35 | ol | 94 | 0.00403 | LV
34-AL1/6-ST1A 10.0 | 9.7 | 0.8342 | 0.36 | 0.17 | ol | 34 | 0.00403 | MV
48-AL1/8-ST1A 10.0 | 10.1 | 0.5939 | 0.35 | 0.21 | ol | 48 | 0.00403 | MV
70-AL1/11-ST1A 10.0 | 10.4 | 0.4132 | 0.339 | 0.29 | ol | 70 | 0.00403 | MV
94-AL1/15-ST1A 10.0 | 10.75 | 0.306 | 0.33 | 0.35 | ol | 94 | 0.00403 | MV
122-AL1/20-ST1A 10.0 | 11.1 | 0.2376 | 0.323 | 0.41 | ol | 122 | 0.00403 | MV
149-AL1/24-ST1A 10.0 | 11.25 | 0.194 | 0.315 | 0.47 | ol | 149 | 0.00403 | MV
34-AL1/6-ST1A 20.0 | 9.15 | 0.8342 | 0.382 | 0.17 | ol | 34 | 0.00403 | MV
48-AL1/8-ST1A 20.0 | 9.5 | 0.5939 | 0.372 | 0.21 | ol | 48 | 0.00403 | MV
70-AL1/11-ST1A 20.0 | 9.7 | 0.4132 | 0.36 | 0.29 | ol | 70 | 0.00403 | MV
94-AL1/15-ST1A 20.0 | 10 | 0.306 | 0.35 | 0.35 | ol | 94 | 0.00403 | MV
122-AL1/20-ST1A 20.0 | 10.3 | 0.2376 | 0.344 | 0.41 | ol | 122 | 0.00403 | MV
149-AL1/24-ST1A 20.0 | 10.5 | 0.194 | 0.337 | 0.47 | ol | 149 | 0.00403 | MV
184-AL1/30-ST1A 20.0 | 10.75 | 0.1571 | 0.33 | 0.535 | ol | 184 | 0.00403 | MV
243-AL1/39-ST1A 20.0 | 11 | 0.1188 | 0.32 | 0.645 | ol | 243 | 0.00403 | MV
48-AL1/8-ST1A 110.0 | 8 | 0.5939 | 0.46 | 0.21 | ol | 48 | 0.00403 | HV
70-AL1/11-ST1A 110.0 | 8.4 | 0.4132 | 0.45 | 0.29 | ol | 70 | 0.00403 | HV
94-AL1/15-ST1A 110.0 | 8.65 | 0.306 | 0.44 | 0.35 | ol | 94 | 0.00403 | HV
122-AL1/20-ST1A 110.0 | 8.5 | 0.2376 | 0.43 | 0.41 | ol | 122 | 0.00403 | HV
149-AL1/24-ST1A 110.0 | 8.75 | 0.194 | 0.41 | 0.47 | ol | 149 | 0.00403 | HV
184-AL1/30-ST1A 110.0 | 8.8 | 0.1571 | 0.4 | 0.535 | ol | 184 | 0.00403 | HV
243-AL1/39-ST1A 110.0 | 9 | 0.1188 | 0.39 | 0.645 | ol | 243 | 0.00403 | HV
305-AL1/39-ST1A 110.0 | 9.2 | 0.0949 | 0.38 | 0.74 | ol | 305 | 0.00403 | HV
490-AL1/64-ST1A 110.0 | 9.75 | 0.059 | 0.37 | 0.96 | ol | 490 | 0.00403 | HV
679-AL1/86-ST1A 110.0 | 9.95 | 0.042 | 0.36 | 1.15 | ol | 679 | 0.00403 | HV
490-AL1/64-ST1A 220.0 | 10 | 0.059 | 0.285 | 0.96 | ol | 490 | 0.00403 | HV
679-AL1/86-ST1A 220.0 | 11.7 | 0.042 | 0.275 | 1.15 | ol | 679 | 0.00403 | HV
490-AL1/64-ST1A 380.0 | 11 | 0.059 | 0.253 | 0.96 | ol | 490 | 0.00403 | HV
679-AL1/86-ST1A 380.0 | 14.6 | 0.042 | 0.25 | 1.15 | ol | 679 | 0.00403 | HV

## trafo_std_types
| i0_percent | pfe_kw | vkr_percent | sn_mva | vn_lv_kv | vn_hv_kv | vk_percent | shift_degree | vector_group | tap_side | tap_neutral | tap_min | tap_max | tap_step_degree | tap_step_percent | tap_phase_shifter
160 MVA 380/110 kV | 0.06 | 60 | 0.25 | 160 | 110 | 380 | 12.2 | 0 | Yy0 | hv | 0 | -9 | 9 | 0 | 1.5 | FALSE
100 MVA 220/110 kV | 0.06 | 55 | 0.26 | 100 | 110 | 220 | 12 | 0 | Yy0 | hv | 0 | -9 | 9 | 0 | 1.5 | FALSE
63 MVA 110/20 kV | 0.04 | 22 | 0.32 | 63 | 20 | 110 | 18 | 150 | YNd5 | hv | 0 | -9 | 9 | 0 | 1.5 | FALSE
40 MVA 110/20 kV | 0.05 | 18 | 0.34 | 40 | 20 | 110 | 16.2 | 150 | YNd5 | hv | 0 | -9 | 9 | 0 | 1.5 | FALSE
25 MVA 110/20 kV | 0.07 | 14 | 0.41 | 25 | 20 | 110 | 12 | 150 | YNd5 | hv | 0 | -9 | 9 | 0 | 1.5 | FALSE
63 MVA 110/10 kV | 0.04 | 22 | 0.32 | 63 | 10 | 110 | 18 | 150 | YNd5 | hv | 0 | -9 | 9 | 0 | 1.5 | FALSE
40 MVA 110/10 kV | 0.05 | 18 | 0.34 | 40 | 10 | 110 | 16.2 | 150 | YNd5 | hv | 0 | -9 | 9 | 0 | 1.5 | FALSE
25 MVA 110/10 kV | 0.07 | 14 | 0.41 | 25 | 10 | 110 | 12 | 150 | YNd5 | hv | 0 | -9 | 9 | 0 | 1.5 | FALSE
0.25 MVA 20/0.4 kV | 0.32 | 0.8 | 1.44 | 0.25 | 0.4 | 20 | 6 | 150 | Yzn5 | hv | 0 | -2 | 2 | 0 | 2.5 | FALSE
0.4 MVA 20/0.4 kV | 0.3375 | 1.35 | 1.425 | 0.4 | 0.4 | 20 | 6 | 150 | Dyn5 | hv | 0 | -2 | 2 | 0 | 2.5 | FALSE
0.63 MVA 20/0.4 kV | 0.2619 | 1.65 | 1.206 | 0.63 | 0.4 | 20 | 6 | 150 | Dyn5 | hv | 0 | -2 | 2 | 0 | 2.5 | FALSE
0.25 MVA 10/0.4 kV | 0.24 | 0.6 | 1.2 | 0.25 | 0.4 | 10 | 4 | 150 | Dyn5 | hv | 0 | -2 | 2 | 0 | 2.5 | FALSE
0.4 MVA 10/0.4 kV | 0.2375 | 0.95 | 1.325 | 0.4 | 0.4 | 10 | 4 | 150 | Dyn5 | hv | 0 | -2 | 2 | 0 | 2.5 | FALSE
0.63 MVA 10/0.4 kV | 0.1873 | 1.18 | 1.0794 | 0.63 | 0.4 | 10 | 4 | 150 | Dyn5 | hv | 0 | -2 | 2 | 0 | 2.5 | FALSE

## trafo3w_std_types
| sn_hv_mva | sn_mv_mva | sn_lv_mva | vn_hv_kv | vn_mv_kv | vn_lv_kv | vk_hv_percent | vk_mv_percent | vk_lv_percent | vkr_hv_percent | vkr_mv_percent | vkr_lv_percent | pfe_kw | i0_percent | shift_mv_degree | shift_lv_degree | vector_group | tap_side | tap_neutral | tap_min | tap_max | tap_step_percent
63/25/38 MVA 110/20/10 kV | 63 | 25 | 38 | 110 | 20 | 10 | 10.4 | 10.4 | 10.4 | 0.28 | 0.32 | 0.35 | 35 | 0.89 | 0 | 0 | YN0yn0yn0 | hv | 0 | -10 | 10 | 1.2
63/25/38 MVA 110/10/10 kV | 63 | 25 | 38 | 110 | 10 | 10 | 10.4 | 10.4 | 10.4 | 0.28 | 0.32 | 0.35 | 35 | 0.89 | 0 | 0 | YN0yn0yn0 | hv | 0 | -10 | 10 | 1.2

## fuse_std_types
| fuse_type | i_rated_a | t_avg | t_min | t_total | x_avg | x_min | x_total
HV 100A | HV 100A | 100 | 0 | [10.0, 3.64, 0.854, 0.281, 0.1, 0.0531, 0.022, 0.01] | [10.0, 4.267, 1.21, 0.403, 0.1, 0.058, 0.022, 0.01] | 0 | [300.0, 350.0, 450.0, 550.0, 700.0, 850.0, 1200.0, 1752.0] | [600.0, 700.0, 900.0, 1150.0, 1665.0, 2000.0, 3000.0, 4313.0]
HV 10A | HV 10A | 10 | 0 | [10.0, 1675.0, 0.344, 0.156, 0.1, 0.0417, 0.0171, 0.01] | [10.0, 1.3, 0.3, 0.155, 0.1, 0.0555, 0.023, 0.01] | 0 | [30.0, 32.0, 35.0, 37.0, 39.0, 50.0, 70.0, 88.0] | [60.0, 70.0, 80.0, 87.0, 94.0, 110.0, 150.0, 216.0]
HV 125A | HV 125A | 125 | 0 | [10.0, 1.82, 0.344, 0.1, 0.0467, 0.0269, 0.01] | [10.0, 2.478, 0.426, 0.1, 0.0427, 0.0211, 0.01] | 0 | [375.0, 500.0, 700.0, 925.0, 1200.0, 1500.0, 2341.0] | [750.0, 1000.0, 1500.0, 2200.0, 3000.0, 4000.0, 5765.0]
HV 160A | HV 160A | 160 | 0 | [10.0, 4.15, 1.03, 0.198, 0.1, 0.051, 0.0172, 0.01] | [10.0, 2.3, 0.734, 0.274, 0.1, 0.046, 0.0177, 0.01] | 0 | [480.0, 550.0, 700.0, 1000.0, 1260.0, 1600.0, 2500.0, 3227.0] | [960.0, 1300.0, 1700.0, 2200.0, 2996.0, 4000.0, 6000.0, 7946.0]
HV 16A | HV 16A | 16 | 0 | [10.0, 0.352, 0.164, 0.1, 0.0649, 0.0342, 0.01] | [10.0, 2.34, 0.722, 0.181, 0.1, 0.055, 0.0296, 0.01] | 0 | [48.0, 60.0, 65.0, 71.0, 80.0, 100.0, 162.0] | [96.0, 110.0, 125.0, 150.0, 168.0, 200.0, 250.0, 398.0]
HV 200A | HV 200A | 200 | 0 | [10.0, 4.267, 1.21, 0.403, 0.1, 0.058, 0.022, 0.01] | [10.0, 3.73, 1.654, 0.328, 0.1, 0.0531, 0.019, 0.01] | 0 | [600.0, 700.0, 900.0, 1150.0, 1665.0, 2000.0, 3000.0, 4313.0] | [1200.0, 1500.0, 1800.0, 2700.0, 3960.0, 5000.0, 7500.0, 10620.0]
HV 20A | HV 20A | 20 | 0 | [10.0, 1.3, 0.3, 0.155, 0.1, 0.0555, 0.023, 0.01] | [10.0, 1.3, 0.161, 0.1, 0.0611, 0.0399, 0.0141, 0.01] | 0 | [60.0, 70.0, 80.0, 87.0, 94.0, 110.0, 150.0, 216.0] | [120.0, 150.0, 200.0, 223.0, 260.0, 300.0, 450.0, 532.0]
HV 25A | HV 25A | 25 | 0 | [10.0, 2.512, 0.833, 0.299, 0.1, 0.0372, 0.0223, 0.01] | [10.0, 3.125, 0.597, 0.198, 0.1, 0.0378, 0.022, 0.01] | 0 | [75.0, 82.0, 90.0, 100.0, 124.0, 170.0, 200.0, 289.0] | [150.0, 170.0, 210.0, 250.0, 294.0, 400.0, 500.0, 711.0]
HV 31.5A | HV 31.5A | 31.5 | 0 | [10.0, 2.34, 0.722, 0.181, 0.1, 0.055, 0.0296, 0.01] | [10.0, 2.84, 0.368, 0.164, 0.1, 0.0621, 0.0378, 0.0195, 0.01] | 0 | [95.0, 110.0, 125.0, 150.0, 165.0, 200.0, 250.0, 390.0] | [189.0, 220.0, 300.0, 350.0, 393.0, 450.0, 530.0, 700.0, 960.0]
HV 40A | HV 40A | 40 | 0 | [10.0, 1.3, 0.161, 0.1, 0.0611, 0.0399, 0.0141, 0.01] | [10.0, 2.05, 0.369, 0.198, 0.1, 0.051, 0.0298, 0.01] | 0 | [120.0, 150.0, 200.0, 223.0, 260.0, 300.0, 450.0, 532.0] | [240.0, 300.0, 400.0, 450.0, 530.0, 650.0, 800.0, 1311.0]
HV 50A | HV 50A | 50 | 0 | [10.0, 3.215, 0.597, 0.198, 0.1, 0.0378, 0.022, 0.01] | [10.0, 3.64, 0.854, 0.281, 0.1, 0.0531, 0.022, 0.01] | 0 | [150.0, 170.0, 210.0, 250.0, 294.0, 400.0, 500.0, 711.0] | [300.0, 350.0, 450.0, 550.0, 700.0, 850.0, 1200.0, 1752.0]
HV 6.3A | HV 6.3A | 6.3 | 0 | [10.0, 1.39, 0.344, 0.168, 0.1, 0.056, 0.0263, 0.01] | [10.0, 1.711, 0.516, 0.198, 0.1, 0.0634, 0.0303, 0.01] | 0 | [19.0, 19.5, 20.4, 20.8, 22.0, 25.0, 32.0, 48.0] | [38.0, 40.0, 43.0, 48.0, 53.0, 60.0, 75.0, 118.0]
HV 63A | HV 63A | 63 | 0 | [10.0, 2.84, 0.368, 0.164, 0.1, 0.0621, 0.0378, 0.0195, 0.01] | [10.0, 1.82, 0.344, 0.1, 0.0467, 0.0269, 0.01] | 0 | [189.0, 220.0, 300.0, 350.0, 393.0, 450.0, 530.0, 700.0, 961.0] | [378.0, 500.0, 700.0, 934.0, 1200.0, 1500.0, 2366.0]
HV 80A | HV 80A | 80 | 0 | [10.0, 2.05, 0.369, 0.198, 0.1, 0.051, 0.0298, 0.01] | [10.0, 4.15, 1.03, 0.198, 0.1, 0.051, 0.0172, 0.01] | 0 | [240.0, 300.0, 400.0, 450.0, 530.0, 650.0, 800.0, 1311.0] | [480.0, 550.0, 700.0, 1000.0, 1260.0, 1600.0, 2500.0, 3227.0]
Siemens NH-1-100 | Siemens NH-1-100 | 100 | [5400.0, 2000.0, 400.0, 20.0, 1.0, 0.2, 0.012, 0.004] | 0 | 0 | [150.0, 190.0, 250.0, 430.0, 900.0, 1250.0, 2700.0, 3600.0] | 0 | 0
Siemens NH-1-125 | Siemens NH-1-125 | 125 | [4800.0, 120.0, 7.0, 0.1, 0.004] | 0 | 0 | [180.0, 400.0, 740.0, 2000.0, 4250.0] | 0 | 0
Siemens NH-1-16 | Siemens NH-1-16 | 16 | [4000.0, 400.0, 2.0, 0.1, 0.04, 0.01] | 0 | 0 | [26.0, 35.0, 75.0, 150.0, 200.0, 300.0] | 0 | 0
Siemens NH-1-160 | Siemens NH-1-160 | 160 | [4800.0, 120.0, 7.0, 0.1, 0.004] | 0 | 0 | [210.0, 500.0, 900.0, 2300.0, 5000.0] | 0 | 0
Siemens NH-1-25 | Siemens NH-1-25 | 25 | [4000.0, 1000.0, 10.0, 0.2, 0.02, 0.01] | 0 | 0 | [40.0, 50.0, 100.0, 210.0, 400.0, 500.0] | 0 | 0
Siemens NH-1-50 | Siemens NH-1-50 | 50 | [4000.0, 40.0, 4.0, 1.0, 0.02, 0.01] | 0 | 0 | [86.0, 200.0, 300.0, 400.0, 1000.0, 1280.0] | 0 | 0
Siemens NH-1-63 | Siemens NH-1-63 | 63 | [4000.0, 100.0, 10.0, 2.0, 0.04, 0.01] | 0 | 0 | [100.0, 200.0, 300.0, 400.0, 1000.0, 1500.0] | 0 | 0
Siemens NH-1-80 | Siemens NH-1-80 | 80 | [4800.0, 120.0, 7.0, 0.1, 0.01] | 0 | 0 | [150.58, 250.0, 450.0, 1150.0, 2470.0] | 0 | 0
Siemens NH-2-1000 | Siemens NH-2-1000 | 1000 | [4800.0, 120.0, 7.0, 0.1, 0.004] | 0 | 0 | [1900.0, 3500.0, 8400.0, 24000.0, 52000.0] | 0 | 0
Siemens NH-2-200 | Siemens NH-2-200 | 200 | [4800.0, 120.0, 7.0, 0.1, 0.004] | 0 | 0 | [280.0, 650.0, 1200.0, 3000.0, 7000.0] | 0 | 0
Siemens NH-2-224 | Siemens NH-2-224 | 224 | [4800.0, 120.0, 7.0, 0.2, 0.04, 0.004] | 0 | 0 | [400.0, 750.0, 1453.0, 3025.0, 4315.0, 7600.0] | 0 | 0
Siemens NH-2-250 | Siemens NH-2-250 | 250 | [4800.0, 120.0, 7.0, 0.1, 0.004] | 0 | 0 | [450.0, 800.0, 1650.0, 4000.0, 8500.0] | 0 | 0
Siemens NH-2-315 | Siemens NH-2-315 | 315 | [4800.0, 120.0, 7.0, 0.1, 0.004] | 0 | 0 | [550.0, 920.0, 1900.0, 5000.0, 11000.0] | 0 | 0
Siemens NH-2-355 | Siemens NH-2-355 | 355 | [4800.0, 120.0, 6.0, 0.1, 0.004] | 0 | 0 | [650.0, 1116.27, 2350.0, 5840.0, 12790.0] | 0 | 0
Siemens NH-2-400 | Siemens NH-2-400 | 400 | [4800.0, 120.0, 7.0, 0.1, 0.004] | 0 | 0 | [720.0, 1350.0, 2800.0, 6500.0, 15000.0] | 0 | 0
Siemens NH-2-425 | Siemens NH-2-425 | 425 | [4800.0, 120.0, 7.0, 0.1, 0.004] | 0 | 0 | [850.0, 1500.0, 3050.0, 7500.0, 16500.0] | 0 | 0
Siemens NH-2-630 | Siemens NH-2-630 | 630 | [4800.0, 120.0, 7.0, 0.1, 0.004] | 0 | 0 | [1200.0, 2000.0, 4800.0, 12000.0, 26000.0] | 0 | 0

## dtypes
| element | column | dtype
0 | bus | name | object
1 | bus | vn_kv | float64
2 | bus | type | object
3 | bus | zone | object
4 | bus | in_service | bool
5 | load | name | object
6 | load | bus | uint32
7 | load | p_mw | float64
8 | load | q_mvar | float64
9 | load | const_z_percent | float64
10 | load | const_i_percent | float64
11 | load | sn_mva | float64
12 | load | scaling | float64
13 | load | in_service | bool
14 | load | type | object
15 | ext_grid | name | object
16 | ext_grid | bus | uint32
17 | ext_grid | vm_pu | float64
18 | ext_grid | va_degree | float64
19 | ext_grid | slack_weight | float64
20 | ext_grid | in_service | bool
21 | line | name | object
22 | line | std_type | object
23 | line | from_bus | uint32
24 | line | to_bus | uint32
25 | line | length_km | float64
26 | line | r_ohm_per_km | float64
27 | line | x_ohm_per_km | float64
28 | line | c_nf_per_km | float64
29 | line | g_us_per_km | float64
30 | line | max_i_ka | float64
31 | line | df | float64
32 | line | parallel | uint32
33 | line | type | object
34 | line | in_service | bool
35 | trafo | name | object
36 | trafo | std_type | object
37 | trafo | hv_bus | uint32
38 | trafo | lv_bus | uint32
39 | trafo | sn_mva | float64
40 | trafo | vn_hv_kv | float64
41 | trafo | vn_lv_kv | float64
42 | trafo | vk_percent | float64
43 | trafo | vkr_percent | float64
44 | trafo | pfe_kw | float64
45 | trafo | i0_percent | float64
46 | trafo | shift_degree | float64
47 | trafo | tap_side | object
48 | trafo | tap_neutral | int32
49 | trafo | tap_min | int32
50 | trafo | tap_max | int32
51 | trafo | tap_step_percent | float64
52 | trafo | tap_step_degree | float64
53 | trafo | tap_pos | int32
54 | trafo | tap_phase_shifter | bool
55 | trafo | parallel | uint32
56 | trafo | df | float64
57 | trafo | in_service | bool
58 | line_geodata | coords | object
59 | bus_geodata | x | float64
60 | bus_geodata | y | float64
61 | bus_geodata | coords | object

## parameters
| version | format_version | converged | OPF_converged | name | f_hz | sn_mva
0 | 2.14.6 | 2.14.0 | FALSE | FALSE |  | 50 | 1