## bus
| name | vn_kv | type | zone | in_service
0 | bus_LV_4038-17_0_6_node_0 | 0.4 | n |  | TRUE
1 | bus_LV_4038-17_0_6_node_1 | 0.4 | n |  | TRUE
2 | bus_LV_4038-17_0_6_node_3 | 0.4 | n |  | TRUE
3 | bus_LV_4038-17_0_6_node_4 | 0.4 | n |  | TRUE
4 | bus_LV_4038-17_0_6_node_2 | 0.4 | n |  | TRUE
5 | bus_LV_4038-17_0_6_node_5 | 0.4 | n |  | TRUE
6 | bus_LV_4038-17_0_6_node_6 | 0.4 | n |  | TRUE
7 | bus_LV_4038-17_0_6_node_8 | 0.4 | n |  | TRUE
8 | bus_LV_4038-17_0_6_node_30 | 0.4 | n |  | TRUE
9 | bus_LV_4038-17_0_6_node_99 | 0.4 | n |  | TRUE
10 | bus_LV_4038-17_0_6_node_7 | 0.4 | n |  | TRUE
11 | bus_LV_4038-17_0_6_node_114 | 0.4 | n |  | TRUE
12 | bus_LV_4038-17_0_6_node_9 | 0.4 | n |  | TRUE
13 | bus_LV_4038-17_0_6_node_32 | 0.4 | n |  | TRUE
14 | bus_LV_4038-17_0_6_node_28 | 0.4 | n |  | TRUE
15 | bus_LV_4038-17_0_6_node_98 | 0.4 | n |  | TRUE
16 | bus_LV_4038-17_0_6_node_94 | 0.4 | n |  | TRUE
17 | bus_LV_4038-17_0_6_node_10 | 0.4 | n |  | TRUE
18 | bus_LV_4038-17_0_6_node_11 | 0.4 | n |  | TRUE
19 | bus_LV_4038-17_0_6_node_12 | 0.4 | n |  | TRUE
20 | bus_LV_4038-17_0_6_node_13 | 0.4 | n |  | TRUE
21 | bus_LV_4038-17_0_6_node_14 | 0.4 | n |  | TRUE
22 | bus_LV_4038-17_0_6_node_102 | 0.4 | n |  | TRUE
23 | bus_LV_4038-17_0_6_node_103 | 0.4 | n |  | TRUE
24 | bus_LV_4038-17_0_6_node_15 | 0.4 | n |  | TRUE
25 | bus_LV_4038-17_0_6_node_16 | 0.4 | n |  | TRUE
26 | bus_LV_4038-17_0_6_node_17 | 0.4 | n |  | TRUE
27 | bus_LV_4038-17_0_6_node_18 | 0.4 | n |  | TRUE
28 | bus_LV_4038-17_0_6_node_25 | 0.4 | n |  | TRUE
29 | bus_LV_4038-17_0_6_node_26 | 0.4 | n |  | TRUE
30 | bus_LV_4038-17_0_6_node_24 | 0.4 | n |  | TRUE
31 | bus_LV_4038-17_0_6_node_19 | 0.4 | n |  | TRUE
32 | bus_LV_4038-17_0_6_node_20 | 0.4 | n |  | TRUE
33 | bus_LV_4038-17_0_6_node_21 | 0.4 | n |  | TRUE
34 | bus_LV_4038-17_0_6_node_22 | 0.4 | n |  | TRUE
35 | bus_LV_4038-17_0_6_node_23 | 0.4 | n |  | TRUE
36 | bus_LV_4038-17_0_6_node_101 | 0.4 | n |  | TRUE
37 | bus_LV_4038-17_0_6_node_100 | 0.4 | n |  | TRUE
38 | bus_LV_4038-17_0_6_node_27 | 0.4 | n |  | TRUE
39 | bus_LV_4038-17_0_6_node_29 | 0.4 | n |  | TRUE
40 | bus_LV_4038-17_0_6_node_31 | 0.4 | n |  | TRUE
41 | bus_LV_4038-17_0_6_node_33 | 0.4 | n |  | TRUE
42 | bus_LV_4038-17_0_6_node_34 | 0.4 | n |  | TRUE
43 | bus_LV_4038-17_0_6_node_39 | 0.4 | n |  | TRUE
44 | bus_LV_4038-17_0_6_node_36 | 0.4 | n |  | TRUE
45 | bus_LV_4038-17_0_6_node_96 | 0.4 | n |  | TRUE
46 | bus_LV_4038-17_0_6_node_89 | 0.4 | n |  | TRUE
47 | bus_LV_4038-17_0_6_node_35 | 0.4 | n |  | TRUE
48 | bus_LV_4038-17_0_6_node_97 | 0.4 | n |  | TRUE
49 | bus_LV_4038-17_0_6_node_37 | 0.4 | n |  | TRUE
50 | bus_LV_4038-17_0_6_node_38 | 0.4 | n |  | TRUE
51 | bus_LV_4038-17_0_6_node_40 | 0.4 | n |  | TRUE
52 | bus_LV_4038-17_0_6_node_46 | 0.4 | n |  | TRUE
53 | bus_LV_4038-17_0_6_node_88 | 0.4 | n |  | TRUE
54 | bus_LV_4038-17_0_6_node_49 | 0.4 | n |  | TRUE
55 | bus_LV_4038-17_0_6_node_41 | 0.4 | n |  | TRUE
56 | bus_LV_4038-17_0_6_node_42 | 0.4 | n |  | TRUE
57 | bus_LV_4038-17_0_6_node_43 | 0.4 | n |  | TRUE
58 | bus_LV_4038-17_0_6_node_44 | 0.4 | n |  | TRUE
59 | bus_LV_4038-17_0_6_node_45 | 0.4 | n |  | TRUE
60 | bus_LV_4038-17_0_6_node_47 | 0.4 | n |  | TRUE
61 | bus_LV_4038-17_0_6_node_48 | 0.4 | n |  | TRUE
62 | bus_LV_4038-17_0_6_node_63 | 0.4 | n |  | TRUE
63 | bus_LV_4038-17_0_6_node_54 | 0.4 | n |  | TRUE
64 | bus_LV_4038-17_0_6_node_52 | 0.4 | n |  | TRUE
65 | bus_LV_4038-17_0_6_node_61 | 0.4 | n |  | TRUE
66 | bus_LV_4038-17_0_6_node_50 | 0.4 | n |  | TRUE
67 | bus_LV_4038-17_0_6_node_51 | 0.4 | n |  | TRUE
68 | bus_LV_4038-17_0_6_node_53 | 0.4 | n |  | TRUE
69 | bus_LV_4038-17_0_6_node_55 | 0.4 | n |  | TRUE
70 | bus_LV_4038-17_0_6_node_56 | 0.4 | n |  | TRUE
71 | bus_LV_4038-17_0_6_node_57 | 0.4 | n |  | TRUE
72 | bus_LV_4038-17_0_6_node_58 | 0.4 | n |  | TRUE
73 | bus_LV_4038-17_0_6_node_65 | 0.4 | n |  | TRUE
74 | bus_LV_4038-17_0_6_node_71 | 0.4 | n |  | TRUE
75 | bus_LV_4038-17_0_6_node_59 | 0.4 | n |  | TRUE
76 | bus_LV_4038-17_0_6_node_60 | 0.4 | n |  | TRUE
77 | bus_LV_4038-17_0_6_node_62 | 0.4 | n |  | TRUE
78 | bus_LV_4038-17_0_6_node_64 | 0.4 | n |  | TRUE
79 | bus_LV_4038-17_0_6_node_77 | 0.4 | n |  | TRUE
80 | bus_LV_4038-17_0_6_node_78 | 0.4 | n |  | TRUE
81 | bus_LV_4038-17_0_6_node_72 | 0.4 | n |  | TRUE
82 | bus_LV_4038-17_0_6_node_66 | 0.4 | n |  | TRUE
83 | bus_LV_4038-17_0_6_node_67 | 0.4 | n |  | TRUE
84 | bus_LV_4038-17_0_6_node_68 | 0.4 | n |  | TRUE
85 | bus_LV_4038-17_0_6_node_69 | 0.4 | n |  | TRUE
86 | bus_LV_4038-17_0_6_node_70 | 0.4 | n |  | TRUE
87 | bus_LV_4038-17_0_6_node_87 | 0.4 | n |  | TRUE
88 | bus_LV_4038-17_0_6_node_84 | 0.4 | n |  | TRUE
89 | bus_LV_4038-17_0_6_node_85 | 0.4 | n |  | TRUE
90 | bus_LV_4038-17_0_6_node_73 | 0.4 | n |  | TRUE
91 | bus_LV_4038-17_0_6_node_74 | 0.4 | n |  | TRUE
92 | bus_LV_4038-17_0_6_node_75 | 0.4 | n |  | TRUE
93 | bus_LV_4038-17_0_6_node_76 | 0.4 | n |  | TRUE
94 | bus_LV_4038-17_0_6_node_143 | 0.4 | n |  | TRUE
95 | bus_LV_4038-17_0_6_node_141 | 0.4 | n |  | TRUE
96 | bus_LV_4038-17_0_6_node_148 | 0.4 | n |  | TRUE
97 | bus_LV_4038-17_0_6_node_145 | 0.4 | n |  | TRUE
98 | bus_LV_4038-17_0_6_node_142 | 0.4 | n |  | TRUE
99 | bus_LV_4038-17_0_6_node_140 | 0.4 | n |  | TRUE
100 | bus_LV_4038-17_0_6_node_147 | 0.4 | n |  | TRUE
101 | bus_LV_4038-17_0_6_node_192 | 0.4 | n |  | TRUE
102 | bus_LV_4038-17_0_6_node_158 | 0.4 | n |  | TRUE
103 | bus_LV_4038-17_0_6_node_159 | 0.4 | n |  | TRUE
104 | bus_LV_4038-17_0_6_node_160 | 0.4 | n |  | TRUE
105 | bus_LV_4038-17_0_6_node_161 | 0.4 | n |  | TRUE
106 | bus_LV_4038-17_0_6_node_162 | 0.4 | n |  | TRUE
107 | bus_LV_4038-17_0_6_node_165 | 0.4 | n |  | TRUE
108 | bus_LV_4038-17_0_6_node_163 | 0.4 | n |  | TRUE
109 | bus_LV_4038-17_0_6_node_178 | 0.4 | n |  | TRUE
110 | bus_LV_4038-17_0_6_node_164 | 0.4 | n |  | TRUE
111 | bus_LV_4038-17_0_6_node_166 | 0.4 | n |  | TRUE
112 | bus_LV_4038-17_0_6_node_167 | 0.4 | n |  | TRUE
113 | bus_LV_4038-17_0_6_node_180 | 0.4 | n |  | TRUE
114 | bus_LV_4038-17_0_6_node_189 | 0.4 | n |  | TRUE
115 | bus_LV_4038-17_0_6_node_168 | 0.4 | n |  | TRUE
116 | bus_LV_4038-17_0_6_node_169 | 0.4 | n |  | TRUE
117 | bus_LV_4038-17_0_6_node_170 | 0.4 | n |  | TRUE
118 | bus_LV_4038-17_0_6_node_171 | 0.4 | n |  | TRUE
119 | bus_LV_4038-17_0_6_node_172 | 0.4 | n |  | TRUE
120 | bus_LV_4038-17_0_6_node_182 | 0.4 | n |  | TRUE
121 | bus_LV_4038-17_0_6_node_156 | 0.4 | n |  | TRUE
122 | bus_LV_4038-17_0_6_node_173 | 0.4 | n |  | TRUE
123 | bus_LV_4038-17_0_6_node_174 | 0.4 | n |  | TRUE
124 | bus_LV_4038-17_0_6_node_175 | 0.4 | n |  | TRUE
125 | bus_LV_4038-17_0_6_node_177 | 0.4 | n |  | TRUE
126 | bus_LV_4038-17_0_6_node_181 | 0.4 | n |  | TRUE
127 | bus_LV_4038-17_0_6_node_179 | 0.4 | n |  | TRUE
128 | bus_LV_4038-17_0_6_node_191 | 0.4 | n |  | TRUE
129 | bus_LV_4038-17_0_6_node_190 | 0.4 | n |  | TRUE
130 | bus_LV_4038-17_0_6_node_187 | 0.4 | n |  | TRUE
131 | bus_LV_4038-17_0_6_node_183 | 0.4 | n |  | TRUE
132 | bus_LV_4038-17_0_6_node_188 | 0.4 | n |  | TRUE
133 | bus_LV_4038-17_0_6_node_184 | 0.4 | n |  | TRUE
134 | bus_LV_4038-17_0_6_node_186 | 0.4 | n |  | TRUE
135 | bus_LV_4038-17_0_6_node_79 | 0.4 | n |  | TRUE
136 | bus_LV_4038-17_0_6_node_80 | 0.4 | n |  | TRUE
137 | bus_LV_4038-17_0_6_node_81 | 0.4 | n |  | TRUE
138 | bus_LV_4038-17_0_6_node_82 | 0.4 | n |  | TRUE
139 | bus_LV_4038-17_0_6_node_83 | 0.4 | n |  | TRUE
140 | bus_LV_4038-17_0_6_node_86 | 0.4 | n |  | TRUE
141 | bus_LV_4038-17_0_6_node_90 | 0.4 | n |  | TRUE
142 | bus_LV_4038-17_0_6_node_131 | 0.4 | n |  | TRUE
143 | bus_LV_4038-17_0_6_node_132 | 0.4 | n |  | TRUE
144 | bus_LV_4038-17_0_6_node_121 | 0.4 | n |  | TRUE
145 | bus_LV_4038-17_0_6_node_95 | 0.4 | n |  | TRUE
146 | bus_LV_4038-17_0_6_node_133 | 0.4 | n |  | TRUE
147 | bus_LV_4038-17_0_6_node_129 | 0.4 | n |  | TRUE
148 | bus_LV_4038-17_0_6_node_93 | 0.4 | n |  | TRUE
149 | bus_LV_4038-17_0_6_node_91 | 0.4 | n |  | TRUE
150 | bus_LV_4038-17_0_6_node_92 | 0.4 | n |  | TRUE
151 | bus_LV_4038-17_0_6_node_104 | 0.4 | n |  | TRUE
152 | bus_LV_4038-17_0_6_node_105 | 0.4 | n |  | TRUE
153 | bus_LV_4038-17_0_6_node_106 | 0.4 | n |  | TRUE
154 | bus_LV_4038-17_0_6_node_107 | 0.4 | n |  | TRUE
155 | bus_LV_4038-17_0_6_node_108 | 0.4 | n |  | TRUE
156 | bus_LV_4038-17_0_6_node_109 | 0.4 | n |  | TRUE
157 | bus_LV_4038-17_0_6_node_110 | 0.4 | n |  | TRUE
158 | bus_LV_4038-17_0_6_node_115 | 0.4 | n |  | TRUE
159 | bus_LV_4038-17_0_6_node_116 | 0.4 | n |  | TRUE
160 | bus_LV_4038-17_0_6_node_117 | 0.4 | n |  | TRUE
161 | bus_LV_4038-17_0_6_node_118 | 0.4 | n |  | TRUE
162 | bus_LV_4038-17_0_6_node_119 | 0.4 | n |  | TRUE
163 | bus_LV_4038-17_0_6_node_120 | 0.4 | n |  | TRUE
164 | bus_LV_4038-17_0_6_node_122 | 0.4 | n |  | TRUE
165 | bus_LV_4038-17_0_6_node_123 | 0.4 | n |  | TRUE
166 | bus_LV_4038-17_0_6_node_128 | 0.4 | n |  | TRUE
167 | bus_LV_4038-17_0_6_node_124 | 0.4 | n |  | TRUE
168 | bus_LV_4038-17_0_6_node_125 | 0.4 | n |  | TRUE
169 | bus_LV_4038-17_0_6_node_127 | 0.4 | n |  | TRUE
170 | bus_LV_4038-17_0_6_node_126 | 0.4 | n |  | TRUE
171 | bus_LV_4038-17_0_6_node_134 | 0.4 | n |  | TRUE
172 | bus_LV_4038-17_0_6_node_155 | 0.4 | n |  | TRUE
173 | bus_LV_4038-17_0_6_node_154 | 0.4 | n |  | TRUE
174 | bus_LV_4038-17_0_6_node_135 | 0.4 | n |  | TRUE
175 | bus_LV_4038-17_0_6_node_136 | 0.4 | n |  | TRUE
176 | bus_LV_4038-17_0_6_node_137 | 0.4 | n |  | TRUE
177 | bus_LV_4038-17_0_6_node_138 | 0.4 | n |  | TRUE
178 | bus_LV_4038-17_0_6_node_139 | 0.4 | n |  | TRUE
179 | bus_LV_4038-17_0_6_node_146 | 0.4 | n |  | TRUE
180 | bus_LV_4038-17_0_6_node_144 | 0.4 | n |  | TRUE
181 | bus_LV_4038-17_0_6_node_150 | 0.4 | n |  | TRUE
182 | bus_LV_4038-17_0_6_node_151 | 0.4 | n |  | TRUE
183 | bus_LV_4038-17_0_6_node_149 | 0.4 | n |  | TRUE
184 | bus_LV_4038-17_0_6_node_152 | 0.4 | n |  | TRUE
185 | bus_LV_4038-17_0_6_node_153 | 0.4 | n |  | TRUE
186 | bus_MV_421_0_node_59 | 20 | n |  | TRUE

## load
| name | bus | p_mw | q_mvar | const_z_percent | const_i_percent | sn_mva | scaling | in_service | type
0 | LV_4038-17_0_6_load_0 | 0 | 0.0030902 | 0.00077447 | 0 | 0 |  | 1 | TRUE | wye
1 | LV_4038-17_0_6_load_3 | 2 | 0.0022186 | 0.00055604 | 0 | 0 |  | 1 | TRUE | wye
2 | LV_4038-17_0_6_load_4 | 3 | 0.0052328 | 0.0013115 | 0 | 0 |  | 1 | TRUE | wye
3 | LV_4038-17_0_6_load_5 | 5 | 0.0053585 | 0.001343 | 0 | 0 |  | 1 | TRUE | wye
4 | LV_4038-17_0_6_load_6 | 6 | 0.0027829 | 0.00069746 | 0 | 0 |  | 1 | TRUE | wye
5 | LV_4038-17_0_6_load_8 | 7 | 0.0034421 | 0.00086268 | 0 | 0 |  | 1 | TRUE | wye
6 | LV_4038-17_0_6_load_99 | 9 | 0.0071323 | 0.0017875 | 0 | 0 |  | 1 | TRUE | wye
7 | LV_4038-17_0_6_load_7 | 10 | 0.0027433 | 0.00068755 | 0 | 0 |  | 1 | TRUE | wye
8 | LV_4038-17_0_6_load_114 | 11 | 0.0018888 | 0.00047339 | 0 | 0 |  | 1 | TRUE | wye
9 | LV_4038-17_0_6_load_9 | 12 | 0.0030047 | 0.00075306 | 0 | 0 |  | 1 | TRUE | wye
10 | LV_4038-17_0_6_load_32 | 13 | 0.0027472 | 0.00068851 | 0 | 0 |  | 1 | TRUE | wye
11 | LV_4038-17_0_6_load_28 | 14 | 0.0048422 | 0.0012136 | 0 | 0 |  | 1 | TRUE | wye
12 | LV_4038-17_0_6_load_98 | 15 | 0.0073484 | 0.0018417 | 0 | 0 |  | 1 | TRUE | wye
13 | LV_4038-17_0_6_load_94 | 16 | 0.0020424 | 0.00051188 | 0 | 0 |  | 1 | TRUE | wye
14 | LV_4038-17_0_6_load_10 | 17 | 0.0038156 | 0.00095629 | 0 | 0 |  | 1 | TRUE | wye
15 | LV_4038-17_0_6_load_11 | 18 | 0.0043956 | 0.0011016 | 0 | 0 |  | 1 | TRUE | wye
16 | LV_4038-17_0_6_load_12 | 19 | 0.0029284 | 0.00073393 | 0 | 0 |  | 1 | TRUE | wye
17 | LV_4038-17_0_6_load_13 | 20 | 0.0029224 | 0.00073243 | 0 | 0 |  | 1 | TRUE | wye
18 | LV_4038-17_0_6_load_14 | 21 | 0.0043708 | 0.0010954 | 0 | 0 |  | 1 | TRUE | wye
19 | LV_4038-17_0_6_load_102 | 22 | 0.0042767 | 0.0010718 | 0 | 0 |  | 1 | TRUE | wye
20 | LV_4038-17_0_6_load_103 | 23 | 0.0035225 | 0.00088282 | 0 | 0 |  | 1 | TRUE | wye
21 | LV_4038-17_0_6_load_15 | 24 | 0.0025476 | 0.0006385 | 0 | 0 |  | 1 | TRUE | wye
22 | LV_4038-17_0_6_load_16 | 25 | 0.0045946 | 0.0011515 | 0 | 0 |  | 1 | TRUE | wye
23 | LV_4038-17_0_6_load_17 | 26 | 0.0026531 | 0.00066492 | 0 | 0 |  | 1 | TRUE | wye
24 | LV_4038-17_0_6_load_18 | 27 | 0.002934 | 0.00073532 | 0 | 0 |  | 1 | TRUE | wye
25 | LV_4038-17_0_6_load_26 | 29 | 0.0019017 | 0.0004766 | 0 | 0 |  | 1 | TRUE | wye
26 | LV_4038-17_0_6_load_24 | 30 | 0.0017032 | 0.00042687 | 0 | 0 |  | 1 | TRUE | wye
27 | LV_4038-17_0_6_load_19 | 31 | 0.0031713 | 0.00079481 | 0 | 0 |  | 1 | TRUE | wye
28 | LV_4038-17_0_6_load_20 | 32 | 0.0031001 | 0.00077696 | 0 | 0 |  | 1 | TRUE | wye
29 | LV_4038-17_0_6_load_21 | 33 | 0.0019714 | 0.00049407 | 0 | 0 |  | 1 | TRUE | wye
30 | LV_4038-17_0_6_load_22 | 34 | 0.001928 | 0.00048321 | 0 | 0 |  | 1 | TRUE | wye
31 | LV_4038-17_0_6_load_23 | 35 | 0.0014654 | 0.00036726 | 0 | 0 |  | 1 | TRUE | wye
32 | LV_4038-17_0_6_load_101 | 36 | 0.0019712 | 0.00049402 | 0 | 0 |  | 1 | TRUE | wye
33 | LV_4038-17_0_6_load_100 | 37 | 0.0017605 | 0.00044123 | 0 | 0 |  | 1 | TRUE | wye
34 | LV_4038-17_0_6_load_27 | 38 | 0.0024059 | 0.00060296 | 0 | 0 |  | 1 | TRUE | wye
35 | LV_4038-17_0_6_load_29 | 39 | 0.0023555 | 0.00059033 | 0 | 0 |  | 1 | TRUE | wye
36 | LV_4038-17_0_6_load_34 | 42 | 0.0038491 | 0.00096468 | 0 | 0 |  | 1 | TRUE | wye
37 | LV_4038-17_0_6_load_39 | 43 | 0.0053442 | 0.0013394 | 0 | 0 |  | 1 | TRUE | wye
38 | LV_4038-17_0_6_load_36 | 44 | 0.0014479 | 0.00036287 | 0 | 0 |  | 1 | TRUE | wye
39 | LV_4038-17_0_6_load_96 | 45 | 0.0072792 | 0.0018243 | 0 | 0 |  | 1 | TRUE | wye
40 | LV_4038-17_0_6_load_89 | 46 | 0.0028872 | 0.00072361 | 0 | 0 |  | 1 | TRUE | wye
41 | LV_4038-17_0_6_load_35 | 47 | 0.0023688 | 0.00059369 | 0 | 0 |  | 1 | TRUE | wye
42 | LV_4038-17_0_6_load_97 | 48 | 0.0014692 | 0.00036823 | 0 | 0 |  | 1 | TRUE | wye
43 | LV_4038-17_0_6_load_37 | 49 | 0.0014174 | 0.00035523 | 0 | 0 |  | 1 | TRUE | wye
44 | LV_4038-17_0_6_load_38 | 50 | 0.0014964 | 0.00037503 | 0 | 0 |  | 1 | TRUE | wye
45 | LV_4038-17_0_6_load_40 | 51 | 0.00142 | 0.00035589 | 0 | 0 |  | 1 | TRUE | wye
46 | LV_4038-17_0_6_load_88 | 53 | 0.0027423 | 0.00068729 | 0 | 0 |  | 1 | TRUE | wye
47 | LV_4038-17_0_6_load_41 | 55 | 0.0013485 | 0.00033797 | 0 | 0 |  | 1 | TRUE | wye
48 | LV_4038-17_0_6_load_42 | 56 | 0.0014059 | 0.00035236 | 0 | 0 |  | 1 | TRUE | wye
49 | LV_4038-17_0_6_load_43 | 57 | 0.0016003 | 0.00040107 | 0 | 0 |  | 1 | TRUE | wye
50 | LV_4038-17_0_6_load_44 | 58 | 0.0015231 | 0.00038173 | 0 | 0 |  | 1 | TRUE | wye
51 | LV_4038-17_0_6_load_45 | 59 | 0.0013655 | 0.00034222 | 0 | 0 |  | 1 | TRUE | wye
52 | LV_4038-17_0_6_load_47 | 60 | 0.0013065 | 0.00032743 | 0 | 0 |  | 1 | TRUE | wye
53 | LV_4038-17_0_6_load_48 | 61 | 0.0012578 | 0.00031523 | 0 | 0 |  | 1 | TRUE | wye
54 | LV_4038-17_0_6_load_63 | 62 | 0.010431 | 0.0026141 | 0 | 0 |  | 1 | TRUE | wye
55 | LV_4038-17_0_6_load_54 | 63 | 0.0014168 | 0.00035509 | 0 | 0 |  | 1 | TRUE | wye
56 | LV_4038-17_0_6_load_52 | 64 | 0.0013183 | 0.0003304 | 0 | 0 |  | 1 | TRUE | wye
57 | LV_4038-17_0_6_load_50 | 66 | 0.0015423 | 0.00038655 | 0 | 0 |  | 1 | TRUE | wye
58 | LV_4038-17_0_6_load_51 | 67 | 0.0014416 | 0.00036129 | 0 | 0 |  | 1 | TRUE | wye
59 | LV_4038-17_0_6_load_53 | 68 | 0.0012477 | 0.0003127 | 0 | 0 |  | 1 | TRUE | wye
60 | LV_4038-17_0_6_load_55 | 69 | 0.0014324 | 0.000359 | 0 | 0 |  | 1 | TRUE | wye
61 | LV_4038-17_0_6_load_56 | 70 | 0.0014313 | 0.00035871 | 0 | 0 |  | 1 | TRUE | wye
62 | LV_4038-17_0_6_load_57 | 71 | 0.0013253 | 0.00033214 | 0 | 0 |  | 1 | TRUE | wye
63 | LV_4038-17_0_6_load_58 | 72 | 0.0019326 | 0.00048436 | 0 | 0 |  | 1 | TRUE | wye
64 | LV_4038-17_0_6_load_71 | 74 | 0.0022645 | 0.00056754 | 0 | 0 |  | 1 | TRUE | wye
65 | LV_4038-17_0_6_load_59 | 75 | 0.001545 | 0.00038721 | 0 | 0 |  | 1 | TRUE | wye
66 | LV_4038-17_0_6_load_60 | 76 | 0.0015228 | 0.00038164 | 0 | 0 |  | 1 | TRUE | wye
67 | LV_4038-17_0_6_load_62 | 77 | 0.0014528 | 0.0003641 | 0 | 0 |  | 1 | TRUE | wye
68 | LV_4038-17_0_6_load_64 | 78 | 0.0054537 | 0.0013668 | 0 | 0 |  | 1 | TRUE | wye
69 | LV_4038-17_0_6_load_77 | 79 | 0.0065589 | 0.0016438 | 0 | 0 |  | 1 | TRUE | wye
70 | LV_4038-17_0_6_load_78 | 80 | 0.0042131 | 0.0010559 | 0 | 0 |  | 1 | TRUE | wye
71 | LV_4038-17_0_6_load_72 | 81 | 0.0018963 | 0.00047527 | 0 | 0 |  | 1 | TRUE | wye
72 | LV_4038-17_0_6_load_66 | 82 | 0.0013203 | 0.0003309 | 0 | 0 |  | 1 | TRUE | wye
73 | LV_4038-17_0_6_load_67 | 83 | 0.0010059 | 0.0002521 | 0 | 0 |  | 1 | TRUE | wye
74 | LV_4038-17_0_6_load_68 | 84 | 0.0024064 | 0.00060311 | 0 | 0 |  | 1 | TRUE | wye
75 | LV_4038-17_0_6_load_69 | 85 | 0.0014387 | 0.00036058 | 0 | 0 |  | 1 | TRUE | wye
76 | LV_4038-17_0_6_load_70 | 86 | 0.0022258 | 0.00055783 | 0 | 0 |  | 1 | TRUE | wye
77 | LV_4038-17_0_6_load_87 | 87 | 0.00069702 | 0.00017469 | 0 | 0 |  | 1 | TRUE | wye
78 | LV_4038-17_0_6_load_84 | 88 | 0.0020293 | 0.00050858 | 0 | 0 |  | 1 | TRUE | wye
79 | LV_4038-17_0_6_load_85 | 89 | 0.0014875 | 0.00037281 | 0 | 0 |  | 1 | TRUE | wye
80 | LV_4038-17_0_6_load_73 | 90 | 0.0019151 | 0.00047998 | 0 | 0 |  | 1 | TRUE | wye
81 | LV_4038-17_0_6_load_76 | 93 | 0.0033948 | 0.00085081 | 0 | 0 |  | 1 | TRUE | wye
82 | LV_4038-17_0_6_load_143 | 94 | 0.001333 | 0.00033408 | 0 | 0 |  | 1 | TRUE | wye
83 | LV_4038-17_0_6_load_148 | 96 | 0.0022124 | 0.00055448 | 0 | 0 |  | 1 | TRUE | wye
84 | LV_4038-17_0_6_load_142 | 98 | 0.00091595 | 0.00022956 | 0 | 0 |  | 1 | TRUE | wye
85 | LV_4038-17_0_6_load_140 | 99 | 0.0011092 | 0.00027798 | 0 | 0 |  | 1 | TRUE | wye
86 | LV_4038-17_0_6_load_147 | 100 | 0.0041205 | 0.0010327 | 0 | 0 |  | 1 | TRUE | wye
87 | LV_4038-17_0_6_load_192 | 101 | 0.0017883 | 0.00044818 | 0 | 0 |  | 1 | TRUE | wye
88 | LV_4038-17_0_6_load_158 | 102 | 0.0031468 | 0.00078866 | 0 | 0 |  | 1 | TRUE | wye
89 | LV_4038-17_0_6_load_159 | 103 | 0.00090347 | 0.00022643 | 0 | 0 |  | 1 | TRUE | wye
90 | LV_4038-17_0_6_load_160 | 104 | 0.001461 | 0.00036616 | 0 | 0 |  | 1 | TRUE | wye
91 | LV_4038-17_0_6_load_162 | 106 | 0.0045274 | 0.0011347 | 0 | 0 |  | 1 | TRUE | wye
92 | LV_4038-17_0_6_load_165 | 107 | 0.0010579 | 0.00026512 | 0 | 0 |  | 1 | TRUE | wye
93 | LV_4038-17_0_6_load_163 | 108 | 0.0069697 | 0.0017468 | 0 | 0 |  | 1 | TRUE | wye
94 | LV_4038-17_0_6_load_178 | 109 | 0.0028778 | 0.00072126 | 0 | 0 |  | 1 | TRUE | wye
95 | LV_4038-17_0_6_load_164 | 110 | 0.0028637 | 0.00071771 | 0 | 0 |  | 1 | TRUE | wye
96 | LV_4038-17_0_6_load_166 | 111 | 0.0025813 | 0.00064693 | 0 | 0 |  | 1 | TRUE | wye
97 | LV_4038-17_0_6_load_180 | 113 | 0.0011883 | 0.00029781 | 0 | 0 |  | 1 | TRUE | wye
98 | LV_4038-17_0_6_load_168 | 115 | 0.0035046 | 0.00087835 | 0 | 0 |  | 1 | TRUE | wye
99 | LV_4038-17_0_6_load_169 | 116 | 0.0024023 | 0.00060207 | 0 | 0 |  | 1 | TRUE | wye
100 | LV_4038-17_0_6_load_170 | 117 | 0.0020973 | 0.00052563 | 0 | 0 |  | 1 | TRUE | wye
101 | LV_4038-17_0_6_load_171 | 118 | 0.001218 | 0.00030526 | 0 | 0 |  | 1 | TRUE | wye
102 | LV_4038-17_0_6_load_182 | 120 | 0.001218 | 0.00030526 | 0 | 0 |  | 1 | TRUE | wye
103 | LV_4038-17_0_6_load_156 | 121 | 0.0010735 | 0.00026905 | 0 | 0 |  | 1 | TRUE | wye
104 | LV_4038-17_0_6_load_173 | 122 | 0.0052551 | 0.0013171 | 0 | 0 |  | 1 | TRUE | wye
105 | LV_4038-17_0_6_load_174 | 123 | 0.0008951 | 0.00022433 | 0 | 0 |  | 1 | TRUE | wye
106 | LV_4038-17_0_6_load_175 | 124 | 0.00084516 | 0.00021182 | 0 | 0 |  | 1 | TRUE | wye
107 | LV_4038-17_0_6_load_177 | 125 | 0.00077232 | 0.00019356 | 0 | 0 |  | 1 | TRUE | wye
108 | LV_4038-17_0_6_load_181 | 126 | 0.00035554 | 8.9108e-05 | 0 | 0 |  | 1 | TRUE | wye
109 | LV_4038-17_0_6_load_191 | 128 | 0.00079991 | 0.00020048 | 0 | 0 |  | 1 | TRUE | wye
110 | LV_4038-17_0_6_load_190 | 129 | 0.0030905 | 0.00077456 | 0 | 0 |  | 1 | TRUE | wye
111 | LV_4038-17_0_6_load_183 | 131 | 0.0006859 | 0.0001719 | 0 | 0 |  | 1 | TRUE | wye
112 | LV_4038-17_0_6_load_188 | 132 | 0.0056279 | 0.0014105 | 0 | 0 |  | 1 | TRUE | wye
113 | LV_4038-17_0_6_load_184 | 133 | 0.0037361 | 0.00093636 | 0 | 0 |  | 1 | TRUE | wye
114 | LV_4038-17_0_6_load_79 | 135 | 0.0023327 | 0.00058463 | 0 | 0 |  | 1 | TRUE | wye
115 | LV_4038-17_0_6_load_80 | 136 | 0.0013043 | 0.00032689 | 0 | 0 |  | 1 | TRUE | wye
116 | LV_4038-17_0_6_load_81 | 137 | 0.0015443 | 0.00038704 | 0 | 0 |  | 1 | TRUE | wye
117 | LV_4038-17_0_6_load_82 | 138 | 0.0019892 | 0.00049855 | 0 | 0 |  | 1 | TRUE | wye
118 | LV_4038-17_0_6_load_83 | 139 | 0.0017925 | 0.00044923 | 0 | 0 |  | 1 | TRUE | wye
119 | LV_4038-17_0_6_load_131 | 142 | 0.0015229 | 0.00038168 | 0 | 0 |  | 1 | TRUE | wye
120 | LV_4038-17_0_6_load_132 | 143 | 0.0017196 | 0.00043097 | 0 | 0 |  | 1 | TRUE | wye
121 | LV_4038-17_0_6_load_121 | 144 | 0.0017782 | 0.00044567 | 0 | 0 |  | 1 | TRUE | wye
122 | LV_4038-17_0_6_load_95 | 145 | 0.0042573 | 0.001067 | 0 | 0 |  | 1 | TRUE | wye
123 | LV_4038-17_0_6_load_133 | 146 | 0.001092 | 0.00027369 | 0 | 0 |  | 1 | TRUE | wye
124 | LV_4038-17_0_6_load_129 | 147 | 0.0016842 | 0.00042211 | 0 | 0 |  | 1 | TRUE | wye
125 | LV_4038-17_0_6_load_93 | 148 | 0.0030728 | 0.00077012 | 0 | 0 |  | 1 | TRUE | wye
126 | LV_4038-17_0_6_load_91 | 149 | 0.0023544 | 0.00059006 | 0 | 0 |  | 1 | TRUE | wye
127 | LV_4038-17_0_6_load_92 | 150 | 0.0020645 | 0.00051742 | 0 | 0 |  | 1 | TRUE | wye
128 | LV_4038-17_0_6_load_105 | 152 | 0.0016271 | 0.00040779 | 0 | 0 |  | 1 | TRUE | wye
129 | LV_4038-17_0_6_load_107 | 154 | 0.0011645 | 0.00029184 | 0 | 0 |  | 1 | TRUE | wye
130 | LV_4038-17_0_6_load_108 | 155 | 0.0031359 | 0.00078594 | 0 | 0 |  | 1 | TRUE | wye
131 | LV_4038-17_0_6_load_109 | 156 | 0.0014029 | 0.00035161 | 0 | 0 |  | 1 | TRUE | wye
132 | LV_4038-17_0_6_load_110 | 157 | 0.0043165 | 0.0010818 | 0 | 0 |  | 1 | TRUE | wye
133 | LV_4038-17_0_6_load_115 | 158 | 0.0026853 | 0.000673 | 0 | 0 |  | 1 | TRUE | wye
134 | LV_4038-17_0_6_load_116 | 159 | 0.0025375 | 0.00063596 | 0 | 0 |  | 1 | TRUE | wye
135 | LV_4038-17_0_6_load_117 | 160 | 0.0019636 | 0.00049213 | 0 | 0 |  | 1 | TRUE | wye
136 | LV_4038-17_0_6_load_118 | 161 | 0.0018793 | 0.00047099 | 0 | 0 |  | 1 | TRUE | wye
137 | LV_4038-17_0_6_load_119 | 162 | 0.001953 | 0.00048946 | 0 | 0 |  | 1 | TRUE | wye
138 | LV_4038-17_0_6_load_120 | 163 | 0.0019593 | 0.00049105 | 0 | 0 |  | 1 | TRUE | wye
139 | LV_4038-17_0_6_load_122 | 164 | 0.0021295 | 0.00053371 | 0 | 0 |  | 1 | TRUE | wye
140 | LV_4038-17_0_6_load_123 | 165 | 0.0020369 | 0.00051048 | 0 | 0 |  | 1 | TRUE | wye
141 | LV_4038-17_0_6_load_124 | 167 | 0.0019971 | 0.00050053 | 0 | 0 |  | 1 | TRUE | wye
142 | LV_4038-17_0_6_load_125 | 168 | 0.0020326 | 0.00050942 | 0 | 0 |  | 1 | TRUE | wye
143 | LV_4038-17_0_6_load_127 | 169 | 0.001925 | 0.00048244 | 0 | 0 |  | 1 | TRUE | wye
144 | LV_4038-17_0_6_load_126 | 170 | 0.0019631 | 0.000492 | 0 | 0 |  | 1 | TRUE | wye
145 | LV_4038-17_0_6_load_134 | 171 | 0.0021137 | 0.00052975 | 0 | 0 |  | 1 | TRUE | wye
146 | LV_4038-17_0_6_load_154 | 173 | 0.0026092 | 0.00065393 | 0 | 0 |  | 1 | TRUE | wye
147 | LV_4038-17_0_6_load_135 | 174 | 0.001792 | 0.00044912 | 0 | 0 |  | 1 | TRUE | wye
148 | LV_4038-17_0_6_load_136 | 175 | 0.001613 | 0.00040427 | 0 | 0 |  | 1 | TRUE | wye
149 | LV_4038-17_0_6_load_137 | 176 | 0.0020221 | 0.00050679 | 0 | 0 |  | 1 | TRUE | wye
150 | LV_4038-17_0_6_load_138 | 177 | 0.0009664 | 0.0002422 | 0 | 0 |  | 1 | TRUE | wye
151 | LV_4038-17_0_6_load_146 | 179 | 0.001818 | 0.00045563 | 0 | 0 |  | 1 | TRUE | wye
152 | LV_4038-17_0_6_load_144 | 180 | 0.0017941 | 0.00044964 | 0 | 0 |  | 1 | TRUE | wye
153 | LV_4038-17_0_6_load_150 | 181 | 0.0011087 | 0.00027787 | 0 | 0 |  | 1 | TRUE | wye
154 | LV_4038-17_0_6_load_151 | 182 | 0.0012688 | 0.00031799 | 0 | 0 |  | 1 | TRUE | wye
155 | LV_4038-17_0_6_load_149 | 183 | 0.0023149 | 0.00058018 | 0 | 0 |  | 1 | TRUE | wye
156 | LV_4038-17_0_6_load_152 | 184 | 0.0017075 | 0.00042795 | 0 | 0 |  | 1 | TRUE | wye
157 | LV_4038-17_0_6_load_153 | 185 | 0.0065826 | 0.0016497 | 0 | 0 |  | 1 | TRUE | wye

## ext_grid
| name | bus | vm_pu | va_degree | slack_weight | in_service
0 |  | 50 | 1 | 0 | 1 | TRUE

## line
| name | std_type | from_bus | to_bus | length_km | r_ohm_per_km | x_ohm_per_km | c_nf_per_km | g_us_per_km | max_i_ka | df | parallel | type | in_service
0 | LV_4038-17_0_6_line_0 |  | 0 | 1 | 0.014353 | 0.125 | 0.08 | 261 | 0 | 0.364 | 1 | 1 | cs | TRUE
1 | LV_4038-17_0_6_line_1 |  | 1 | 2 | 0.015581 | 0.125 | 0.08 | 261 | 0 | 0.364 | 1 | 1 | cs | TRUE
2 | LV_4038-17_0_6_line_2 |  | 1 | 3 | 0.018815 | 0.125 | 0.08 | 261 | 0 | 0.364 | 1 | 1 | cs | TRUE
3 | LV_4038-17_0_6_line_3 |  | 2 | 7 | 0.029317 | 0.125 | 0.08 | 261 | 0 | 0.364 | 1 | 1 | cs | TRUE
4 | LV_4038-17_0_6_line_4 |  | 3 | 8 | 0.0128 | 0.125 | 0.08 | 261 | 0 | 0.364 | 1 | 1 | cs | TRUE
5 | LV_4038-17_0_6_line_5 |  | 4 | 5 | 0.025256 | 0.125 | 0.08 | 261 | 0 | 0.364 | 1 | 1 | cs | TRUE
6 | LV_4038-17_0_6_line_6 |  | 4 | 6 | 0.025867 | 0.125 | 0.08 | 261 | 0 | 0.364 | 1 | 1 | cs | TRUE
7 | LV_4038-17_0_6_line_7 |  | 5 | 9 | 0.0027201 | 0.125 | 0.08 | 261 | 0 | 0.364 | 1 | 1 | cs | TRUE
8 | LV_4038-17_0_6_line_8 |  | 7 | 12 | 0.01264 | 0.125 | 0.08 | 261 | 0 | 0.364 | 1 | 1 | cs | TRUE
9 | LV_4038-17_0_6_line_9 |  | 8 | 13 | 0.018778 | 0.125 | 0.08 | 261 | 0 | 0.364 | 1 | 1 | cs | TRUE
10 | LV_4038-17_0_6_line_10 |  | 8 | 14 | 0.026891 | 0.125 | 0.08 | 261 | 0 | 0.364 | 1 | 1 | cs | TRUE
11 | LV_4038-17_0_6_line_11 |  | 9 | 15 | 0.025027 | 0.125 | 0.08 | 261 | 0 | 0.364 | 1 | 1 | cs | TRUE
12 | LV_4038-17_0_6_line_12 |  | 10 | 11 | 0.00024336 | 0.125 | 0.08 | 261 | 0 | 0.364 | 1 | 1 | cs | TRUE
13 | LV_4038-17_0_6_line_13 |  | 11 | 16 | 0.009507 | 0.125 | 0.08 | 261 | 0 | 0.364 | 1 | 1 | cs | TRUE
14 | LV_4038-17_0_6_line_14 |  | 12 | 17 | 0.016634 | 0.125 | 0.08 | 261 | 0 | 0.364 | 1 | 1 | cs | TRUE
15 | LV_4038-17_0_6_line_15 |  | 13 | 37 | 0.02306 | 0.125 | 0.08 | 261 | 0 | 0.364 | 1 | 1 | cs | TRUE
16 | LV_4038-17_0_6_line_16 |  | 14 | 38 | 0.022834 | 0.125 | 0.08 | 261 | 0 | 0.364 | 1 | 1 | cs | TRUE
17 | LV_4038-17_0_6_line_17 |  | 15 | 48 | 0.012143 | 0.125 | 0.08 | 261 | 0 | 0.364 | 1 | 1 | cs | TRUE
18 | LV_4038-17_0_6_line_18 |  | 16 | 150 | 0.0059263 | 0.125 | 0.08 | 261 | 0 | 0.364 | 1 | 1 | cs | TRUE
19 | LV_4038-17_0_6_line_19 |  | 17 | 18 | 0.014821 | 0.125 | 0.08 | 261 | 0 | 0.364 | 1 | 1 | cs | TRUE
20 | LV_4038-17_0_6_line_20 |  | 18 | 19 | 0.024182 | 0.125 | 0.08 | 261 | 0 | 0.364 | 1 | 1 | cs | TRUE
21 | LV_4038-17_0_6_line_21 |  | 19 | 20 | 0.0003604 | 0.125 | 0.08 | 261 | 0 | 0.364 | 1 | 1 | cs | TRUE
22 | LV_4038-17_0_6_line_22 |  | 20 | 21 | 0.03395 | 0.125 | 0.08 | 261 | 0 | 0.364 | 1 | 1 | cs | TRUE
23 | LV_4038-17_0_6_line_23 |  | 21 | 22 | 0.0028608 | 0.125 | 0.08 | 261 | 0 | 0.364 | 1 | 1 | cs | TRUE
24 | LV_4038-17_0_6_line_24 |  | 22 | 23 | 0.0237 | 0.125 | 0.08 | 261 | 0 | 0.364 | 1 | 1 | cs | TRUE
25 | LV_4038-17_0_6_line_25 |  | 23 | 151 | 0.0061163 | 0.125 | 0.08 | 261 | 0 | 0.364 | 1 | 1 | cs | TRUE
26 | LV_4038-17_0_6_line_26 |  | 24 | 25 | 0.002806 | 0.125 | 0.08 | 261 | 0 | 0.364 | 1 | 1 | cs | TRUE
27 | LV_4038-17_0_6_line_27 |  | 25 | 26 | 0.01599 | 0.125 | 0.08 | 261 | 0 | 0.364 | 1 | 1 | cs | TRUE
28 | LV_4038-17_0_6_line_28 |  | 26 | 27 | 0.019295 | 0.125 | 0.08 | 261 | 0 | 0.364 | 1 | 1 | cs | TRUE
29 | LV_4038-17_0_6_line_29 |  | 27 | 28 | 0.030585 | 0.125 | 0.08 | 261 | 0 | 0.364 | 1 | 1 | cs | TRUE
30 | LV_4038-17_0_6_line_30 |  | 28 | 29 | 0.009097 | 0.125 | 0.08 | 261 | 0 | 0.364 | 1 | 1 | cs | TRUE
31 | LV_4038-17_0_6_line_31 |  | 28 | 30 | 0.0059204 | 0.125 | 0.08 | 261 | 0 | 0.364 | 1 | 1 | cs | TRUE
32 | LV_4038-17_0_6_line_32 |  | 29 | 36 | 0.0010277 | 0.125 | 0.08 | 261 | 0 | 0.364 | 1 | 1 | cs | TRUE
33 | LV_4038-17_0_6_line_33 |  | 30 | 35 | 0.014546 | 0.125 | 0.08 | 261 | 0 | 0.364 | 1 | 1 | cs | TRUE
34 | LV_4038-17_0_6_line_34 |  | 31 | 32 | 3.4269e-05 | 0.125 | 0.08 | 261 | 0 | 0.364 | 1 | 1 | cs | TRUE
35 | LV_4038-17_0_6_line_35 |  | 31 | 33 | 0.014586 | 0.125 | 0.08 | 261 | 0 | 0.364 | 1 | 1 | cs | TRUE
36 | LV_4038-17_0_6_line_36 |  | 32 | 34 | 0.020795 | 0.125 | 0.08 | 261 | 0 | 0.364 | 1 | 1 | cs | TRUE
37 | LV_4038-17_0_6_line_37 |  | 34 | 35 | 0.010795 | 0.125 | 0.08 | 261 | 0 | 0.364 | 1 | 1 | cs | TRUE
38 | LV_4038-17_0_6_line_38 |  | 36 | 37 | 0.016405 | 0.125 | 0.08 | 261 | 0 | 0.364 | 1 | 1 | cs | TRUE
39 | LV_4038-17_0_6_line_39 |  | 38 | 39 | 0.010548 | 0.125 | 0.08 | 261 | 0 | 0.364 | 1 | 1 | cs | TRUE
40 | LV_4038-17_0_6_line_40 |  | 39 | 40 | 0.0038761 | 0.125 | 0.08 | 261 | 0 | 0.364 | 1 | 1 | cs | TRUE
41 | LV_4038-17_0_6_line_41 |  | 40 | 41 | 0.009232 | 0.125 | 0.08 | 261 | 0 | 0.364 | 1 | 1 | cs | TRUE
42 | LV_4038-17_0_6_line_42 |  | 40 | 42 | 0.020865 | 0.125 | 0.08 | 261 | 0 | 0.364 | 1 | 1 | cs | TRUE
43 | LV_4038-17_0_6_line_43 |  | 41 | 43 | 0.0076553 | 0.125 | 0.08 | 261 | 0 | 0.364 | 1 | 3 | cs | TRUE
44 | LV_4038-17_0_6_line_44 |  | 41 | 44 | 0.022186 | 0.125 | 0.08 | 261 | 0 | 0.364 | 1 | 3 | cs | TRUE
45 | LV_4038-17_0_6_line_45 |  | 42 | 45 | 0.012784 | 0.125 | 0.08 | 261 | 0 | 0.364 | 1 | 1 | cs | TRUE
46 | LV_4038-17_0_6_line_46 |  | 43 | 46 | 0.024795 | 0.125 | 0.08 | 261 | 0 | 0.364 | 1 | 3 | cs | TRUE
47 | LV_4038-17_0_6_line_47 |  | 44 | 47 | 0.0094234 | 0.125 | 0.08 | 261 | 0 | 0.364 | 1 | 3 | cs | TRUE
48 | LV_4038-17_0_6_line_48 |  | 45 | 48 | 0.0016265 | 0.125 | 0.08 | 261 | 0 | 0.364 | 1 | 1 | cs | TRUE
49 | LV_4038-17_0_6_line_49 |  | 46 | 53 | 0.016594 | 0.125 | 0.08 | 261 | 0 | 0.364 | 1 | 3 | cs | TRUE
50 | LV_4038-17_0_6_line_50 |  | 47 | 49 | 0.0069048 | 0.125 | 0.08 | 261 | 0 | 0.364 | 1 | 3 | cs | TRUE
51 | LV_4038-17_0_6_line_51 |  | 49 | 50 | 0.018241 | 0.125 | 0.08 | 261 | 0 | 0.364 | 1 | 3 | cs | TRUE
52 | LV_4038-17_0_6_line_52 |  | 50 | 51 | 0.016429 | 0.125 | 0.08 | 261 | 0 | 0.364 | 1 | 3 | cs | TRUE
53 | LV_4038-17_0_6_line_53 |  | 51 | 52 | 0.031015 | 0.125 | 0.08 | 261 | 0 | 0.364 | 1 | 2 | cs | TRUE
54 | LV_4038-17_0_6_line_54 |  | 52 | 54 | 0.019332 | 0.125 | 0.08 | 261 | 0 | 0.364 | 1 | 1 | cs | TRUE
55 | LV_4038-17_0_6_line_55 |  | 53 | 87 | 0.0027855 | 0.125 | 0.08 | 261 | 0 | 0.364 | 1 | 3 | cs | TRUE
56 | LV_4038-17_0_6_line_56 |  | 54 | 62 | 0.012976 | 0.125 | 0.08 | 261 | 0 | 0.364 | 1 | 1 | cs | TRUE
57 | LV_4038-17_0_6_line_57 |  | 55 | 56 | 0.017537 | 0.125 | 0.08 | 261 | 0 | 0.364 | 1 | 1 | cs | TRUE
58 | LV_4038-17_0_6_line_58 |  | 56 | 57 | 0.00020462 | 0.125 | 0.08 | 261 | 0 | 0.364 | 1 | 1 | cs | TRUE
59 | LV_4038-17_0_6_line_59 |  | 57 | 58 | 0.017898 | 0.125 | 0.08 | 261 | 0 | 0.364 | 1 | 1 | cs | TRUE
60 | LV_4038-17_0_6_line_60 |  | 58 | 59 | 0.00011197 | 0.125 | 0.08 | 261 | 0 | 0.364 | 1 | 1 | cs | TRUE
61 | LV_4038-17_0_6_line_61 |  | 59 | 60 | 0.015722 | 0.125 | 0.08 | 261 | 0 | 0.364 | 1 | 1 | cs | TRUE
62 | LV_4038-17_0_6_line_62 |  | 60 | 61 | 0.028105 | 0.125 | 0.08 | 261 | 0 | 0.364 | 1 | 1 | cs | TRUE
63 | LV_4038-17_0_6_line_63 |  | 61 | 63 | 0.0034216 | 0.125 | 0.08 | 261 | 0 | 0.364 | 1 | 1 | cs | TRUE
64 | LV_4038-17_0_6_line_64 |  | 62 | 65 | 0.013574 | 0.125 | 0.08 | 261 | 0 | 0.364 | 1 | 1 | cs | TRUE
65 | LV_4038-17_0_6_line_65 |  | 63 | 64 | 0.011934 | 0.125 | 0.08 | 261 | 0 | 0.364 | 1 | 1 | cs | TRUE
66 | LV_4038-17_0_6_line_66 |  | 64 | 66 | 0.0012691 | 0.125 | 0.08 | 261 | 0 | 0.364 | 1 | 1 | cs | TRUE
67 | LV_4038-17_0_6_line_67 |  | 65 | 78 | 0.026009 | 0.125 | 0.08 | 261 | 0 | 0.364 | 1 | 1 | cs | TRUE
68 | LV_4038-17_0_6_line_68 |  | 65 | 75 | 0.051895 | 0.125 | 0.08 | 261 | 0 | 0.364 | 1 | 1 | cs | TRUE
69 | LV_4038-17_0_6_line_69 |  | 66 | 67 | 0.0012514 | 0.125 | 0.08 | 261 | 0 | 0.364 | 1 | 1 | cs | TRUE
70 | LV_4038-17_0_6_line_70 |  | 67 | 68 | 0.012 | 0.125 | 0.08 | 261 | 0 | 0.364 | 1 | 1 | cs | TRUE
71 | LV_4038-17_0_6_line_71 |  | 68 | 69 | 0.0029981 | 0.125 | 0.08 | 261 | 0 | 0.364 | 1 | 1 | cs | TRUE
72 | LV_4038-17_0_6_line_72 |  | 69 | 70 | 0.00033881 | 0.125 | 0.08 | 261 | 0 | 0.364 | 1 | 1 | cs | TRUE
73 | LV_4038-17_0_6_line_73 |  | 70 | 71 | 0.012096 | 0.125 | 0.08 | 261 | 0 | 0.364 | 1 | 1 | cs | TRUE
74 | LV_4038-17_0_6_line_74 |  | 71 | 72 | 0.0025035 | 0.125 | 0.08 | 261 | 0 | 0.364 | 1 | 1 | cs | TRUE
75 | LV_4038-17_0_6_line_75 |  | 72 | 73 | 0.022079 | 0.125 | 0.08 | 261 | 0 | 0.364 | 1 | 1 | cs | TRUE
76 | LV_4038-17_0_6_line_76 |  | 73 | 74 | 0.0094212 | 0.125 | 0.08 | 261 | 0 | 0.364 | 1 | 1 | cs | TRUE
77 | LV_4038-17_0_6_line_77 |  | 74 | 81 | 0.011778 | 0.125 | 0.08 | 261 | 0 | 0.364 | 1 | 1 | cs | TRUE
78 | LV_4038-17_0_6_line_78 |  | 75 | 76 | 0.018541 | 0.125 | 0.08 | 261 | 0 | 0.364 | 1 | 1 | cs | TRUE
79 | LV_4038-17_0_6_line_79 |  | 76 | 77 | 0.018269 | 0.125 | 0.08 | 261 | 0 | 0.364 | 1 | 1 | cs | TRUE
80 | LV_4038-17_0_6_line_80 |  | 78 | 79 | 0.018332 | 0.125 | 0.08 | 261 | 0 | 0.364 | 1 | 1 | cs | TRUE
81 | LV_4038-17_0_6_line_81 |  | 79 | 80 | 0.02814 | 0.125 | 0.08 | 261 | 0 | 0.364 | 1 | 1 | cs | TRUE
82 | LV_4038-17_0_6_line_82 |  | 80 | 101 | 0.1848 | 0.125 | 0.08 | 261 | 0 | 0.364 | 1 | 1 | cs | TRUE
83 | LV_4038-17_0_6_line_83 |  | 81 | 90 | 0.01293 | 0.125 | 0.08 | 261 | 0 | 0.364 | 1 | 1 | cs | TRUE
84 | LV_4038-17_0_6_line_84 |  | 82 | 83 | 0.0067462 | 0.125 | 0.08 | 261 | 0 | 0.364 | 1 | 2 | cs | TRUE
85 | LV_4038-17_0_6_line_85 |  | 82 | 84 | 0.02301 | 0.125 | 0.08 | 261 | 0 | 0.364 | 1 | 1 | cs | TRUE
86 | LV_4038-17_0_6_line_86 |  | 83 | 85 | 0.0050571 | 0.125 | 0.08 | 261 | 0 | 0.364 | 1 | 3 | cs | TRUE
87 | LV_4038-17_0_6_line_87 |  | 84 | 86 | 0.0031546 | 0.125 | 0.08 | 261 | 0 | 0.364 | 1 | 1 | cs | TRUE
88 | LV_4038-17_0_6_line_88 |  | 85 | 87 | 0.01899 | 0.125 | 0.08 | 261 | 0 | 0.364 | 1 | 3 | cs | TRUE
89 | LV_4038-17_0_6_line_89 |  | 86 | 88 | 0.021892 | 0.125 | 0.08 | 261 | 0 | 0.364 | 1 | 1 | cs | TRUE
90 | LV_4038-17_0_6_line_90 |  | 88 | 89 | 0.017046 | 0.125 | 0.08 | 261 | 0 | 0.364 | 1 | 1 | cs | TRUE
91 | LV_4038-17_0_6_line_91 |  | 89 | 92 | 0.0065527 | 0.125 | 0.08 | 261 | 0 | 0.364 | 1 | 1 | cs | TRUE
92 | LV_4038-17_0_6_line_92 |  | 90 | 91 | 0.011332 | 0.125 | 0.08 | 261 | 0 | 0.364 | 1 | 1 | cs | TRUE
93 | LV_4038-17_0_6_line_93 |  | 91 | 92 | 0.025412 | 0.125 | 0.08 | 261 | 0 | 0.364 | 1 | 1 | cs | TRUE
94 | LV_4038-17_0_6_line_94 |  | 91 | 93 | 0.021379 | 0.125 | 0.08 | 261 | 0 | 0.364 | 1 | 1 | cs | TRUE
95 | LV_4038-17_0_6_line_95 |  | 92 | 94 | 0.055574 | 0.125 | 0.08 | 261 | 0 | 0.364 | 1 | 1 | cs | TRUE
96 | LV_4038-17_0_6_line_96 |  | 92 | 95 | 0.036731 | 0.125 | 0.08 | 261 | 0 | 0.364 | 1 | 1 | cs | TRUE
97 | LV_4038-17_0_6_line_97 |  | 93 | 96 | 0.0051824 | 0.125 | 0.08 | 261 | 0 | 0.364 | 1 | 1 | cs | TRUE
98 | LV_4038-17_0_6_line_98 |  | 94 | 97 | 0.0069743 | 0.125 | 0.08 | 261 | 0 | 0.364 | 1 | 1 | cs | TRUE
99 | LV_4038-17_0_6_line_99 |  | 95 | 98 | 0.015131 | 0.125 | 0.08 | 261 | 0 | 0.364 | 1 | 1 | cs | TRUE
100 | LV_4038-17_0_6_line_100 |  | 95 | 99 | 0.036288 | 0.125 | 0.08 | 261 | 0 | 0.364 | 1 | 1 | cs | TRUE
101 | LV_4038-17_0_6_line_101 |  | 96 | 100 | 0.01789 | 0.125 | 0.08 | 261 | 0 | 0.364 | 1 | 1 | cs | TRUE
102 | LV_4038-17_0_6_line_102 |  | 97 | 179 | 0.032325 | 0.125 | 0.08 | 261 | 0 | 0.364 | 1 | 1 | cs | TRUE
103 | LV_4038-17_0_6_line_103 |  | 97 | 180 | 0.046836 | 0.125 | 0.08 | 261 | 0 | 0.364 | 1 | 1 | cs | TRUE
104 | LV_4038-17_0_6_line_104 |  | 98 | 143 | 0.0048532 | 0.125 | 0.08 | 261 | 0 | 0.364 | 1 | 1 | cs | TRUE
105 | LV_4038-17_0_6_line_105 |  | 99 | 177 | 0.013655 | 0.125 | 0.08 | 261 | 0 | 0.364 | 1 | 1 | cs | TRUE
106 | LV_4038-17_0_6_line_106 |  | 100 | 183 | 0.0056855 | 0.125 | 0.08 | 261 | 0 | 0.364 | 1 | 1 | cs | TRUE
107 | LV_4038-17_0_6_line_107 |  | 101 | 128 | 0.037504 | 0.125 | 0.08 | 261 | 0 | 0.364 | 1 | 1 | cs | TRUE
108 | LV_4038-17_0_6_line_108 |  | 102 | 103 | 0.017524 | 0.125 | 0.08 | 261 | 0 | 0.364 | 1 | 1 | cs | TRUE
109 | LV_4038-17_0_6_line_109 |  | 102 | 104 | 0.016524 | 0.125 | 0.08 | 261 | 0 | 0.364 | 1 | 1 | cs | TRUE
110 | LV_4038-17_0_6_line_110 |  | 103 | 105 | 0.012718 | 0.125 | 0.08 | 261 | 0 | 0.364 | 1 | 1 | cs | TRUE
111 | LV_4038-17_0_6_line_111 |  | 104 | 106 | 0.019105 | 0.125 | 0.08 | 261 | 0 | 0.364 | 1 | 1 | cs | TRUE
112 | LV_4038-17_0_6_line_112 |  | 105 | 107 | 0.022875 | 0.125 | 0.08 | 261 | 0 | 0.364 | 1 | 1 | cs | TRUE
113 | LV_4038-17_0_6_line_113 |  | 105 | 108 | 0.0068393 | 0.125 | 0.08 | 261 | 0 | 0.364 | 1 | 1 | cs | TRUE
114 | LV_4038-17_0_6_line_114 |  | 106 | 109 | 0.00084032 | 0.125 | 0.08 | 261 | 0 | 0.364 | 1 | 1 | cs | TRUE
115 | LV_4038-17_0_6_line_115 |  | 107 | 113 | 0.00038466 | 0.125 | 0.08 | 261 | 0 | 0.364 | 1 | 1 | cs | TRUE
116 | LV_4038-17_0_6_line_116 |  | 108 | 110 | 0.035977 | 0.125 | 0.08 | 261 | 0 | 0.364 | 1 | 1 | cs | TRUE
117 | LV_4038-17_0_6_line_117 |  | 109 | 127 | 0.01759 | 0.125 | 0.08 | 261 | 0 | 0.364 | 1 | 1 | cs | TRUE
118 | LV_4038-17_0_6_line_118 |  | 110 | 111 | 0.046434 | 0.125 | 0.08 | 261 | 0 | 0.364 | 1 | 1 | cs | TRUE
119 | LV_4038-17_0_6_line_119 |  | 110 | 112 | 0.012004 | 0.125 | 0.08 | 261 | 0 | 0.364 | 1 | 1 | cs | TRUE
120 | LV_4038-17_0_6_line_120 |  | 112 | 114 | 0.041777 | 0.125 | 0.08 | 261 | 0 | 0.364 | 1 | 1 | cs | TRUE
121 | LV_4038-17_0_6_line_121 |  | 113 | 126 | 0.019387 | 0.125 | 0.08 | 261 | 0 | 0.364 | 1 | 1 | cs | TRUE
122 | LV_4038-17_0_6_line_122 |  | 114 | 132 | 0.01623 | 0.125 | 0.08 | 261 | 0 | 0.364 | 1 | 1 | cs | TRUE
123 | LV_4038-17_0_6_line_123 |  | 115 | 116 | 0.0044975 | 0.125 | 0.08 | 261 | 0 | 0.364 | 1 | 1 | cs | TRUE
124 | LV_4038-17_0_6_line_124 |  | 115 | 117 | 0.031154 | 0.125 | 0.08 | 261 | 0 | 0.364 | 1 | 1 | cs | TRUE
125 | LV_4038-17_0_6_line_125 |  | 116 | 118 | 0.022283 | 0.125 | 0.08 | 261 | 0 | 0.364 | 1 | 1 | cs | TRUE
126 | LV_4038-17_0_6_line_126 |  | 117 | 119 | 0.045991 | 0.125 | 0.08 | 261 | 0 | 0.364 | 1 | 1 | cs | TRUE
127 | LV_4038-17_0_6_line_127 |  | 118 | 120 | 0.013691 | 0.125 | 0.08 | 261 | 0 | 0.364 | 1 | 1 | cs | TRUE
128 | LV_4038-17_0_6_line_128 |  | 119 | 121 | 0.29085 | 0.125 | 0.08 | 261 | 0 | 0.364 | 1 | 1 | cs | TRUE
129 | LV_4038-17_0_6_line_129 |  | 120 | 130 | 0.010843 | 0.125 | 0.08 | 261 | 0 | 0.364 | 1 | 1 | cs | TRUE
130 | LV_4038-17_0_6_line_130 |  | 122 | 123 | 0.022122 | 0.125 | 0.08 | 261 | 0 | 0.364 | 1 | 1 | cs | TRUE
131 | LV_4038-17_0_6_line_131 |  | 122 | 124 | 0.008226 | 0.125 | 0.08 | 261 | 0 | 0.364 | 1 | 1 | cs | TRUE
132 | LV_4038-17_0_6_line_132 |  | 124 | 125 | 0.022924 | 0.125 | 0.08 | 261 | 0 | 0.364 | 1 | 1 | cs | TRUE
133 | LV_4038-17_0_6_line_133 |  | 125 | 126 | 0.002602 | 0.125 | 0.08 | 261 | 0 | 0.364 | 1 | 1 | cs | TRUE
134 | LV_4038-17_0_6_line_134 |  | 127 | 128 | 0.025881 | 0.125 | 0.08 | 261 | 0 | 0.364 | 1 | 1 | cs | TRUE
135 | LV_4038-17_0_6_line_135 |  | 127 | 129 | 0.034765 | 0.125 | 0.08 | 261 | 0 | 0.364 | 1 | 1 | cs | TRUE
136 | LV_4038-17_0_6_line_136 |  | 129 | 130 | 0.0034307 | 0.125 | 0.08 | 261 | 0 | 0.364 | 1 | 1 | cs | TRUE
137 | LV_4038-17_0_6_line_137 |  | 130 | 134 | 0.011241 | 0.125 | 0.08 | 261 | 0 | 0.364 | 1 | 1 | cs | TRUE
138 | LV_4038-17_0_6_line_138 |  | 131 | 132 | 0.041252 | 0.125 | 0.08 | 261 | 0 | 0.364 | 1 | 1 | cs | TRUE
139 | LV_4038-17_0_6_line_139 |  | 133 | 134 | 0.019785 | 0.125 | 0.08 | 261 | 0 | 0.364 | 1 | 1 | cs | TRUE
140 | LV_4038-17_0_6_line_140 |  | 135 | 136 | 0.02273 | 0.125 | 0.08 | 261 | 0 | 0.364 | 1 | 1 | cs | TRUE
141 | LV_4038-17_0_6_line_141 |  | 135 | 137 | 0.0010414 | 0.125 | 0.08 | 261 | 0 | 0.364 | 1 | 1 | cs | TRUE
142 | LV_4038-17_0_6_line_142 |  | 136 | 138 | 0.004113 | 0.125 | 0.08 | 261 | 0 | 0.364 | 1 | 1 | cs | TRUE
143 | LV_4038-17_0_6_line_143 |  | 137 | 139 | 0.005956 | 0.125 | 0.08 | 261 | 0 | 0.364 | 1 | 1 | cs | TRUE
144 | LV_4038-17_0_6_line_144 |  | 138 | 140 | 0.012507 | 0.125 | 0.08 | 261 | 0 | 0.364 | 1 | 1 | cs | TRUE
145 | LV_4038-17_0_6_line_145 |  | 139 | 141 | 0.015572 | 0.125 | 0.08 | 261 | 0 | 0.364 | 1 | 1 | cs | TRUE
146 | LV_4038-17_0_6_line_146 |  | 140 | 142 | 0.023818 | 0.125 | 0.08 | 261 | 0 | 0.364 | 1 | 1 | cs | TRUE
147 | LV_4038-17_0_6_line_147 |  | 140 | 143 | 0.018681 | 0.125 | 0.08 | 261 | 0 | 0.364 | 1 | 1 | cs | TRUE
148 | LV_4038-17_0_6_line_148 |  | 141 | 144 | 0.02167 | 0.125 | 0.08 | 261 | 0 | 0.364 | 1 | 1 | cs | TRUE
149 | LV_4038-17_0_6_line_149 |  | 141 | 145 | 0.012697 | 0.125 | 0.08 | 261 | 0 | 0.364 | 1 | 1 | cs | TRUE
150 | LV_4038-17_0_6_line_150 |  | 142 | 146 | 0.0058183 | 0.125 | 0.08 | 261 | 0 | 0.364 | 1 | 1 | cs | TRUE
151 | LV_4038-17_0_6_line_151 |  | 144 | 147 | 0.0030243 | 0.125 | 0.08 | 261 | 0 | 0.364 | 1 | 1 | cs | TRUE
152 | LV_4038-17_0_6_line_152 |  | 145 | 148 | 0.0092667 | 0.125 | 0.08 | 261 | 0 | 0.364 | 1 | 1 | cs | TRUE
153 | LV_4038-17_0_6_line_153 |  | 147 | 166 | 0.0091886 | 0.125 | 0.08 | 261 | 0 | 0.364 | 1 | 1 | cs | TRUE
154 | LV_4038-17_0_6_line_154 |  | 148 | 149 | 0.0142 | 0.125 | 0.08 | 261 | 0 | 0.364 | 1 | 1 | cs | TRUE
155 | LV_4038-17_0_6_line_155 |  | 149 | 150 | 0.007335 | 0.125 | 0.08 | 261 | 0 | 0.364 | 1 | 1 | cs | TRUE
156 | LV_4038-17_0_6_line_156 |  | 151 | 152 | 0.025652 | 0.125 | 0.08 | 261 | 0 | 0.364 | 1 | 1 | cs | TRUE
157 | LV_4038-17_0_6_line_157 |  | 152 | 153 | 0.028543 | 0.125 | 0.08 | 261 | 0 | 0.364 | 1 | 1 | cs | TRUE
158 | LV_4038-17_0_6_line_158 |  | 153 | 154 | 0.016256 | 0.125 | 0.08 | 261 | 0 | 0.364 | 1 | 1 | cs | TRUE
159 | LV_4038-17_0_6_line_159 |  | 153 | 155 | 0.016545 | 0.125 | 0.08 | 261 | 0 | 0.364 | 1 | 1 | cs | TRUE
160 | LV_4038-17_0_6_line_160 |  | 154 | 156 | 0.011584 | 0.125 | 0.08 | 261 | 0 | 0.364 | 1 | 1 | cs | TRUE
161 | LV_4038-17_0_6_line_161 |  | 155 | 157 | 0.019182 | 0.125 | 0.08 | 261 | 0 | 0.364 | 1 | 1 | cs | TRUE
162 | LV_4038-17_0_6_line_162 |  | 158 | 159 | 0.00074339 | 0.125 | 0.08 | 261 | 0 | 0.364 | 1 | 1 | cs | TRUE
163 | LV_4038-17_0_6_line_163 |  | 159 | 160 | 0.01797 | 0.125 | 0.08 | 261 | 0 | 0.364 | 1 | 1 | cs | TRUE
164 | LV_4038-17_0_6_line_164 |  | 160 | 161 | 5.9536e-05 | 0.125 | 0.08 | 261 | 0 | 0.364 | 1 | 1 | cs | TRUE
165 | LV_4038-17_0_6_line_165 |  | 161 | 162 | 0.0047376 | 0.125 | 0.08 | 261 | 0 | 0.364 | 1 | 1 | cs | TRUE
166 | LV_4038-17_0_6_line_166 |  | 162 | 163 | 0.0127 | 0.125 | 0.08 | 261 | 0 | 0.364 | 1 | 1 | cs | TRUE
167 | LV_4038-17_0_6_line_167 |  | 163 | 164 | 0.00012076 | 0.125 | 0.08 | 261 | 0 | 0.364 | 1 | 1 | cs | TRUE
168 | LV_4038-17_0_6_line_168 |  | 164 | 165 | 0.011548 | 0.125 | 0.08 | 261 | 0 | 0.364 | 1 | 1 | cs | TRUE
169 | LV_4038-17_0_6_line_169 |  | 165 | 167 | 0.0059782 | 0.125 | 0.08 | 261 | 0 | 0.364 | 1 | 1 | cs | TRUE
170 | LV_4038-17_0_6_line_170 |  | 166 | 170 | 0.013255 | 0.125 | 0.08 | 261 | 0 | 0.364 | 1 | 1 | cs | TRUE
171 | LV_4038-17_0_6_line_171 |  | 167 | 168 | 0.00044877 | 0.125 | 0.08 | 261 | 0 | 0.364 | 1 | 1 | cs | TRUE
172 | LV_4038-17_0_6_line_172 |  | 168 | 169 | 0.017167 | 0.125 | 0.08 | 261 | 0 | 0.364 | 1 | 1 | cs | TRUE
173 | LV_4038-17_0_6_line_173 |  | 169 | 170 | 0.012404 | 0.125 | 0.08 | 261 | 0 | 0.364 | 1 | 1 | cs | TRUE
174 | LV_4038-17_0_6_line_174 |  | 171 | 172 | 0.0098705 | 0.125 | 0.08 | 261 | 0 | 0.364 | 1 | 1 | cs | TRUE
175 | LV_4038-17_0_6_line_175 |  | 172 | 173 | 0.028106 | 0.125 | 0.08 | 261 | 0 | 0.364 | 1 | 1 | cs | TRUE
176 | LV_4038-17_0_6_line_176 |  | 173 | 178 | 0.016655 | 0.125 | 0.08 | 261 | 0 | 0.364 | 1 | 1 | cs | TRUE
177 | LV_4038-17_0_6_line_177 |  | 174 | 175 | 0.0082389 | 0.125 | 0.08 | 261 | 0 | 0.364 | 1 | 1 | cs | TRUE
178 | LV_4038-17_0_6_line_178 |  | 174 | 176 | 0.019163 | 0.125 | 0.08 | 261 | 0 | 0.364 | 1 | 1 | cs | TRUE
179 | LV_4038-17_0_6_line_179 |  | 175 | 177 | 0.015594 | 0.125 | 0.08 | 261 | 0 | 0.364 | 1 | 1 | cs | TRUE
180 | LV_4038-17_0_6_line_180 |  | 176 | 178 | 0.036017 | 0.125 | 0.08 | 261 | 0 | 0.364 | 1 | 1 | cs | TRUE
181 | LV_4038-17_0_6_line_181 |  | 179 | 181 | 0.024451 | 0.125 | 0.08 | 261 | 0 | 0.364 | 1 | 1 | cs | TRUE
182 | LV_4038-17_0_6_line_182 |  | 181 | 182 | 0.021274 | 0.125 | 0.08 | 261 | 0 | 0.364 | 1 | 1 | cs | TRUE
183 | LV_4038-17_0_6_line_183 |  | 182 | 184 | 0.050644 | 0.125 | 0.08 | 261 | 0 | 0.364 | 1 | 1 | cs | TRUE
184 | LV_4038-17_0_6_line_184 |  | 184 | 185 | 0.029458 | 0.125 | 0.08 | 261 | 0 | 0.364 | 1 | 1 | cs | TRUE

## trafo
| name | std_type | hv_bus | lv_bus | sn_mva | vn_hv_kv | vn_lv_kv | vk_percent | vkr_percent | pfe_kw | i0_percent | shift_degree | tap_side | tap_neutral | tap_min | tap_max | tap_step_percent | tap_step_degree | tap_pos | tap_phase_shifter | parallel | df | in_service
0 | LV_4038-17_0_6_trafo_38 | 0.63 MVA 20/0.4 kV | 186 | 50 | 0.63 | 20 | 0.4 | 6 | 1.206 | 1.65 | 0.2619 | 150 | hv | 0 | -2 | 2 | 2.5 | 0 | 0 | FALSE | 1 | 1 | TRUE

## line_geodata
| x0 | y0 | x1 | y1 | x2 | y2 | x3 | y3
0 | 2663157.9551 | 1260997.0378 | 2663145.1632 | 1261003.5478
1 | 2663157.9551 | 1260997.0378 | 2663171.8932 | 1260990.074
2 | 2663157.9551 | 1260997.0378 | 2663158.6331 | 1261006.2296 | 2663161.013 | 1261015.5285
3 | 2663171.8932 | 1260990.074 | 2663198.1193 | 1260976.9708
4 | 2663166.284 | 1261027.1933 | 2663161.013 | 1261015.5285
5 | 2663099.8423 | 1261034.2675 | 2663122.0924 | 1261046.2176
6 | 2663099.8423 | 1261034.2675 | 2663079.784 | 1261036.2441 | 2663074.4644 | 1261038.3238
7 | 2663124.4887 | 1261047.5046 | 2663122.0924 | 1261046.2176
8 | 2663209.4267 | 1260971.3213 | 2663198.1193 | 1260976.9708
9 | 2663166.284 | 1261027.1933 | 2663182.7528 | 1261018.1707
10 | 2663166.284 | 1261027.1933 | 2663175.995 | 1261052.2693
11 | 2663124.4887 | 1261047.5046 | 2663127.4078 | 1261049.0724 | 2663145.2546 | 1261061.4413
12 | 2663081.4439 | 1261092.0797 | 2663081.5703 | 1261091.8717
13 | 2663076.507 | 1261100.2043 | 2663081.4439 | 1261092.0797
14 | 2663224.3066 | 1260963.8869 | 2663209.4267 | 1260971.3213
15 | 2663182.7528 | 1261018.1707 | 2663202.9763 | 1261007.0911
16 | 2663181.8139 | 1261074.2309 | 2663179.7186 | 1261061.8844 | 2663175.995 | 1261052.2693
17 | 2663145.2546 | 1261061.4413 | 2663155.2346 | 1261068.3582
18 | 2663076.507 | 1261100.2043 | 2663074.408 | 1261103.6585 | 2663074.1275 | 1261105.5219
19 | 2663224.3066 | 1260963.8869 | 2663236.8757 | 1260957.6071 | 2663237.5727 | 1260957.2797
20 | 2663237.5727 | 1260957.2797 | 2663259.4594 | 1260946.997
21 | 2663259.4594 | 1260946.997 | 2663259.7856 | 1260946.8438
22 | 2663290.5134 | 1260932.4075 | 2663259.7856 | 1260946.8438
23 | 2663290.5134 | 1260932.4075 | 2663293.1027 | 1260931.191
24 | 2663314.5533 | 1260921.1133 | 2663293.1027 | 1260931.191
25 | 2663320.0891 | 1260918.5125 | 2663314.5533 | 1260921.1133
26 | 2663281.9411 | 1260990.9645 | 2663279.4688 | 1260992.2917
27 | 2663279.4688 | 1260992.2917 | 2663265.3806 | 1260999.8543
28 | 2663248.3801 | 1261008.9802 | 2663265.3806 | 1260999.8543
29 | 2663221.432 | 1261023.446 | 2663248.3801 | 1261008.9802
30 | 2663221.432 | 1261023.446 | 2663216.1612 | 1261016.0317
31 | 2663221.432 | 1261023.446 | 2663225.6264 | 1261027.6243
32 | 2663216.1612 | 1261016.0317 | 2663215.5658 | 1261015.1941
33 | 2663238.9311 | 1261032.9532 | 2663235.8779 | 1261032.596 | 2663226.5321 | 1261028.5265 | 2663225.6264 | 1261027.6243
34 | 2663270.341 | 1261036.6283 | 2663270.307 | 1261036.6243
35 | 2663284.8283 | 1261038.3234 | 2663270.341 | 1261036.6283
36 | 2663249.6531 | 1261034.2077 | 2663270.307 | 1261036.6243
37 | 2663249.6531 | 1261034.2077 | 2663238.9311 | 1261032.9532
38 | 2663202.9763 | 1261007.0911 | 2663203.3123 | 1261006.907 | 2663210.5039 | 1261008.0736 | 2663215.5658 | 1261015.1941
39 | 2663181.8139 | 1261074.2309 | 2663183.5789 | 1261084.6306
40 | 2663184.2274 | 1261088.4521 | 2663183.5789 | 1261084.6306
41 | 2663184.2274 | 1261088.4521 | 2663185.7804 | 1261097.5531
42 | 2663184.2274 | 1261088.4521 | 2663167.0784 | 1261076.5667
43 | 2663185.7804 | 1261097.5531 | 2663181.9109 | 1261104.1583
44 | 2663185.7804 | 1261097.5531 | 2663205.7016 | 1261107.3192
45 | 2663167.0784 | 1261076.5667 | 2663156.5714 | 1261069.2847
46 | 2663181.9109 | 1261104.1583 | 2663176.3549 | 1261113.6421 | 2663174.9157 | 1261127.3709
47 | 2663214.163 | 1261111.4672 | 2663205.7016 | 1261107.3192
48 | 2663156.5714 | 1261069.2847 | 2663155.2346 | 1261068.3582
49 | 2663174.9157 | 1261127.3709 | 2663173.1855 | 1261143.8746
50 | 2663214.163 | 1261111.4672 | 2663220.3628 | 1261114.5066
51 | 2663220.3628 | 1261114.5066 | 2663225.3606 | 1261116.9567 | 2663235.434 | 1261124.65
52 | 2663235.434 | 1261124.65 | 2663248.4908 | 1261134.6217
53 | 2663274.6799 | 1261150.1193 | 2663266.4252 | 1261148.3186 | 2663248.4908 | 1261134.6217
54 | 2663274.6799 | 1261150.1193 | 2663282.7467 | 1261155.3872 | 2663285.8659 | 1261164.594
55 | 2663172.8951 | 1261146.6449 | 2663173.1855 | 1261143.8746
56 | 2663285.8659 | 1261164.594 | 2663287.4848 | 1261177.4683
57 | 2663194.7049 | 1261125.1007 | 2663198.3844 | 1261128.1546 | 2663199.8925 | 1261126.6474 | 2663208.1387 | 1261133.3438
58 | 2663208.1387 | 1261133.3438 | 2663208.2976 | 1261133.4728
59 | 2663208.2976 | 1261133.4728 | 2663211.9502 | 1261136.4389 | 2663213.2367 | 1261135.2184 | 2663222.0052 | 1261142.5344
60 | 2663222.0052 | 1261142.5344 | 2663222.0911 | 1261142.6062
61 | 2663222.0911 | 1261142.6062 | 2663234.1629 | 1261152.6783
62 | 2663234.1629 | 1261152.6783 | 2663242.1262 | 1261159.3225 | 2663230.3063 | 1261172.5434
63 | 2663228.0258 | 1261175.0942 | 2663230.3063 | 1261172.5434
64 | 2663292.5489 | 1261190.0286 | 2663287.595 | 1261178.3448 | 2663287.4848 | 1261177.4683
65 | 2663228.0258 | 1261175.0942 | 2663220.0716 | 1261183.9911
66 | 2663219.2257 | 1261184.9372 | 2663220.0716 | 1261183.9911
67 | 2663292.5489 | 1261190.0286 | 2663305.398 | 1261208.2127 | 2663307.0821 | 1261211.5554
68 | 2663292.5489 | 1261190.0286 | 2663250.5304 | 1261216.8991 | 2663249.0082 | 1261218.2255
69 | 2663219.2257 | 1261184.9372 | 2663218.3916 | 1261185.8702
70 | 2663218.3916 | 1261185.8702 | 2663211.7188 | 1261193.3338 | 2663210.2958 | 1261194.7223
71 | 2663208.15 | 1261196.8161 | 2663210.2958 | 1261194.7223
72 | 2663208.15 | 1261196.8161 | 2663207.9075 | 1261197.0527
73 | 2663207.9075 | 1261197.0527 | 2663199.2501 | 1261205.5
74 | 2663199.2501 | 1261205.5 | 2663197.4583 | 1261207.2484
75 | 2663181.6556 | 1261222.6677 | 2663197.4583 | 1261207.2484
76 | 2663181.6556 | 1261222.6677 | 2663173.7131 | 1261227.7347
77 | 2663173.7131 | 1261227.7347 | 2663163.784 | 1261234.0692
78 | 2663249.0082 | 1261218.2255 | 2663235.0297 | 1261230.4061
79 | 2663235.0297 | 1261230.4061 | 2663221.2559 | 1261242.4082
80 | 2663307.0821 | 1261211.5554 | 2663315.3304 | 1261227.9267
81 | 2663315.3304 | 1261227.9267 | 2663327.992 | 1261253.0578
82 | 2663327.992 | 1261253.0578 | 2663511.4746 | 1261231.0401
83 | 2663163.784 | 1261234.0692 | 2663160.7077 | 1261236.0317 | 2663152.3819 | 1261240.1333
84 | 2663165.2908 | 1261176.2617 | 2663165.9965 | 1261175.4547 | 2663167.5927 | 1261170.0097
85 | 2663150.1979 | 1261193.6276 | 2663150.9301 | 1261192.6844 | 2663165.2908 | 1261176.2617
86 | 2663169.0153 | 1261165.1569 | 2663167.5927 | 1261170.0097
87 | 2663150.1979 | 1261193.6276 | 2663148.2634 | 1261196.1195
88 | 2663169.0153 | 1261165.1569 | 2663172.0339 | 1261154.8596 | 2663172.8951 | 1261146.6449
89 | 2663134.8389 | 1261213.4129 | 2663148.2634 | 1261196.1195
90 | 2663124.3864 | 1261226.8778 | 2663134.8389 | 1261213.4129
91 | 2663120.3682 | 1261232.054 | 2663124.3864 | 1261226.8778
92 | 2663142.2167 | 1261245.1411 | 2663152.3819 | 1261240.1333
93 | 2663142.2167 | 1261245.1411 | 2663120.3682 | 1261232.054
94 | 2663142.2167 | 1261245.1411 | 2663138.4008 | 1261260.2448 | 2663135.1063 | 1261265.0194
95 | 2663120.3682 | 1261232.054 | 2663104.3157 | 1261248.506 | 2663082.6119 | 1261262.1179 | 2663075.8417 | 1261263.7685
96 | 2663120.3682 | 1261232.054 | 2663083.9298 | 1261237.4694
97 | 2663132.163 | 1261269.2849 | 2663135.1063 | 1261265.0194
98 | 2663069.0658 | 1261265.4204 | 2663075.8417 | 1261263.7685
99 | 2663083.9298 | 1261237.4694 | 2663082.4922 | 1261222.4072
100 | 2663083.9298 | 1261237.4694 | 2663057.856 | 1261229.1299 | 2663049.0684 | 1261227.6405
101 | 2663116.8808 | 1261278.5231 | 2663122.3957 | 1261275.7855 | 2663132.163 | 1261269.2849 | 2663132.163 | 1261269.2849
102 | 2663069.0658 | 1261265.4204 | 2663037.3071 | 1261271.4456
103 | 2663069.0658 | 1261265.4204 | 2663080.0847 | 1261310.9419
104 | 2663082.031 | 1261217.5759 | 2663082.4922 | 1261222.4072
105 | 2663035.5231 | 1261226.1533 | 2663041.6841 | 1261226.3889 | 2663049.0684 | 1261227.6405
106 | 2663116.8808 | 1261278.5231 | 2663111.7882 | 1261281.051
107 | 2663539.9132 | 1261207.2745 | 2663525.655 | 1261215.4782 | 2663511.4746 | 1261231.0401
108 | 2663602.8658 | 1261230.0025 | 2663615.6963 | 1261239.9078 | 2663616.5242 | 1261240.9294
109 | 2663602.8658 | 1261230.0025 | 2663589.7858 | 1261219.9047
110 | 2663624.5311 | 1261250.8108 | 2663616.5242 | 1261240.9294
111 | 2663575.4649 | 1261207.3117 | 2663582.6269 | 1261214.378 | 2663589.7858 | 1261219.9047
112 | 2663624.5311 | 1261250.8108 | 2663603.661 | 1261260.1761
113 | 2663624.5311 | 1261250.8108 | 2663625.9662 | 1261257.4978
114 | 2663575.4649 | 1261207.3117 | 2663574.8667 | 1261206.7215
115 | 2663603.3101 | 1261260.3336 | 2663603.661 | 1261260.1761
116 | 2663633.3638 | 1261292.7032 | 2663632.8999 | 1261290.997 | 2663625.9662 | 1261257.4978
117 | 2663562.3457 | 1261194.3677 | 2663574.8667 | 1261206.7215
118 | 2663633.3638 | 1261292.7032 | 2663639.4691 | 1261290.445 | 2663676.8159 | 1261278.3823 | 2663677.4825 | 1261278.2568
119 | 2663633.3638 | 1261292.7032 | 2663636.5095 | 1261304.29
120 | 2663623.6843 | 1261341.4239 | 2663624.6811 | 1261323.7105 | 2663627.5635 | 1261311.4435 | 2663636.5095 | 1261304.29
121 | 2663603.3101 | 1261260.3336 | 2663585.6227 | 1261268.2708
122 | 2663623.6843 | 1261341.4239 | 2663607.4701 | 1261342.1382
123 | 2663583.3611 | 1261146.564 | 2663579.2205 | 1261148.32
124 | 2663583.3611 | 1261146.564 | 2663599.3816 | 1261139.7698 | 2663612.5331 | 1261135.7495
125 | 2663579.2205 | 1261148.32 | 2663558.7063 | 1261157.02
126 | 2663656.5153 | 1261122.3046 | 2663612.5331 | 1261135.7495
127 | 2663546.1019 | 1261162.3654 | 2663558.7063 | 1261157.02
128 | 2663656.5153 | 1261122.3046 | 2663937.6245 | 1261047.6697
129 | 2663536.1193 | 1261166.599 | 2663546.1019 | 1261162.3654
130 | 2663555.7476 | 1261283.5968 | 2663552.8545 | 1261285.8998 | 2663542.0552 | 1261298.6376 | 2663541.6905 | 1261300.3227
131 | 2663555.7476 | 1261283.5968 | 2663561.2757 | 1261279.1964 | 2663562.3343 | 1261278.7213
132 | 2663562.3343 | 1261278.7213 | 2663583.2488 | 1261269.336
133 | 2663585.6227 | 1261268.2708 | 2663583.2488 | 1261269.336
134 | 2663562.3457 | 1261194.3677 | 2663539.9132 | 1261207.2745
135 | 2663562.3457 | 1261194.3677 | 2663538.4749 | 1261169.0931
136 | 2663536.1193 | 1261166.599 | 2663538.4749 | 1261169.0931
137 | 2663536.1193 | 1261166.599 | 2663526.5682 | 1261160.6254
138 | 2663566.2582 | 1261343.9538 | 2663607.4701 | 1261342.1382
139 | 2663526.5682 | 1261160.6254 | 2663524.6266 | 1261140.9363
140 | 2663078.2674 | 1261159.6796 | 2663079.4162 | 1261182.3807
141 | 2663078.2674 | 1261159.6796 | 2663078.2148 | 1261158.6395
142 | 2663079.4162 | 1261182.3807 | 2663079.624 | 1261186.4885
143 | 2663078.2148 | 1261158.6395 | 2663078.2148 | 1261158.6395 | 2663073.3649 | 1261155.1822
144 | 2663080.2561 | 1261198.9798 | 2663079.624 | 1261186.4885
145 | 2663060.6849 | 1261146.1435 | 2663073.3649 | 1261155.1822
146 | 2663080.2561 | 1261198.9798 | 2663057.9899 | 1261199.6096 | 2663056.4473 | 1261199.5899
147 | 2663080.2561 | 1261198.9798 | 2663082.031 | 1261217.5759
148 | 2663060.6849 | 1261146.1435 | 2663049.9371 | 1261154.8353 | 2663042.6369 | 1261157.7155
149 | 2663060.6849 | 1261146.1435 | 2663066.9063 | 1261135.075
150 | 2663056.4473 | 1261199.5899 | 2663050.6294 | 1261199.5156
151 | 2663042.6369 | 1261157.7155 | 2663039.8236 | 1261158.8254
152 | 2663070.9224 | 1261126.8168 | 2663070.6936 | 1261128.337 | 2663066.9063 | 1261135.075
153 | 2663031.2762 | 1261162.1975 | 2663039.8236 | 1261158.8254
154 | 2663073.0358 | 1261112.7752 | 2663070.9224 | 1261126.8168
155 | 2663073.0358 | 1261112.7752 | 2663074.1275 | 1261105.5219
156 | 2663320.0891 | 1260918.5125 | 2663296.6495 | 1260908.0916
157 | 2663271.0358 | 1260895.5488 | 2663282.5962 | 1260901.8437 | 2663296.6495 | 1260908.0916
158 | 2663271.0358 | 1260895.5488 | 2663284.0635 | 1260885.8258
159 | 2663271.0358 | 1260895.5488 | 2663254.5775 | 1260893.8526
160 | 2663293.3466 | 1260878.8974 | 2663284.0635 | 1260885.8258
161 | 2663235.4968 | 1260891.8861 | 2663254.5775 | 1260893.8526
162 | 2663009.9918 | 1261093.7105 | 2663009.8777 | 1261092.9759
163 | 2663009.9918 | 1261093.7105 | 2663012.7492 | 1261111.4673
164 | 2663012.7583 | 1261111.5262 | 2663012.7492 | 1261111.4673
165 | 2663012.7583 | 1261111.5262 | 2663013.4853 | 1261116.2076
166 | 2663002.4586 | 1261120.0567 | 2663002.2739 | 1261118.9014 | 2663013.4853 | 1261116.2076 | 2663013.4853 | 1261116.2076
167 | 2663002.4777 | 1261120.176 | 2663002.4586 | 1261120.0567
168 | 2663002.4777 | 1261120.176 | 2663004.3013 | 1261131.5793
169 | 2663005.2454 | 1261137.4825 | 2663004.3013 | 1261131.5793
170 | 2663031.2762 | 1261162.1975 | 2663025.0036 | 1261159.6622 | 2663018.6047 | 1261158.5819
171 | 2663005.3163 | 1261137.9256 | 2663005.2454 | 1261137.4825
172 | 2663008.0272 | 1261154.8776 | 2663005.3163 | 1261137.9256
173 | 2663008.0272 | 1261154.8776 | 2663008.3426 | 1261156.8494 | 2663018.6047 | 1261158.5819
174 | 2662973.5211 | 1261175.259 | 2662983.3725 | 1261175.8728
175 | 2662973.5211 | 1261175.259 | 2662963.8811 | 1261201.6596
176 | 2662958.1685 | 1261217.3043 | 2662963.8811 | 1261201.6596
177 | 2663011.7173 | 1261226.7397 | 2663019.9452 | 1261226.3153
178 | 2663011.7173 | 1261226.7397 | 2663004.0823 | 1261227.1335 | 2662992.5685 | 1261226.8364
179 | 2663035.5231 | 1261226.1533 | 2663028.3821 | 1261225.8802 | 2663019.9452 | 1261226.3153
180 | 2662958.1685 | 1261217.3043 | 2662984.2622 | 1261226.6221 | 2662992.5685 | 1261226.8364
181 | 2663037.3071 | 1261271.4456 | 2663013.2849 | 1261276.0031
182 | 2663013.2849 | 1261276.0031 | 2662999.812 | 1261278.5591 | 2662992.2572 | 1261278.8647
183 | 2662992.2572 | 1261278.8647 | 2662965.8659 | 1261279.9322 | 2662941.6753 | 1261278.5267
184 | 2662912.387 | 1261279.2642 | 2662923.6944 | 1261277.4819 | 2662941.6753 | 1261278.5267

## bus_geodata
| x | y | coords
0 | 2663145.1632 | 1261003.5478
1 | 2663157.9551 | 1260997.0378
2 | 2663171.8932 | 1260990.074
3 | 2663161.013 | 1261015.5285
4 | 2663099.8423 | 1261034.2675
5 | 2663122.0924 | 1261046.2176
6 | 2663074.4644 | 1261038.3238
7 | 2663198.1193 | 1260976.9708
8 | 2663166.284 | 1261027.1933
9 | 2663124.4887 | 1261047.5046
10 | 2663081.5703 | 1261091.8717
11 | 2663081.4439 | 1261092.0797
12 | 2663209.4267 | 1260971.3213
13 | 2663182.7528 | 1261018.1707
14 | 2663175.995 | 1261052.2693
15 | 2663145.2545 | 1261061.4413
16 | 2663076.507 | 1261100.2043
17 | 2663224.3066 | 1260963.8869
18 | 2663237.5727 | 1260957.2797
19 | 2663259.4594 | 1260946.997
20 | 2663259.7856 | 1260946.8438
21 | 2663290.5134 | 1260932.4075
22 | 2663293.1027 | 1260931.191
23 | 2663314.5533 | 1260921.1133
24 | 2663281.9411 | 1260990.9645
25 | 2663279.4688 | 1260992.2917
26 | 2663265.3806 | 1260999.8543
27 | 2663248.3801 | 1261008.9802
28 | 2663221.432 | 1261023.446
29 | 2663216.1612 | 1261016.0317
30 | 2663225.6264 | 1261027.6243
31 | 2663270.341 | 1261036.6283
32 | 2663270.307 | 1261036.6243
33 | 2663284.8283 | 1261038.3234
34 | 2663249.6531 | 1261034.2077
35 | 2663238.9311 | 1261032.9532
36 | 2663215.5658 | 1261015.1941
37 | 2663202.9763 | 1261007.0911
38 | 2663181.8139 | 1261074.2309
39 | 2663183.5789 | 1261084.6306
40 | 2663184.2274 | 1261088.4521
41 | 2663185.7804 | 1261097.5531
42 | 2663167.0784 | 1261076.5667
43 | 2663181.9109 | 1261104.1583
44 | 2663205.7016 | 1261107.3192
45 | 2663156.5714 | 1261069.2847
46 | 2663174.9157 | 1261127.3709
47 | 2663214.163 | 1261111.4672
48 | 2663155.2346 | 1261068.3582
49 | 2663220.3628 | 1261114.5066
50 | 2663235.434 | 1261124.65
51 | 2663248.4908 | 1261134.6217
52 | 2663274.6799 | 1261150.1193
53 | 2663173.1855 | 1261143.8746
54 | 2663285.8659 | 1261164.594
55 | 2663194.7049 | 1261125.1007
56 | 2663208.1387 | 1261133.3438
57 | 2663208.2976 | 1261133.4728
58 | 2663222.0052 | 1261142.5344
59 | 2663222.0911 | 1261142.6062
60 | 2663234.1629 | 1261152.6783
61 | 2663230.3063 | 1261172.5434
62 | 2663287.4848 | 1261177.4683
63 | 2663228.0258 | 1261175.0942
64 | 2663220.0716 | 1261183.9911
65 | 2663292.5489 | 1261190.0286
66 | 2663219.2257 | 1261184.9372
67 | 2663218.3916 | 1261185.8702
68 | 2663210.2958 | 1261194.7223
69 | 2663208.15 | 1261196.8161
70 | 2663207.9075 | 1261197.0527
71 | 2663199.2501 | 1261205.5
72 | 2663197.4583 | 1261207.2484
73 | 2663181.6556 | 1261222.6677
74 | 2663173.7131 | 1261227.7347
75 | 2663249.0082 | 1261218.2255
76 | 2663235.0297 | 1261230.4061
77 | 2663221.2559 | 1261242.4082
78 | 2663307.0821 | 1261211.5554
79 | 2663315.3304 | 1261227.9267
80 | 2663327.992 | 1261253.0578
81 | 2663163.784 | 1261234.0692
82 | 2663165.2908 | 1261176.2617
83 | 2663167.5927 | 1261170.0097
84 | 2663150.1979 | 1261193.6276
85 | 2663169.0153 | 1261165.1569
86 | 2663148.2634 | 1261196.1195
87 | 2663172.8951 | 1261146.6449
88 | 2663134.8389 | 1261213.4129
89 | 2663124.3864 | 1261226.8778
90 | 2663152.3819 | 1261240.1333
91 | 2663142.2167 | 1261245.1411
92 | 2663120.3682 | 1261232.054
93 | 2663135.1063 | 1261265.0194
94 | 2663075.8417 | 1261263.7685
95 | 2663083.9298 | 1261237.4694
96 | 2663132.163 | 1261269.2849
97 | 2663069.0658 | 1261265.4204
98 | 2663082.4922 | 1261222.4072
99 | 2663049.0684 | 1261227.6405
100 | 2663116.8808 | 1261278.5231
101 | 2663511.4746 | 1261231.0401
102 | 2663602.8658 | 1261230.0025
103 | 2663616.5242 | 1261240.9294
104 | 2663589.7858 | 1261219.9047
105 | 2663624.5311 | 1261250.8108
106 | 2663575.4649 | 1261207.3117
107 | 2663603.661 | 1261260.1761
108 | 2663625.9662 | 1261257.4978
109 | 2663574.8667 | 1261206.7215
110 | 2663633.3638 | 1261292.7032
111 | 2663677.4825 | 1261278.2568
112 | 2663636.5095 | 1261304.29
113 | 2663603.3101 | 1261260.3336
114 | 2663623.6843 | 1261341.4239
115 | 2663583.3611 | 1261146.564
116 | 2663579.2205 | 1261148.32
117 | 2663612.5331 | 1261135.7495
118 | 2663558.7063 | 1261157.02
119 | 2663656.5153 | 1261122.3046
120 | 2663546.1019 | 1261162.3654
121 | 2663937.6245 | 1261047.6697
122 | 2663555.7476 | 1261283.5968
123 | 2663541.6905 | 1261300.3227
124 | 2663562.3343 | 1261278.7213
125 | 2663583.2488 | 1261269.336
126 | 2663585.6227 | 1261268.2708
127 | 2663562.3457 | 1261194.3677
128 | 2663539.9132 | 1261207.2745
129 | 2663538.4749 | 1261169.0931
130 | 2663536.1193 | 1261166.599
131 | 2663566.2582 | 1261343.9538
132 | 2663607.4701 | 1261342.1382
133 | 2663524.6266 | 1261140.9363
134 | 2663526.5682 | 1261160.6254
135 | 2663078.2674 | 1261159.6796
136 | 2663079.4162 | 1261182.3807
137 | 2663078.2148 | 1261158.6395
138 | 2663079.624 | 1261186.4884
139 | 2663073.3649 | 1261155.1822
140 | 2663080.2561 | 1261198.9798
141 | 2663060.6849 | 1261146.1435
142 | 2663056.4473 | 1261199.5899
143 | 2663082.031 | 1261217.5759
144 | 2663042.6369 | 1261157.7155
145 | 2663066.9063 | 1261135.075
146 | 2663050.6294 | 1261199.5156
147 | 2663039.8236 | 1261158.8254
148 | 2663070.9224 | 1261126.8168
149 | 2663073.0358 | 1261112.7752
150 | 2663074.1275 | 1261105.5219
151 | 2663320.0891 | 1260918.5125
152 | 2663296.6495 | 1260908.0916
153 | 2663271.0358 | 1260895.5488
154 | 2663284.0635 | 1260885.8257
155 | 2663254.5775 | 1260893.8526
156 | 2663293.3466 | 1260878.8974
157 | 2663235.4968 | 1260891.8861
158 | 2663009.8777 | 1261092.9759
159 | 2663009.9918 | 1261093.7105
160 | 2663012.7492 | 1261111.4673
161 | 2663012.7583 | 1261111.5262
162 | 2663013.4853 | 1261116.2076
163 | 2663002.4586 | 1261120.0567
164 | 2663002.4777 | 1261120.176
165 | 2663004.3013 | 1261131.5793
166 | 2663031.2762 | 1261162.1975
167 | 2663005.2454 | 1261137.4825
168 | 2663005.3163 | 1261137.9256
169 | 2663008.0272 | 1261154.8776
170 | 2663018.6047 | 1261158.5819
171 | 2662983.3725 | 1261175.8728
172 | 2662973.5211 | 1261175.259
173 | 2662963.8811 | 1261201.6596
174 | 2663011.7173 | 1261226.7397
175 | 2663019.9452 | 1261226.3153
176 | 2662992.5685 | 1261226.8364
177 | 2663035.5231 | 1261226.1533
178 | 2662958.1685 | 1261217.3043
179 | 2663037.3071 | 1261271.4456
180 | 2663080.0847 | 1261310.9419
181 | 2663013.2849 | 1261276.0031
182 | 2662992.2572 | 1261278.8647
183 | 2663111.7882 | 1261281.051
184 | 2662941.6753 | 1261278.5267
185 | 2662912.387 | 1261279.2642
186 | 2663235.434 | 1261124.65

## line_std_types
| c_nf_per_km | r_ohm_per_km | x_ohm_per_km | max_i_ka | type | q_mm2 | alpha | voltage_rating
NAYY 4x50 SE | 210 | 0.642 | 0.083 | 0.142 | cs | 50 | 0.00403 | LV
NAYY 4x120 SE | 264 | 0.225 | 0.08 | 0.242 | cs | 120 | 0.00403 | LV
NAYY 4x150 SE | 261 | 0.208 | 0.08 | 0.27 | cs | 150 | 0.00403 | LV
NA2XS2Y 1x95 RM/25 12/20 kV | 216 | 0.313 | 0.132 | 0.252 | cs | 95 | 0.00403 | MV
NA2XS2Y 1x185 RM/25 12/20 kV | 273 | 0.161 | 0.117 | 0.362 | cs | 185 | 0.00403 | MV
NA2XS2Y 1x240 RM/25 12/20 kV | 304 | 0.122 | 0.112 | 0.421 | cs | 240 | 0.00403 | MV
NA2XS2Y 1x95 RM/25 6/10 kV | 315 | 0.313 | 0.123 | 0.249 | cs | 95 | 0.00403 | MV
NA2XS2Y 1x185 RM/25 6/10 kV | 406 | 0.161 | 0.11 | 0.358 | cs | 185 | 0.00403 | MV
NA2XS2Y 1x240 RM/25 6/10 kV | 456 | 0.122 | 0.105 | 0.416 | cs | 240 | 0.00403 | MV
NA2XS2Y 1x150 RM/25 12/20 kV | 250 | 0.206 | 0.116 | 0.319 | cs | 150 | 0.00403 | MV
NA2XS2Y 1x120 RM/25 12/20 kV | 230 | 0.253 | 0.119 | 0.283 | cs | 120 | 0.00403 | MV
NA2XS2Y 1x70 RM/25 12/20 kV | 190 | 0.443 | 0.132 | 0.22 | cs | 70 | 0.00403 | MV
NA2XS2Y 1x150 RM/25 6/10 kV | 360 | 0.206 | 0.11 | 0.315 | cs | 150 | 0.00403 | MV
NA2XS2Y 1x120 RM/25 6/10 kV | 340 | 0.253 | 0.113 | 0.28 | cs | 120 | 0.00403 | MV
NA2XS2Y 1x70 RM/25 6/10 kV | 280 | 0.443 | 0.123 | 0.217 | cs | 70 | 0.00403 | MV
N2XS(FL)2Y 1x120 RM/35 64/110 kV | 112 | 0.153 | 0.166 | 0.366 | cs | 120 | 0.00393 | HV
N2XS(FL)2Y 1x185 RM/35 64/110 kV | 125 | 0.099 | 0.156 | 0.457 | cs | 185 | 0.00393 | HV
N2XS(FL)2Y 1x240 RM/35 64/110 kV | 135 | 0.075 | 0.149 | 0.526 | cs | 240 | 0.00393 | HV
N2XS(FL)2Y 1x300 RM/35 64/110 kV | 144 | 0.06 | 0.144 | 0.588 | cs | 300 | 0.00393 | HV
15-AL1/3-ST1A 0.4 | 11 | 1.8769 | 0.35 | 0.105 | ol | 16 | 0.00403 | LV
24-AL1/4-ST1A 0.4 | 11.25 | 1.2012 | 0.335 | 0.14 | ol | 24 | 0.00403 | LV
48-AL1/8-ST1A 0.4 | 12.2 | 0.5939 | 0.3 | 0.21 | ol | 48 | 0.00403 | LV
94-AL1/15-ST1A 0.4 | 13.2 | 0.306 | 0.29 | 0.35 | ol | 94 | 0.00403 | LV
34-AL1/6-ST1A 10.0 | 9.7 | 0.8342 | 0.36 | 0.17 | ol | 34 | 0.00403 | MV
48-AL1/8-ST1A 10.0 | 10.1 | 0.5939 | 0.35 | 0.21 | ol | 48 | 0.00403 | MV
70-AL1/11-ST1A 10.0 | 10.4 | 0.4132 | 0.339 | 0.29 | ol | 70 | 0.00403 | MV
94-AL1/15-ST1A 10.0 | 10.75 | 0.306 | 0.33 | 0.35 | ol | 94 | 0.00403 | MV
122-AL1/20-ST1A 10.0 | 11.1 | 0.2376 | 0.323 | 0.41 | ol | 122 | 0.00403 | MV
149-AL1/24-ST1A 10.0 | 11.25 | 0.194 | 0.315 | 0.47 | ol | 149 | 0.00403 | MV
34-AL1/6-ST1A 20.0 | 9.15 | 0.8342 | 0.382 | 0.17 | ol | 34 | 0.00403 | MV
48-AL1/8-ST1A 20.0 | 9.5 | 0.5939 | 0.372 | 0.21 | ol | 48 | 0.00403 | MV
70-AL1/11-ST1A 20.0 | 9.7 | 0.4132 | 0.36 | 0.29 | ol | 70 | 0.00403 | MV
94-AL1/15-ST1A 20.0 | 10 | 0.306 | 0.35 | 0.35 | ol | 94 | 0.00403 | MV
122-AL1/20-ST1A 20.0 | 10.3 | 0.2376 | 0.344 | 0.41 | ol | 122 | 0.00403 | MV
149-AL1/24-ST1A 20.0 | 10.5 | 0.194 | 0.337 | 0.47 | ol | 149 | 0.00403 | MV
184-AL1/30-ST1A 20.0 | 10.75 | 0.1571 | 0.33 | 0.535 | ol | 184 | 0.00403 | MV
243-AL1/39-ST1A 20.0 | 11 | 0.1188 | 0.32 | 0.645 | ol | 243 | 0.00403 | MV
48-AL1/8-ST1A 110.0 | 8 | 0.5939 | 0.46 | 0.21 | ol | 48 | 0.00403 | HV
70-AL1/11-ST1A 110.0 | 8.4 | 0.4132 | 0.45 | 0.29 | ol | 70 | 0.00403 | HV
94-AL1/15-ST1A 110.0 | 8.65 | 0.306 | 0.44 | 0.35 | ol | 94 | 0.00403 | HV
122-AL1/20-ST1A 110.0 | 8.5 | 0.2376 | 0.43 | 0.41 | ol | 122 | 0.00403 | HV
149-AL1/24-ST1A 110.0 | 8.75 | 0.194 | 0.41 | 0.47 | ol | 149 | 0.00403 | HV
184-AL1/30-ST1A 110.0 | 8.8 | 0.1571 | 0.4 | 0.535 | ol | 184 | 0.00403 | HV
243-AL1/39-ST1A 110.0 | 9 | 0.1188 | 0.39 | 0.645 | ol | 243 | 0.00403 | HV
305-AL1/39-ST1A 110.0 | 9.2 | 0.0949 | 0.38 | 0.74 | ol | 305 | 0.00403 | HV
490-AL1/64-ST1A 110.0 | 9.75 | 0.059 | 0.37 | 0.96 | ol | 490 | 0.00403 | HV
679-AL1/86-ST1A 110.0 | 9.95 | 0.042 | 0.36 | 1.15 | ol | 679 | 0.00403 | HV
490-AL1/64-ST1A 220.0 | 10 | 0.059 | 0.285 | 0.96 | ol | 490 | 0.00403 | HV
679-AL1/86-ST1A 220.0 | 11.7 | 0.042 | 0.275 | 1.15 | ol | 679 | 0.00403 | HV
490-AL1/64-ST1A 380.0 | 11 | 0.059 | 0.253 | 0.96 | ol | 490 | 0.00403 | HV
679-AL1/86-ST1A 380.0 | 14.6 | 0.042 | 0.25 | 1.15 | ol | 679 | 0.00403 | HV

## trafo_std_types
| i0_percent | pfe_kw | vkr_percent | sn_mva | vn_lv_kv | vn_hv_kv | vk_percent | shift_degree | vector_group | tap_side | tap_neutral | tap_min | tap_max | tap_step_degree | tap_step_percent | tap_phase_shifter
160 MVA 380/110 kV | 0.06 | 60 | 0.25 | 160 | 110 | 380 | 12.2 | 0 | Yy0 | hv | 0 | -9 | 9 | 0 | 1.5 | FALSE
100 MVA 220/110 kV | 0.06 | 55 | 0.26 | 100 | 110 | 220 | 12 | 0 | Yy0 | hv | 0 | -9 | 9 | 0 | 1.5 | FALSE
63 MVA 110/20 kV | 0.04 | 22 | 0.32 | 63 | 20 | 110 | 18 | 150 | YNd5 | hv | 0 | -9 | 9 | 0 | 1.5 | FALSE
40 MVA 110/20 kV | 0.05 | 18 | 0.34 | 40 | 20 | 110 | 16.2 | 150 | YNd5 | hv | 0 | -9 | 9 | 0 | 1.5 | FALSE
25 MVA 110/20 kV | 0.07 | 14 | 0.41 | 25 | 20 | 110 | 12 | 150 | YNd5 | hv | 0 | -9 | 9 | 0 | 1.5 | FALSE
63 MVA 110/10 kV | 0.04 | 22 | 0.32 | 63 | 10 | 110 | 18 | 150 | YNd5 | hv | 0 | -9 | 9 | 0 | 1.5 | FALSE
40 MVA 110/10 kV | 0.05 | 18 | 0.34 | 40 | 10 | 110 | 16.2 | 150 | YNd5 | hv | 0 | -9 | 9 | 0 | 1.5 | FALSE
25 MVA 110/10 kV | 0.07 | 14 | 0.41 | 25 | 10 | 110 | 12 | 150 | YNd5 | hv | 0 | -9 | 9 | 0 | 1.5 | FALSE
0.25 MVA 20/0.4 kV | 0.32 | 0.8 | 1.44 | 0.25 | 0.4 | 20 | 6 | 150 | Yzn5 | hv | 0 | -2 | 2 | 0 | 2.5 | FALSE
0.4 MVA 20/0.4 kV | 0.3375 | 1.35 | 1.425 | 0.4 | 0.4 | 20 | 6 | 150 | Dyn5 | hv | 0 | -2 | 2 | 0 | 2.5 | FALSE
0.63 MVA 20/0.4 kV | 0.2619 | 1.65 | 1.206 | 0.63 | 0.4 | 20 | 6 | 150 | Dyn5 | hv | 0 | -2 | 2 | 0 | 2.5 | FALSE
0.25 MVA 10/0.4 kV | 0.24 | 0.6 | 1.2 | 0.25 | 0.4 | 10 | 4 | 150 | Dyn5 | hv | 0 | -2 | 2 | 0 | 2.5 | FALSE
0.4 MVA 10/0.4 kV | 0.2375 | 0.95 | 1.325 | 0.4 | 0.4 | 10 | 4 | 150 | Dyn5 | hv | 0 | -2 | 2 | 0 | 2.5 | FALSE
0.63 MVA 10/0.4 kV | 0.1873 | 1.18 | 1.0794 | 0.63 | 0.4 | 10 | 4 | 150 | Dyn5 | hv | 0 | -2 | 2 | 0 | 2.5 | FALSE

## trafo3w_std_types
| sn_hv_mva | sn_mv_mva | sn_lv_mva | vn_hv_kv | vn_mv_kv | vn_lv_kv | vk_hv_percent | vk_mv_percent | vk_lv_percent | vkr_hv_percent | vkr_mv_percent | vkr_lv_percent | pfe_kw | i0_percent | shift_mv_degree | shift_lv_degree | vector_group | tap_side | tap_neutral | tap_min | tap_max | tap_step_percent
63/25/38 MVA 110/20/10 kV | 63 | 25 | 38 | 110 | 20 | 10 | 10.4 | 10.4 | 10.4 | 0.28 | 0.32 | 0.35 | 35 | 0.89 | 0 | 0 | YN0yn0yn0 | hv | 0 | -10 | 10 | 1.2
63/25/38 MVA 110/10/10 kV | 63 | 25 | 38 | 110 | 10 | 10 | 10.4 | 10.4 | 10.4 | 0.28 | 0.32 | 0.35 | 35 | 0.89 | 0 | 0 | YN0yn0yn0 | hv | 0 | -10 | 10 | 1.2

## fuse_std_types
| fuse_type | i_rated_a | t_avg | t_min | t_total | x_avg | x_min | x_total
HV 100A | HV 100A | 100 | 0 | [10.0, 3.64, 0.854, 0.281, 0.1, 0.0531, 0.022, 0.01] | [10.0, 4.267, 1.21, 0.403, 0.1, 0.058, 0.022, 0.01] | 0 | [300.0, 350.0, 450.0, 550.0, 700.0, 850.0, 1200.0, 1752.0] | [600.0, 700.0, 900.0, 1150.0, 1665.0, 2000.0, 3000.0, 4313.0]
HV 10A | HV 10A | 10 | 0 | [10.0, 1675.0, 0.344, 0.156, 0.1, 0.0417, 0.0171, 0.01] | [10.0, 1.3, 0.3, 0.155, 0.1, 0.0555, 0.023, 0.01] | 0 | [30.0, 32.0, 35.0, 37.0, 39.0, 50.0, 70.0, 88.0] | [60.0, 70.0, 80.0, 87.0, 94.0, 110.0, 150.0, 216.0]
HV 125A | HV 125A | 125 | 0 | [10.0, 1.82, 0.344, 0.1, 0.0467, 0.0269, 0.01] | [10.0, 2.478, 0.426, 0.1, 0.0427, 0.0211, 0.01] | 0 | [375.0, 500.0, 700.0, 925.0, 1200.0, 1500.0, 2341.0] | [750.0, 1000.0, 1500.0, 2200.0, 3000.0, 4000.0, 5765.0]
HV 160A | HV 160A | 160 | 0 | [10.0, 4.15, 1.03, 0.198, 0.1, 0.051, 0.0172, 0.01] | [10.0, 2.3, 0.734, 0.274, 0.1, 0.046, 0.0177, 0.01] | 0 | [480.0, 550.0, 700.0, 1000.0, 1260.0, 1600.0, 2500.0, 3227.0] | [960.0, 1300.0, 1700.0, 2200.0, 2996.0, 4000.0, 6000.0, 7946.0]
HV 16A | HV 16A | 16 | 0 | [10.0, 0.352, 0.164, 0.1, 0.0649, 0.0342, 0.01] | [10.0, 2.34, 0.722, 0.181, 0.1, 0.055, 0.0296, 0.01] | 0 | [48.0, 60.0, 65.0, 71.0, 80.0, 100.0, 162.0] | [96.0, 110.0, 125.0, 150.0, 168.0, 200.0, 250.0, 398.0]
HV 200A | HV 200A | 200 | 0 | [10.0, 4.267, 1.21, 0.403, 0.1, 0.058, 0.022, 0.01] | [10.0, 3.73, 1.654, 0.328, 0.1, 0.0531, 0.019, 0.01] | 0 | [600.0, 700.0, 900.0, 1150.0, 1665.0, 2000.0, 3000.0, 4313.0] | [1200.0, 1500.0, 1800.0, 2700.0, 3960.0, 5000.0, 7500.0, 10620.0]
HV 20A | HV 20A | 20 | 0 | [10.0, 1.3, 0.3, 0.155, 0.1, 0.0555, 0.023, 0.01] | [10.0, 1.3, 0.161, 0.1, 0.0611, 0.0399, 0.0141, 0.01] | 0 | [60.0, 70.0, 80.0, 87.0, 94.0, 110.0, 150.0, 216.0] | [120.0, 150.0, 200.0, 223.0, 260.0, 300.0, 450.0, 532.0]
HV 25A | HV 25A | 25 | 0 | [10.0, 2.512, 0.833, 0.299, 0.1, 0.0372, 0.0223, 0.01] | [10.0, 3.125, 0.597, 0.198, 0.1, 0.0378, 0.022, 0.01] | 0 | [75.0, 82.0, 90.0, 100.0, 124.0, 170.0, 200.0, 289.0] | [150.0, 170.0, 210.0, 250.0, 294.0, 400.0, 500.0, 711.0]
HV 31.5A | HV 31.5A | 31.5 | 0 | [10.0, 2.34, 0.722, 0.181, 0.1, 0.055, 0.0296, 0.01] | [10.0, 2.84, 0.368, 0.164, 0.1, 0.0621, 0.0378, 0.0195, 0.01] | 0 | [95.0, 110.0, 125.0, 150.0, 165.0, 200.0, 250.0, 390.0] | [189.0, 220.0, 300.0, 350.0, 393.0, 450.0, 530.0, 700.0, 960.0]
HV 40A | HV 40A | 40 | 0 | [10.0, 1.3, 0.161, 0.1, 0.0611, 0.0399, 0.0141, 0.01] | [10.0, 2.05, 0.369, 0.198, 0.1, 0.051, 0.0298, 0.01] | 0 | [120.0, 150.0, 200.0, 223.0, 260.0, 300.0, 450.0, 532.0] | [240.0, 300.0, 400.0, 450.0, 530.0, 650.0, 800.0, 1311.0]
HV 50A | HV 50A | 50 | 0 | [10.0, 3.215, 0.597, 0.198, 0.1, 0.0378, 0.022, 0.01] | [10.0, 3.64, 0.854, 0.281, 0.1, 0.0531, 0.022, 0.01] | 0 | [150.0, 170.0, 210.0, 250.0, 294.0, 400.0, 500.0, 711.0] | [300.0, 350.0, 450.0, 550.0, 700.0, 850.0, 1200.0, 1752.0]
HV 6.3A | HV 6.3A | 6.3 | 0 | [10.0, 1.39, 0.344, 0.168, 0.1, 0.056, 0.0263, 0.01] | [10.0, 1.711, 0.516, 0.198, 0.1, 0.0634, 0.0303, 0.01] | 0 | [19.0, 19.5, 20.4, 20.8, 22.0, 25.0, 32.0, 48.0] | [38.0, 40.0, 43.0, 48.0, 53.0, 60.0, 75.0, 118.0]
HV 63A | HV 63A | 63 | 0 | [10.0, 2.84, 0.368, 0.164, 0.1, 0.0621, 0.0378, 0.0195, 0.01] | [10.0, 1.82, 0.344, 0.1, 0.0467, 0.0269, 0.01] | 0 | [189.0, 220.0, 300.0, 350.0, 393.0, 450.0, 530.0, 700.0, 961.0] | [378.0, 500.0, 700.0, 934.0, 1200.0, 1500.0, 2366.0]
HV 80A | HV 80A | 80 | 0 | [10.0, 2.05, 0.369, 0.198, 0.1, 0.051, 0.0298, 0.01] | [10.0, 4.15, 1.03, 0.198, 0.1, 0.051, 0.0172, 0.01] | 0 | [240.0, 300.0, 400.0, 450.0, 530.0, 650.0, 800.0, 1311.0] | [480.0, 550.0, 700.0, 1000.0, 1260.0, 1600.0, 2500.0, 3227.0]
Siemens NH-1-100 | Siemens NH-1-100 | 100 | [5400.0, 2000.0, 400.0, 20.0, 1.0, 0.2, 0.012, 0.004] | 0 | 0 | [150.0, 190.0, 250.0, 430.0, 900.0, 1250.0, 2700.0, 3600.0] | 0 | 0
Siemens NH-1-125 | Siemens NH-1-125 | 125 | [4800.0, 120.0, 7.0, 0.1, 0.004] | 0 | 0 | [180.0, 400.0, 740.0, 2000.0, 4250.0] | 0 | 0
Siemens NH-1-16 | Siemens NH-1-16 | 16 | [4000.0, 400.0, 2.0, 0.1, 0.04, 0.01] | 0 | 0 | [26.0, 35.0, 75.0, 150.0, 200.0, 300.0] | 0 | 0
Siemens NH-1-160 | Siemens NH-1-160 | 160 | [4800.0, 120.0, 7.0, 0.1, 0.004] | 0 | 0 | [210.0, 500.0, 900.0, 2300.0, 5000.0] | 0 | 0
Siemens NH-1-25 | Siemens NH-1-25 | 25 | [4000.0, 1000.0, 10.0, 0.2, 0.02, 0.01] | 0 | 0 | [40.0, 50.0, 100.0, 210.0, 400.0, 500.0] | 0 | 0
Siemens NH-1-50 | Siemens NH-1-50 | 50 | [4000.0, 40.0, 4.0, 1.0, 0.02, 0.01] | 0 | 0 | [86.0, 200.0, 300.0, 400.0, 1000.0, 1280.0] | 0 | 0
Siemens NH-1-63 | Siemens NH-1-63 | 63 | [4000.0, 100.0, 10.0, 2.0, 0.04, 0.01] | 0 | 0 | [100.0, 200.0, 300.0, 400.0, 1000.0, 1500.0] | 0 | 0
Siemens NH-1-80 | Siemens NH-1-80 | 80 | [4800.0, 120.0, 7.0, 0.1, 0.01] | 0 | 0 | [150.58, 250.0, 450.0, 1150.0, 2470.0] | 0 | 0
Siemens NH-2-1000 | Siemens NH-2-1000 | 1000 | [4800.0, 120.0, 7.0, 0.1, 0.004] | 0 | 0 | [1900.0, 3500.0, 8400.0, 24000.0, 52000.0] | 0 | 0
Siemens NH-2-200 | Siemens NH-2-200 | 200 | [4800.0, 120.0, 7.0, 0.1, 0.004] | 0 | 0 | [280.0, 650.0, 1200.0, 3000.0, 7000.0] | 0 | 0
Siemens NH-2-224 | Siemens NH-2-224 | 224 | [4800.0, 120.0, 7.0, 0.2, 0.04, 0.004] | 0 | 0 | [400.0, 750.0, 1453.0, 3025.0, 4315.0, 7600.0] | 0 | 0
Siemens NH-2-250 | Siemens NH-2-250 | 250 | [4800.0, 120.0, 7.0, 0.1, 0.004] | 0 | 0 | [450.0, 800.0, 1650.0, 4000.0, 8500.0] | 0 | 0
Siemens NH-2-315 | Siemens NH-2-315 | 315 | [4800.0, 120.0, 7.0, 0.1, 0.004] | 0 | 0 | [550.0, 920.0, 1900.0, 5000.0, 11000.0] | 0 | 0
Siemens NH-2-355 | Siemens NH-2-355 | 355 | [4800.0, 120.0, 6.0, 0.1, 0.004] | 0 | 0 | [650.0, 1116.27, 2350.0, 5840.0, 12790.0] | 0 | 0
Siemens NH-2-400 | Siemens NH-2-400 | 400 | [4800.0, 120.0, 7.0, 0.1, 0.004] | 0 | 0 | [720.0, 1350.0, 2800.0, 6500.0, 15000.0] | 0 | 0
Siemens NH-2-425 | Siemens NH-2-425 | 425 | [4800.0, 120.0, 7.0, 0.1, 0.004] | 0 | 0 | [850.0, 1500.0, 3050.0, 7500.0, 16500.0] | 0 | 0
Siemens NH-2-630 | Siemens NH-2-630 | 630 | [4800.0, 120.0, 7.0, 0.1, 0.004] | 0 | 0 | [1200.0, 2000.0, 4800.0, 12000.0, 26000.0] | 0 | 0

## dtypes
| element | column | dtype
0 | bus | name | object
1 | bus | vn_kv | float64
2 | bus | type | object
3 | bus | zone | object
4 | bus | in_service | bool
5 | load | name | object
6 | load | bus | uint32
7 | load | p_mw | float64
8 | load | q_mvar | float64
9 | load | const_z_percent | float64
10 | load | const_i_percent | float64
11 | load | sn_mva | float64
12 | load | scaling | float64
13 | load | in_service | bool
14 | load | type | object
15 | ext_grid | name | object
16 | ext_grid | bus | uint32
17 | ext_grid | vm_pu | float64
18 | ext_grid | va_degree | float64
19 | ext_grid | slack_weight | float64
20 | ext_grid | in_service | bool
21 | line | name | object
22 | line | std_type | object
23 | line | from_bus | uint32
24 | line | to_bus | uint32
25 | line | length_km | float64
26 | line | r_ohm_per_km | float64
27 | line | x_ohm_per_km | float64
28 | line | c_nf_per_km | float64
29 | line | g_us_per_km | float64
30 | line | max_i_ka | float64
31 | line | df | float64
32 | line | parallel | uint32
33 | line | type | object
34 | line | in_service | bool
35 | trafo | name | object
36 | trafo | std_type | object
37 | trafo | hv_bus | uint32
38 | trafo | lv_bus | uint32
39 | trafo | sn_mva | float64
40 | trafo | vn_hv_kv | float64
41 | trafo | vn_lv_kv | float64
42 | trafo | vk_percent | float64
43 | trafo | vkr_percent | float64
44 | trafo | pfe_kw | float64
45 | trafo | i0_percent | float64
46 | trafo | shift_degree | float64
47 | trafo | tap_side | object
48 | trafo | tap_neutral | int32
49 | trafo | tap_min | int32
50 | trafo | tap_max | int32
51 | trafo | tap_step_percent | float64
52 | trafo | tap_step_degree | float64
53 | trafo | tap_pos | int32
54 | trafo | tap_phase_shifter | bool
55 | trafo | parallel | uint32
56 | trafo | df | float64
57 | trafo | in_service | bool
58 | line_geodata | coords | object
59 | bus_geodata | x | float64
60 | bus_geodata | y | float64
61 | bus_geodata | coords | object

## parameters
| version | format_version | converged | OPF_converged | name | f_hz | sn_mva
0 | 2.14.6 | 2.14.0 | FALSE | FALSE |  | 50 | 1