## bus
| name | vn_kv | type | zone | in_service
0 | bus_LV_4044-10_0_6_node_0 | 0.4 | n |  | TRUE
1 | bus_LV_4044-10_0_6_node_1 | 0.4 | n |  | TRUE
2 | bus_LV_4044-10_0_6_node_2 | 0.4 | n |  | TRUE
3 | bus_LV_4044-10_0_6_node_3 | 0.4 | n |  | TRUE
4 | bus_LV_4044-10_0_6_node_4 | 0.4 | n |  | TRUE
5 | bus_LV_4044-10_0_6_node_5 | 0.4 | n |  | TRUE
6 | bus_LV_4044-10_0_6_node_6 | 0.4 | n |  | TRUE
7 | bus_LV_4044-10_0_6_node_7 | 0.4 | n |  | TRUE
8 | bus_LV_4044-10_0_6_node_102 | 0.4 | n |  | TRUE
9 | bus_LV_4044-10_0_6_node_98 | 0.4 | n |  | TRUE
10 | bus_LV_4044-10_0_6_node_68 | 0.4 | n |  | TRUE
11 | bus_LV_4044-10_0_6_node_70 | 0.4 | n |  | TRUE
12 | bus_LV_4044-10_0_6_node_67 | 0.4 | n |  | TRUE
13 | bus_LV_4044-10_0_6_node_9 | 0.4 | n |  | TRUE
14 | bus_LV_4044-10_0_6_node_10 | 0.4 | n |  | TRUE
15 | bus_LV_4044-10_0_6_node_11 | 0.4 | n |  | TRUE
16 | bus_LV_4044-10_0_6_node_12 | 0.4 | n |  | TRUE
17 | bus_LV_4044-10_0_6_node_13 | 0.4 | n |  | TRUE
18 | bus_LV_4044-10_0_6_node_72 | 0.4 | n |  | TRUE
19 | bus_LV_4044-10_0_6_node_71 | 0.4 | n |  | TRUE
20 | bus_LV_4044-10_0_6_node_48 | 0.4 | n |  | TRUE
21 | bus_LV_4044-10_0_6_node_69 | 0.4 | n |  | TRUE
22 | bus_LV_4044-10_0_6_node_14 | 0.4 | n |  | TRUE
23 | bus_LV_4044-10_0_6_node_15 | 0.4 | n |  | TRUE
24 | bus_LV_4044-10_0_6_node_16 | 0.4 | n |  | TRUE
25 | bus_LV_4044-10_0_6_node_17 | 0.4 | n |  | TRUE
26 | bus_LV_4044-10_0_6_node_19 | 0.4 | n |  | TRUE
27 | bus_LV_4044-10_0_6_node_20 | 0.4 | n |  | TRUE
28 | bus_LV_4044-10_0_6_node_120 | 0.4 | n |  | TRUE
29 | bus_LV_4044-10_0_6_node_21 | 0.4 | n |  | TRUE
30 | bus_LV_4044-10_0_6_node_90 | 0.4 | n |  | TRUE
31 | bus_LV_4044-10_0_6_node_91 | 0.4 | n |  | TRUE
32 | bus_LV_4044-10_0_6_node_118 | 0.4 | n |  | TRUE
33 | bus_LV_4044-10_0_6_node_59 | 0.4 | n |  | TRUE
34 | bus_LV_4044-10_0_6_node_75 | 0.4 | n |  | TRUE
35 | bus_LV_4044-10_0_6_node_60 | 0.4 | n |  | TRUE
36 | bus_LV_4044-10_0_6_node_49 | 0.4 | n |  | TRUE
37 | bus_LV_4044-10_0_6_node_58 | 0.4 | n |  | TRUE
38 | bus_LV_4044-10_0_6_node_74 | 0.4 | n |  | TRUE
39 | bus_LV_4044-10_0_6_node_22 | 0.4 | n |  | TRUE
40 | bus_LV_4044-10_0_6_node_23 | 0.4 | n |  | TRUE
41 | bus_LV_4044-10_0_6_node_24 | 0.4 | n |  | TRUE
42 | bus_LV_4044-10_0_6_node_25 | 0.4 | n |  | TRUE
43 | bus_LV_4044-10_0_6_node_26 | 0.4 | n |  | TRUE
44 | bus_LV_4044-10_0_6_node_84 | 0.4 | n |  | TRUE
45 | bus_LV_4044-10_0_6_node_81 | 0.4 | n |  | TRUE
46 | bus_LV_4044-10_0_6_node_82 | 0.4 | n |  | TRUE
47 | bus_LV_4044-10_0_6_node_95 | 0.4 | n |  | TRUE
48 | bus_LV_4044-10_0_6_node_93 | 0.4 | n |  | TRUE
49 | bus_LV_4044-10_0_6_node_29 | 0.4 | n |  | TRUE
50 | bus_LV_4044-10_0_6_node_30 | 0.4 | n |  | TRUE
51 | bus_LV_4044-10_0_6_node_31 | 0.4 | n |  | TRUE
52 | bus_LV_4044-10_0_6_node_32 | 0.4 | n |  | TRUE
53 | bus_LV_4044-10_0_6_node_33 | 0.4 | n |  | TRUE
54 | bus_LV_4044-10_0_6_node_37 | 0.4 | n |  | TRUE
55 | bus_LV_4044-10_0_6_node_38 | 0.4 | n |  | TRUE
56 | bus_LV_4044-10_0_6_node_34 | 0.4 | n |  | TRUE
57 | bus_LV_4044-10_0_6_node_57 | 0.4 | n |  | TRUE
58 | bus_LV_4044-10_0_6_node_173 | 0.4 | n |  | TRUE
59 | bus_LV_4044-10_0_6_node_35 | 0.4 | n |  | TRUE
60 | bus_LV_4044-10_0_6_node_36 | 0.4 | n |  | TRUE
61 | bus_LV_4044-10_0_6_node_97 | 0.4 | n |  | TRUE
62 | bus_LV_4044-10_0_6_node_96 | 0.4 | n |  | TRUE
63 | bus_LV_4044-10_0_6_node_55 | 0.4 | n |  | TRUE
64 | bus_LV_4044-10_0_6_node_54 | 0.4 | n |  | TRUE
65 | bus_LV_4044-10_0_6_node_39 | 0.4 | n |  | TRUE
66 | bus_LV_4044-10_0_6_node_40 | 0.4 | n |  | TRUE
67 | bus_LV_4044-10_0_6_node_41 | 0.4 | n |  | TRUE
68 | bus_LV_4044-10_0_6_node_42 | 0.4 | n |  | TRUE
69 | bus_LV_4044-10_0_6_node_43 | 0.4 | n |  | TRUE
70 | bus_LV_4044-10_0_6_node_46 | 0.4 | n |  | TRUE
71 | bus_LV_4044-10_0_6_node_44 | 0.4 | n |  | TRUE
72 | bus_LV_4044-10_0_6_node_45 | 0.4 | n |  | TRUE
73 | bus_LV_4044-10_0_6_node_73 | 0.4 | n |  | TRUE
74 | bus_LV_4044-10_0_6_node_167 | 0.4 | n |  | TRUE
75 | bus_LV_4044-10_0_6_node_50 | 0.4 | n |  | TRUE
76 | bus_LV_4044-10_0_6_node_51 | 0.4 | n |  | TRUE
77 | bus_LV_4044-10_0_6_node_53 | 0.4 | n |  | TRUE
78 | bus_LV_4044-10_0_6_node_177 | 0.4 | n |  | TRUE
79 | bus_LV_4044-10_0_6_node_56 | 0.4 | n |  | TRUE
80 | bus_LV_4044-10_0_6_node_86 | 0.4 | n |  | TRUE
81 | bus_LV_4044-10_0_6_node_87 | 0.4 | n |  | TRUE
82 | bus_LV_4044-10_0_6_node_61 | 0.4 | n |  | TRUE
83 | bus_LV_4044-10_0_6_node_62 | 0.4 | n |  | TRUE
84 | bus_LV_4044-10_0_6_node_63 | 0.4 | n |  | TRUE
85 | bus_LV_4044-10_0_6_node_64 | 0.4 | n |  | TRUE
86 | bus_LV_4044-10_0_6_node_65 | 0.4 | n |  | TRUE
87 | bus_LV_4044-10_0_6_node_66 | 0.4 | n |  | TRUE
88 | bus_LV_4044-10_0_6_node_172 | 0.4 | n |  | TRUE
89 | bus_LV_4044-10_0_6_node_94 | 0.4 | n |  | TRUE
90 | bus_LV_4044-10_0_6_node_175 | 0.4 | n |  | TRUE
91 | bus_LV_4044-10_0_6_node_148 | 0.4 | n |  | TRUE
92 | bus_LV_4044-10_0_6_node_100 | 0.4 | n |  | TRUE
93 | bus_LV_4044-10_0_6_node_168 | 0.4 | n |  | TRUE
94 | bus_LV_4044-10_0_6_node_76 | 0.4 | n |  | TRUE
95 | bus_LV_4044-10_0_6_node_77 | 0.4 | n |  | TRUE
96 | bus_LV_4044-10_0_6_node_78 | 0.4 | n |  | TRUE
97 | bus_LV_4044-10_0_6_node_79 | 0.4 | n |  | TRUE
98 | bus_LV_4044-10_0_6_node_80 | 0.4 | n |  | TRUE
99 | bus_LV_4044-10_0_6_node_110 | 0.4 | n |  | TRUE
100 | bus_LV_4044-10_0_6_node_133 | 0.4 | n |  | TRUE
101 | bus_LV_4044-10_0_6_node_111 | 0.4 | n |  | TRUE
102 | bus_LV_4044-10_0_6_node_112 | 0.4 | n |  | TRUE
103 | bus_LV_4044-10_0_6_node_83 | 0.4 | n |  | TRUE
104 | bus_LV_4044-10_0_6_node_85 | 0.4 | n |  | TRUE
105 | bus_LV_4044-10_0_6_node_92 | 0.4 | n |  | TRUE
106 | bus_LV_4044-10_0_6_node_89 | 0.4 | n |  | TRUE
107 | bus_LV_4044-10_0_6_node_88 | 0.4 | n |  | TRUE
108 | bus_LV_4044-10_0_6_node_99 | 0.4 | n |  | TRUE
109 | bus_LV_4044-10_0_6_node_101 | 0.4 | n |  | TRUE
110 | bus_LV_4044-10_0_6_node_103 | 0.4 | n |  | TRUE
111 | bus_LV_4044-10_0_6_node_104 | 0.4 | n |  | TRUE
112 | bus_LV_4044-10_0_6_node_105 | 0.4 | n |  | TRUE
113 | bus_LV_4044-10_0_6_node_106 | 0.4 | n |  | TRUE
114 | bus_LV_4044-10_0_6_node_107 | 0.4 | n |  | TRUE
115 | bus_LV_4044-10_0_6_node_108 | 0.4 | n |  | TRUE
116 | bus_LV_4044-10_0_6_node_162 | 0.4 | n |  | TRUE
117 | bus_LV_4044-10_0_6_node_163 | 0.4 | n |  | TRUE
118 | bus_LV_4044-10_0_6_node_144 | 0.4 | n |  | TRUE
119 | bus_LV_4044-10_0_6_node_137 | 0.4 | n |  | TRUE
120 | bus_LV_4044-10_0_6_node_145 | 0.4 | n |  | TRUE
121 | bus_LV_4044-10_0_6_node_146 | 0.4 | n |  | TRUE
122 | bus_LV_4044-10_0_6_node_113 | 0.4 | n |  | TRUE
123 | bus_LV_4044-10_0_6_node_114 | 0.4 | n |  | TRUE
124 | bus_LV_4044-10_0_6_node_115 | 0.4 | n |  | TRUE
125 | bus_LV_4044-10_0_6_node_116 | 0.4 | n |  | TRUE
126 | bus_LV_4044-10_0_6_node_117 | 0.4 | n |  | TRUE
127 | bus_LV_4044-10_0_6_node_122 | 0.4 | n |  | TRUE
128 | bus_LV_4044-10_0_6_node_157 | 0.4 | n |  | TRUE
129 | bus_LV_4044-10_0_6_node_147 | 0.4 | n |  | TRUE
130 | bus_LV_4044-10_0_6_node_155 | 0.4 | n |  | TRUE
131 | bus_LV_4044-10_0_6_node_119 | 0.4 | n |  | TRUE
132 | bus_LV_4044-10_0_6_node_121 | 0.4 | n |  | TRUE
133 | bus_LV_4044-10_0_6_node_161 | 0.4 | n |  | TRUE
134 | bus_LV_4044-10_0_6_node_123 | 0.4 | n |  | TRUE
135 | bus_LV_4044-10_0_6_node_124 | 0.4 | n |  | TRUE
136 | bus_LV_4044-10_0_6_node_125 | 0.4 | n |  | TRUE
137 | bus_LV_4044-10_0_6_node_126 | 0.4 | n |  | TRUE
138 | bus_LV_4044-10_0_6_node_127 | 0.4 | n |  | TRUE
139 | bus_LV_4044-10_0_6_node_134 | 0.4 | n |  | TRUE
140 | bus_LV_4044-10_0_6_node_135 | 0.4 | n |  | TRUE
141 | bus_LV_4044-10_0_6_node_128 | 0.4 | n |  | TRUE
142 | bus_LV_4044-10_0_6_node_129 | 0.4 | n |  | TRUE
143 | bus_LV_4044-10_0_6_node_130 | 0.4 | n |  | TRUE
144 | bus_LV_4044-10_0_6_node_131 | 0.4 | n |  | TRUE
145 | bus_LV_4044-10_0_6_node_132 | 0.4 | n |  | TRUE
146 | bus_LV_4044-10_0_6_node_165 | 0.4 | n |  | TRUE
147 | bus_LV_4044-10_0_6_node_154 | 0.4 | n |  | TRUE
148 | bus_LV_4044-10_0_6_node_169 | 0.4 | n |  | TRUE
149 | bus_LV_4044-10_0_6_node_152 | 0.4 | n |  | TRUE
150 | bus_LV_4044-10_0_6_node_136 | 0.4 | n |  | TRUE
151 | bus_LV_4044-10_0_6_node_138 | 0.4 | n |  | TRUE
152 | bus_LV_4044-10_0_6_node_166 | 0.4 | n |  | TRUE
153 | bus_LV_4044-10_0_6_node_160 | 0.4 | n |  | TRUE
154 | bus_LV_4044-10_0_6_node_143 | 0.4 | n |  | TRUE
155 | bus_LV_4044-10_0_6_node_159 | 0.4 | n |  | TRUE
156 | bus_LV_4044-10_0_6_node_141 | 0.4 | n |  | TRUE
157 | bus_LV_4044-10_0_6_node_139 | 0.4 | n |  | TRUE
158 | bus_LV_4044-10_0_6_node_140 | 0.4 | n |  | TRUE
159 | bus_LV_4044-10_0_6_node_142 | 0.4 | n |  | TRUE
160 | bus_LV_4044-10_0_6_node_153 | 0.4 | n |  | TRUE
161 | bus_LV_4044-10_0_6_node_149 | 0.4 | n |  | TRUE
162 | bus_LV_4044-10_0_6_node_150 | 0.4 | n |  | TRUE
163 | bus_LV_4044-10_0_6_node_151 | 0.4 | n |  | TRUE
164 | bus_LV_4044-10_0_6_node_156 | 0.4 | n |  | TRUE
165 | bus_LV_4044-10_0_6_node_158 | 0.4 | n |  | TRUE
166 | bus_LV_4044-10_0_6_node_170 | 0.4 | n |  | TRUE
167 | bus_LV_4044-10_0_6_node_171 | 0.4 | n |  | TRUE
168 | bus_LV_4044-10_0_6_node_180 | 0.4 | n |  | TRUE
169 | bus_LV_4044-10_0_6_node_179 | 0.4 | n |  | TRUE
170 | bus_LV_4044-10_0_6_node_174 | 0.4 | n |  | TRUE
171 | bus_MV_421_0_node_70 | 20 | n |  | TRUE

## load
| name | bus | p_mw | q_mvar | const_z_percent | const_i_percent | sn_mva | scaling | in_service | type
0 | LV_4044-10_0_6_load_0 | 0 | 0.0049279 | 0.0012351 | 0 | 0 |  | 1 | TRUE | wye
1 | LV_4044-10_0_6_load_3 | 3 | 0.0041753 | 0.0010464 | 0 | 0 |  | 1 | TRUE | wye
2 | LV_4044-10_0_6_load_5 | 5 | 0.0067544 | 0.0016928 | 0 | 0 |  | 1 | TRUE | wye
3 | LV_4044-10_0_6_load_6 | 6 | 0.005798 | 0.0014531 | 0 | 0 |  | 1 | TRUE | wye
4 | LV_4044-10_0_6_load_102 | 8 | 0.0029526 | 0.00073999 | 0 | 0 |  | 1 | TRUE | wye
5 | LV_4044-10_0_6_load_98 | 9 | 0.0028601 | 0.0007168 | 0 | 0 |  | 1 | TRUE | wye
6 | LV_4044-10_0_6_load_68 | 10 | 0.0012697 | 0.00031821 | 0 | 0 |  | 1 | TRUE | wye
7 | LV_4044-10_0_6_load_70 | 11 | 0.0011915 | 0.00029862 | 0 | 0 |  | 1 | TRUE | wye
8 | LV_4044-10_0_6_load_67 | 12 | 0.0010007 | 0.00025081 | 0 | 0 |  | 1 | TRUE | wye
9 | LV_4044-10_0_6_load_9 | 13 | 0.0011814 | 0.00029609 | 0 | 0 |  | 1 | TRUE | wye
10 | LV_4044-10_0_6_load_10 | 14 | 0.0055569 | 0.0013927 | 0 | 0 |  | 1 | TRUE | wye
11 | LV_4044-10_0_6_load_12 | 16 | 0.0036196 | 0.00090717 | 0 | 0 |  | 1 | TRUE | wye
12 | LV_4044-10_0_6_load_13 | 17 | 0.06262 | 0.015694 | 0 | 0 |  | 1 | TRUE | wye
13 | LV_4044-10_0_6_load_72 | 18 | 0.0052696 | 0.0013207 | 0 | 0 |  | 1 | TRUE | wye
14 | LV_4044-10_0_6_load_71 | 19 | 0.0015018 | 0.00037639 | 0 | 0 |  | 1 | TRUE | wye
15 | LV_4044-10_0_6_load_69 | 21 | 0.0010007 | 0.00025081 | 0 | 0 |  | 1 | TRUE | wye
16 | LV_4044-10_0_6_load_14 | 22 | 0.0061008 | 0.001529 | 0 | 0 |  | 1 | TRUE | wye
17 | LV_4044-10_0_6_load_15 | 23 | 0.0060078 | 0.0015057 | 0 | 0 |  | 1 | TRUE | wye
18 | LV_4044-10_0_6_load_17 | 25 | 0.0042836 | 0.0010736 | 0 | 0 |  | 1 | TRUE | wye
19 | LV_4044-10_0_6_load_20 | 27 | 0.0016383 | 0.00041059 | 0 | 0 |  | 1 | TRUE | wye
20 | LV_4044-10_0_6_load_120 | 28 | 0.0027023 | 0.00067726 | 0 | 0 |  | 1 | TRUE | wye
21 | LV_4044-10_0_6_load_90 | 30 | 0.0010154 | 0.00025448 | 0 | 0 |  | 1 | TRUE | wye
22 | LV_4044-10_0_6_load_91 | 31 | 0.0011158 | 0.00027965 | 0 | 0 |  | 1 | TRUE | wye
23 | LV_4044-10_0_6_load_118 | 32 | 0.012373 | 0.0031011 | 0 | 0 |  | 1 | TRUE | wye
24 | LV_4044-10_0_6_load_75 | 34 | 0.0080644 | 0.0020211 | 0 | 0 |  | 1 | TRUE | wye
25 | LV_4044-10_0_6_load_60 | 35 | 0.0074502 | 0.0018672 | 0 | 0 |  | 1 | TRUE | wye
26 | LV_4044-10_0_6_load_49 | 36 | 0.0037075 | 0.00092919 | 0 | 0 |  | 1 | TRUE | wye
27 | LV_4044-10_0_6_load_58 | 37 | 0.0018554 | 0.00046501 | 0 | 0 |  | 1 | TRUE | wye
28 | LV_4044-10_0_6_load_74 | 38 | 0.0077846 | 0.001951 | 0 | 0 |  | 1 | TRUE | wye
29 | LV_4044-10_0_6_load_22 | 39 | 0.0013083 | 0.0003279 | 0 | 0 |  | 1 | TRUE | wye
30 | LV_4044-10_0_6_load_23 | 40 | 0.0013538 | 0.0003393 | 0 | 0 |  | 1 | TRUE | wye
31 | LV_4044-10_0_6_load_26 | 43 | 0.0026845 | 0.00067281 | 0 | 0 |  | 1 | TRUE | wye
32 | LV_4044-10_0_6_load_81 | 45 | 0.0093286 | 0.002338 | 0 | 0 |  | 1 | TRUE | wye
33 | LV_4044-10_0_6_load_82 | 46 | 0.0076968 | 0.001929 | 0 | 0 |  | 1 | TRUE | wye
34 | LV_4044-10_0_6_load_95 | 47 | 0.0010906 | 0.00027334 | 0 | 0 |  | 1 | TRUE | wye
35 | LV_4044-10_0_6_load_93 | 48 | 0.011438 | 0.0028665 | 0 | 0 |  | 1 | TRUE | wye
36 | LV_4044-10_0_6_load_29 | 49 | 0.0025157 | 0.0006305 | 0 | 0 |  | 1 | TRUE | wye
37 | LV_4044-10_0_6_load_30 | 50 | 0.0037388 | 0.00093704 | 0 | 0 |  | 1 | TRUE | wye
38 | LV_4044-10_0_6_load_31 | 51 | 0.0039721 | 0.00099551 | 0 | 0 |  | 1 | TRUE | wye
39 | LV_4044-10_0_6_load_33 | 53 | 0.0058779 | 0.0014731 | 0 | 0 |  | 1 | TRUE | wye
40 | LV_4044-10_0_6_load_37 | 54 | 0.0024241 | 0.00060755 | 0 | 0 |  | 1 | TRUE | wye
41 | LV_4044-10_0_6_load_38 | 55 | 0.0027898 | 0.00069918 | 0 | 0 |  | 1 | TRUE | wye
42 | LV_4044-10_0_6_load_34 | 56 | 0.00067814 | 0.00016996 | 0 | 0 |  | 1 | TRUE | wye
43 | LV_4044-10_0_6_load_57 | 57 | 0.0006426 | 0.00016105 | 0 | 0 |  | 1 | TRUE | wye
44 | LV_4044-10_0_6_load_173 | 58 | 0.0014791 | 0.00037069 | 0 | 0 |  | 1 | TRUE | wye
45 | LV_4044-10_0_6_load_35 | 59 | 0.0052718 | 0.0013212 | 0 | 0 |  | 1 | TRUE | wye
46 | LV_4044-10_0_6_load_36 | 60 | 0.00068074 | 0.00017061 | 0 | 0 |  | 1 | TRUE | wye
47 | LV_4044-10_0_6_load_97 | 61 | 0.00068074 | 0.00017061 | 0 | 0 |  | 1 | TRUE | wye
48 | LV_4044-10_0_6_load_96 | 62 | 0.00068335 | 0.00017126 | 0 | 0 |  | 1 | TRUE | wye
49 | LV_4044-10_0_6_load_55 | 63 | 0.0020214 | 0.00050661 | 0 | 0 |  | 1 | TRUE | wye
50 | LV_4044-10_0_6_load_39 | 65 | 0.0044799 | 0.0011228 | 0 | 0 |  | 1 | TRUE | wye
51 | LV_4044-10_0_6_load_40 | 66 | 0.002089 | 0.00052356 | 0 | 0 |  | 1 | TRUE | wye
52 | LV_4044-10_0_6_load_41 | 67 | 0.005222 | 0.0013088 | 0 | 0 |  | 1 | TRUE | wye
53 | LV_4044-10_0_6_load_42 | 68 | 0.0020761 | 0.00052033 | 0 | 0 |  | 1 | TRUE | wye
54 | LV_4044-10_0_6_load_43 | 69 | 0.0020127 | 0.00050444 | 0 | 0 |  | 1 | TRUE | wye
55 | LV_4044-10_0_6_load_44 | 71 | 0.0049013 | 0.0012284 | 0 | 0 |  | 1 | TRUE | wye
56 | LV_4044-10_0_6_load_45 | 72 | 0.005649 | 0.0014158 | 0 | 0 |  | 1 | TRUE | wye
57 | LV_4044-10_0_6_load_73 | 73 | 0.0051371 | 0.0012875 | 0 | 0 |  | 1 | TRUE | wye
58 | LV_4044-10_0_6_load_167 | 74 | 0.040662 | 0.010191 | 0 | 0 |  | 1 | TRUE | wye
59 | LV_4044-10_0_6_load_50 | 75 | 0.0018787 | 0.00047086 | 0 | 0 |  | 1 | TRUE | wye
60 | LV_4044-10_0_6_load_51 | 76 | 0.0030164 | 0.00075599 | 0 | 0 |  | 1 | TRUE | wye
61 | LV_4044-10_0_6_load_177 | 78 | 0.0036908 | 0.00092501 | 0 | 0 |  | 1 | TRUE | wye
62 | LV_4044-10_0_6_load_56 | 79 | 0.0017539 | 0.00043957 | 0 | 0 |  | 1 | TRUE | wye
63 | LV_4044-10_0_6_load_86 | 80 | 0.004782 | 0.0011985 | 0 | 0 |  | 1 | TRUE | wye
64 | LV_4044-10_0_6_load_87 | 81 | 0.0012827 | 0.00032148 | 0 | 0 |  | 1 | TRUE | wye
65 | LV_4044-10_0_6_load_61 | 82 | 0.0022078 | 0.00055333 | 0 | 0 |  | 1 | TRUE | wye
66 | LV_4044-10_0_6_load_62 | 83 | 0.00072461 | 0.00018161 | 0 | 0 |  | 1 | TRUE | wye
67 | LV_4044-10_0_6_load_64 | 85 | 0.00072144 | 0.00018081 | 0 | 0 |  | 1 | TRUE | wye
68 | LV_4044-10_0_6_load_65 | 86 | 0.0015472 | 0.00038777 | 0 | 0 |  | 1 | TRUE | wye
69 | LV_4044-10_0_6_load_66 | 87 | 0.0019913 | 0.00049908 | 0 | 0 |  | 1 | TRUE | wye
70 | LV_4044-10_0_6_load_172 | 88 | 0.00072139 | 0.0001808 | 0 | 0 |  | 1 | TRUE | wye
71 | LV_4044-10_0_6_load_94 | 89 | 0.0015379 | 0.00038544 | 0 | 0 |  | 1 | TRUE | wye
72 | LV_4044-10_0_6_load_148 | 91 | 0.0014641 | 0.00036693 | 0 | 0 |  | 1 | TRUE | wye
73 | LV_4044-10_0_6_load_100 | 92 | 0.0013011 | 0.00032609 | 0 | 0 |  | 1 | TRUE | wye
74 | LV_4044-10_0_6_load_168 | 93 | 0.016427 | 0.0041171 | 0 | 0 |  | 1 | TRUE | wye
75 | LV_4044-10_0_6_load_76 | 94 | 0.0087222 | 0.002186 | 0 | 0 |  | 1 | TRUE | wye
76 | LV_4044-10_0_6_load_77 | 95 | 0.0031105 | 0.00077956 | 0 | 0 |  | 1 | TRUE | wye
77 | LV_4044-10_0_6_load_78 | 96 | 0.0051131 | 0.0012815 | 0 | 0 |  | 1 | TRUE | wye
78 | LV_4044-10_0_6_load_79 | 97 | 0.0031715 | 0.00079484 | 0 | 0 |  | 1 | TRUE | wye
79 | LV_4044-10_0_6_load_80 | 98 | 0.0030844 | 0.00077302 | 0 | 0 |  | 1 | TRUE | wye
80 | LV_4044-10_0_6_load_110 | 99 | 0.0029817 | 0.00074728 | 0 | 0 |  | 1 | TRUE | wye
81 | LV_4044-10_0_6_load_133 | 100 | 0.0064122 | 0.001607 | 0 | 0 |  | 1 | TRUE | wye
82 | LV_4044-10_0_6_load_111 | 101 | 0.011018 | 0.0027613 | 0 | 0 |  | 1 | TRUE | wye
83 | LV_4044-10_0_6_load_112 | 102 | 0.0055613 | 0.0013938 | 0 | 0 |  | 1 | TRUE | wye
84 | LV_4044-10_0_6_load_83 | 103 | 0.0010611 | 0.00026594 | 0 | 0 |  | 1 | TRUE | wye
85 | LV_4044-10_0_6_load_85 | 104 | 0.0038019 | 0.00095286 | 0 | 0 |  | 1 | TRUE | wye
86 | LV_4044-10_0_6_load_92 | 105 | 0.0028264 | 0.00070836 | 0 | 0 |  | 1 | TRUE | wye
87 | LV_4044-10_0_6_load_89 | 106 | 0.0025635 | 0.00064247 | 0 | 0 |  | 1 | TRUE | wye
88 | LV_4044-10_0_6_load_88 | 107 | 0.0024501 | 0.00061405 | 0 | 0 |  | 1 | TRUE | wye
89 | LV_4044-10_0_6_load_101 | 109 | 0.0015453 | 0.00038728 | 0 | 0 |  | 1 | TRUE | wye
90 | LV_4044-10_0_6_load_103 | 110 | 0.0019338 | 0.00048466 | 0 | 0 |  | 1 | TRUE | wye
91 | LV_4044-10_0_6_load_106 | 113 | 0.0017871 | 0.00044789 | 0 | 0 |  | 1 | TRUE | wye
92 | LV_4044-10_0_6_load_107 | 114 | 0.0014848 | 0.00037213 | 0 | 0 |  | 1 | TRUE | wye
93 | LV_4044-10_0_6_load_108 | 115 | 0.0012888 | 0.000323 | 0 | 0 |  | 1 | TRUE | wye
94 | LV_4044-10_0_6_load_162 | 116 | 0.0032028 | 0.0008027 | 0 | 0 |  | 1 | TRUE | wye
95 | LV_4044-10_0_6_load_163 | 117 | 0.0012869 | 0.00032253 | 0 | 0 |  | 1 | TRUE | wye
96 | LV_4044-10_0_6_load_144 | 118 | 0.0010552 | 0.00026445 | 0 | 0 |  | 1 | TRUE | wye
97 | LV_4044-10_0_6_load_137 | 119 | 0.0035613 | 0.00089255 | 0 | 0 |  | 1 | TRUE | wye
98 | LV_4044-10_0_6_load_145 | 120 | 0.0018561 | 0.00046517 | 0 | 0 |  | 1 | TRUE | wye
99 | LV_4044-10_0_6_load_146 | 121 | 0.0063419 | 0.0015894 | 0 | 0 |  | 1 | TRUE | wye
100 | LV_4044-10_0_6_load_113 | 122 | 0.0024841 | 0.00062257 | 0 | 0 |  | 1 | TRUE | wye
101 | LV_4044-10_0_6_load_114 | 123 | 0.015496 | 0.0038836 | 0 | 0 |  | 1 | TRUE | wye
102 | LV_4044-10_0_6_load_115 | 124 | 0.001668 | 0.00041804 | 0 | 0 |  | 1 | TRUE | wye
103 | LV_4044-10_0_6_load_116 | 125 | 0.0018952 | 0.00047498 | 0 | 0 |  | 1 | TRUE | wye
104 | LV_4044-10_0_6_load_117 | 126 | 0.0037699 | 0.00094482 | 0 | 0 |  | 1 | TRUE | wye
105 | LV_4044-10_0_6_load_122 | 127 | 0.003119 | 0.00078169 | 0 | 0 |  | 1 | TRUE | wye
106 | LV_4044-10_0_6_load_155 | 130 | 0.0018188 | 0.00045584 | 0 | 0 |  | 1 | TRUE | wye
107 | LV_4044-10_0_6_load_119 | 131 | 0.0045936 | 0.0011513 | 0 | 0 |  | 1 | TRUE | wye
108 | LV_4044-10_0_6_load_121 | 132 | 0.010631 | 0.0026644 | 0 | 0 |  | 1 | TRUE | wye
109 | LV_4044-10_0_6_load_161 | 133 | 0.0016889 | 0.00042328 | 0 | 0 |  | 1 | TRUE | wye
110 | LV_4044-10_0_6_load_123 | 134 | 0.001254 | 0.00031429 | 0 | 0 |  | 1 | TRUE | wye
111 | LV_4044-10_0_6_load_124 | 135 | 0.0012548 | 0.00031448 | 0 | 0 |  | 1 | TRUE | wye
112 | LV_4044-10_0_6_load_125 | 136 | 0.0012534 | 0.00031413 | 0 | 0 |  | 1 | TRUE | wye
113 | LV_4044-10_0_6_load_126 | 137 | 0.0012536 | 0.00031419 | 0 | 0 |  | 1 | TRUE | wye
114 | LV_4044-10_0_6_load_127 | 138 | 0.0044488 | 0.001115 | 0 | 0 |  | 1 | TRUE | wye
115 | LV_4044-10_0_6_load_134 | 139 | 0.0012529 | 0.000314 | 0 | 0 |  | 1 | TRUE | wye
116 | LV_4044-10_0_6_load_128 | 141 | 0.0023148 | 0.00058015 | 0 | 0 |  | 1 | TRUE | wye
117 | LV_4044-10_0_6_load_129 | 142 | 0.0017028 | 0.00042675 | 0 | 0 |  | 1 | TRUE | wye
118 | LV_4044-10_0_6_load_130 | 143 | 0.001635 | 0.00040977 | 0 | 0 |  | 1 | TRUE | wye
119 | LV_4044-10_0_6_load_131 | 144 | 0.001732 | 0.00043408 | 0 | 0 |  | 1 | TRUE | wye
120 | LV_4044-10_0_6_load_132 | 145 | 0.0011189 | 0.00028043 | 0 | 0 |  | 1 | TRUE | wye
121 | LV_4044-10_0_6_load_154 | 147 | 0.0016928 | 0.00042425 | 0 | 0 |  | 1 | TRUE | wye
122 | LV_4044-10_0_6_load_169 | 148 | 0.0038838 | 0.00097337 | 0 | 0 |  | 1 | TRUE | wye
123 | LV_4044-10_0_6_load_152 | 149 | 0.0013079 | 0.00032779 | 0 | 0 |  | 1 | TRUE | wye
124 | LV_4044-10_0_6_load_136 | 150 | 0.001287 | 0.00032256 | 0 | 0 |  | 1 | TRUE | wye
125 | LV_4044-10_0_6_load_138 | 151 | 0.0021622 | 0.00054189 | 0 | 0 |  | 1 | TRUE | wye
126 | LV_4044-10_0_6_load_166 | 152 | 0.0012875 | 0.00032267 | 0 | 0 |  | 1 | TRUE | wye
127 | LV_4044-10_0_6_load_160 | 153 | 0.0053152 | 0.0013321 | 0 | 0 |  | 1 | TRUE | wye
128 | LV_4044-10_0_6_load_143 | 154 | 0.0024535 | 0.00061491 | 0 | 0 |  | 1 | TRUE | wye
129 | LV_4044-10_0_6_load_159 | 155 | 0.0019252 | 0.00048249 | 0 | 0 |  | 1 | TRUE | wye
130 | LV_4044-10_0_6_load_139 | 157 | 0.0025896 | 0.00064901 | 0 | 0 |  | 1 | TRUE | wye
131 | LV_4044-10_0_6_load_140 | 158 | 0.0017906 | 0.00044876 | 0 | 0 |  | 1 | TRUE | wye
132 | LV_4044-10_0_6_load_142 | 159 | 0.0022258 | 0.00055783 | 0 | 0 |  | 1 | TRUE | wye
133 | LV_4044-10_0_6_load_153 | 160 | 0.001749 | 0.00043833 | 0 | 0 |  | 1 | TRUE | wye
134 | LV_4044-10_0_6_load_149 | 161 | 0.0016702 | 0.0004186 | 0 | 0 |  | 1 | TRUE | wye
135 | LV_4044-10_0_6_load_150 | 162 | 0.0031856 | 0.00079839 | 0 | 0 |  | 1 | TRUE | wye
136 | LV_4044-10_0_6_load_151 | 163 | 0.0017497 | 0.0004385 | 0 | 0 |  | 1 | TRUE | wye
137 | LV_4044-10_0_6_load_156 | 164 | 0.0018821 | 0.00047169 | 0 | 0 |  | 1 | TRUE | wye
138 | LV_4044-10_0_6_load_158 | 165 | 0.001863 | 0.0004669 | 0 | 0 |  | 1 | TRUE | wye
139 | LV_4044-10_0_6_load_171 | 167 | 0.00099391 | 0.0002491 | 0 | 0 |  | 1 | TRUE | wye
140 | LV_4044-10_0_6_load_179 | 169 | 0.0020629 | 0.000517 | 0 | 0 |  | 1 | TRUE | wye
141 | LV_4044-10_0_6_load_174 | 170 | 0.0038341 | 0.00096093 | 0 | 0 |  | 1 | TRUE | wye

## ext_grid
| name | bus | vm_pu | va_degree | slack_weight | in_service
0 |  | 93 | 1 | 0 | 1 | TRUE

## line
| name | std_type | from_bus | to_bus | length_km | r_ohm_per_km | x_ohm_per_km | c_nf_per_km | g_us_per_km | max_i_ka | df | parallel | type | in_service
0 | LV_4044-10_0_6_line_0 |  | 0 | 1 | 0.027831 | 0.125 | 0.08 | 261 | 0 | 0.364 | 1 | 1 | cs | TRUE
1 | LV_4044-10_0_6_line_1 |  | 0 | 2 | 0.015092 | 0.125 | 0.08 | 261 | 0 | 0.364 | 1 | 1 | cs | TRUE
2 | LV_4044-10_0_6_line_2 |  | 1 | 3 | 0.038393 | 0.125 | 0.08 | 261 | 0 | 0.364 | 1 | 1 | cs | TRUE
3 | LV_4044-10_0_6_line_3 |  | 2 | 4 | 0.026552 | 0.125 | 0.08 | 261 | 0 | 0.364 | 1 | 1 | cs | TRUE
4 | LV_4044-10_0_6_line_4 |  | 3 | 9 | 0.031864 | 0.125 | 0.08 | 261 | 0 | 0.364 | 1 | 1 | cs | TRUE
5 | LV_4044-10_0_6_line_5 |  | 4 | 8 | 0.026704 | 0.125 | 0.08 | 261 | 0 | 0.364 | 1 | 1 | cs | TRUE
6 | LV_4044-10_0_6_line_6 |  | 5 | 6 | 0.01818 | 0.125 | 0.08 | 261 | 0 | 0.364 | 1 | 1 | cs | TRUE
7 | LV_4044-10_0_6_line_7 |  | 5 | 7 | 0.045174 | 0.125 | 0.08 | 261 | 0 | 0.364 | 1 | 1 | cs | TRUE
8 | LV_4044-10_0_6_line_8 |  | 5 | 8 | 0.06811 | 0.125 | 0.08 | 261 | 0 | 0.364 | 1 | 1 | cs | TRUE
9 | LV_4044-10_0_6_line_9 |  | 7 | 13 | 0.009536 | 0.125 | 0.08 | 261 | 0 | 0.364 | 1 | 1 | cs | TRUE
10 | LV_4044-10_0_6_line_10 |  | 7 | 14 | 0.0096051 | 0.125 | 0.08 | 261 | 0 | 0.364 | 1 | 1 | cs | TRUE
11 | LV_4044-10_0_6_line_11 |  | 10 | 11 | 0.022921 | 0.125 | 0.08 | 261 | 0 | 0.364 | 1 | 1 | cs | TRUE
12 | LV_4044-10_0_6_line_12 |  | 10 | 12 | 0.031441 | 0.125 | 0.08 | 261 | 0 | 0.364 | 1 | 1 | cs | TRUE
13 | LV_4044-10_0_6_line_13 |  | 11 | 91 | 0.017864 | 0.125 | 0.08 | 261 | 0 | 0.364 | 1 | 1 | cs | TRUE
14 | LV_4044-10_0_6_line_14 |  | 12 | 21 | 0.0054971 | 0.125 | 0.08 | 261 | 0 | 0.364 | 1 | 1 | cs | TRUE
15 | LV_4044-10_0_6_line_15 |  | 14 | 15 | 0.016301 | 0.125 | 0.08 | 261 | 0 | 0.364 | 1 | 1 | cs | TRUE
16 | LV_4044-10_0_6_line_16 |  | 15 | 16 | 0.03423 | 0.125 | 0.08 | 261 | 0 | 0.364 | 1 | 1 | cs | TRUE
17 | LV_4044-10_0_6_line_17 |  | 15 | 17 | 0.020497 | 0.125 | 0.08 | 261 | 0 | 0.364 | 1 | 1 | cs | TRUE
18 | LV_4044-10_0_6_line_18 |  | 16 | 18 | 0.021179 | 0.125 | 0.08 | 261 | 0 | 0.364 | 1 | 1 | cs | TRUE
19 | LV_4044-10_0_6_line_19 |  | 17 | 19 | 0.0053797 | 0.125 | 0.08 | 261 | 0 | 0.364 | 1 | 1 | cs | TRUE
20 | LV_4044-10_0_6_line_20 |  | 18 | 20 | 0.010472 | 0.125 | 0.08 | 261 | 0 | 0.364 | 1 | 1 | cs | TRUE
21 | LV_4044-10_0_6_line_21 |  | 19 | 21 | 0.016835 | 0.125 | 0.08 | 261 | 0 | 0.364 | 1 | 1 | cs | TRUE
22 | LV_4044-10_0_6_line_22 |  | 20 | 73 | 0.026796 | 0.125 | 0.08 | 261 | 0 | 0.364 | 1 | 2 | cs | TRUE
23 | LV_4044-10_0_6_line_23 |  | 20 | 70 | 0.010868 | 0.125 | 0.08 | 261 | 0 | 0.364 | 1 | 1 | cs | TRUE
24 | LV_4044-10_0_6_line_24 |  | 22 | 23 | 0.022175 | 0.125 | 0.08 | 261 | 0 | 0.364 | 1 | 1 | cs | TRUE
25 | LV_4044-10_0_6_line_25 |  | 22 | 24 | 0.033696 | 0.125 | 0.08 | 261 | 0 | 0.364 | 1 | 1 | cs | TRUE
26 | LV_4044-10_0_6_line_26 |  | 23 | 25 | 0.0045406 | 0.125 | 0.08 | 261 | 0 | 0.364 | 1 | 1 | cs | TRUE
27 | LV_4044-10_0_6_line_27 |  | 24 | 26 | 0.024107 | 0.125 | 0.08 | 261 | 0 | 0.364 | 1 | 1 | cs | TRUE
28 | LV_4044-10_0_6_line_28 |  | 25 | 27 | 0.0069194 | 0.125 | 0.08 | 261 | 0 | 0.364 | 1 | 1 | cs | TRUE
29 | LV_4044-10_0_6_line_29 |  | 26 | 28 | 0.044196 | 0.125 | 0.08 | 261 | 0 | 0.364 | 1 | 1 | cs | TRUE
30 | LV_4044-10_0_6_line_30 |  | 27 | 29 | 0.037827 | 0.125 | 0.08 | 261 | 0 | 0.364 | 1 | 1 | cs | TRUE
31 | LV_4044-10_0_6_line_31 |  | 28 | 32 | 0.035139 | 0.125 | 0.08 | 261 | 0 | 0.364 | 1 | 1 | cs | TRUE
32 | LV_4044-10_0_6_line_32 |  | 29 | 33 | 0.028102 | 0.125 | 0.08 | 261 | 0 | 0.364 | 1 | 1 | cs | TRUE
33 | LV_4044-10_0_6_line_33 |  | 29 | 34 | 0.012458 | 0.125 | 0.08 | 261 | 0 | 0.364 | 1 | 2 | cs | TRUE
34 | LV_4044-10_0_6_line_34 |  | 30 | 31 | 0.01279 | 0.125 | 0.08 | 261 | 0 | 0.364 | 1 | 1 | cs | TRUE
35 | LV_4044-10_0_6_line_35 |  | 31 | 44 | 0.012124 | 0.125 | 0.08 | 261 | 0 | 0.364 | 1 | 1 | cs | TRUE
36 | LV_4044-10_0_6_line_36 |  | 32 | 131 | 0.018467 | 0.125 | 0.08 | 261 | 0 | 0.364 | 1 | 1 | cs | TRUE
37 | LV_4044-10_0_6_line_37 |  | 33 | 35 | 0.019564 | 0.125 | 0.08 | 261 | 0 | 0.364 | 1 | 1 | cs | TRUE
38 | LV_4044-10_0_6_line_38 |  | 33 | 36 | 0.021731 | 0.125 | 0.08 | 261 | 0 | 0.364 | 1 | 1 | cs | TRUE
39 | LV_4044-10_0_6_line_39 |  | 33 | 37 | 0.038383 | 0.125 | 0.08 | 261 | 0 | 0.364 | 1 | 1 | cs | TRUE
40 | LV_4044-10_0_6_line_40 |  | 34 | 38 | 0.0080402 | 0.125 | 0.08 | 261 | 0 | 0.364 | 1 | 3 | cs | TRUE
41 | LV_4044-10_0_6_line_41 |  | 35 | 80 | 0.0057255 | 0.125 | 0.08 | 261 | 0 | 0.364 | 1 | 1 | cs | TRUE
42 | LV_4044-10_0_6_line_42 |  | 37 | 79 | 0.014766 | 0.125 | 0.08 | 261 | 0 | 0.364 | 1 | 1 | cs | TRUE
43 | LV_4044-10_0_6_line_43 |  | 38 | 94 | 0.028156 | 0.125 | 0.08 | 261 | 0 | 0.364 | 1 | 3 | cs | TRUE
44 | LV_4044-10_0_6_line_44 |  | 39 | 40 | 0.0047862 | 0.125 | 0.08 | 261 | 0 | 0.364 | 1 | 1 | cs | TRUE
45 | LV_4044-10_0_6_line_45 |  | 39 | 41 | 0.0076986 | 0.125 | 0.08 | 261 | 0 | 0.364 | 1 | 1 | cs | TRUE
46 | LV_4044-10_0_6_line_46 |  | 40 | 42 | 0.027514 | 0.125 | 0.08 | 261 | 0 | 0.364 | 1 | 1 | cs | TRUE
47 | LV_4044-10_0_6_line_47 |  | 41 | 43 | 0.0098057 | 0.125 | 0.08 | 261 | 0 | 0.364 | 1 | 1 | cs | TRUE
48 | LV_4044-10_0_6_line_48 |  | 42 | 44 | 0.030002 | 0.125 | 0.08 | 261 | 0 | 0.364 | 1 | 1 | cs | TRUE
49 | LV_4044-10_0_6_line_49 |  | 42 | 45 | 0.023669 | 0.125 | 0.08 | 261 | 0 | 0.364 | 1 | 1 | cs | TRUE
50 | LV_4044-10_0_6_line_50 |  | 45 | 46 | 0.0023993 | 0.125 | 0.08 | 261 | 0 | 0.364 | 1 | 1 | cs | TRUE
51 | LV_4044-10_0_6_line_51 |  | 46 | 103 | 0.022818 | 0.125 | 0.08 | 261 | 0 | 0.364 | 1 | 1 | cs | TRUE
52 | LV_4044-10_0_6_line_52 |  | 47 | 48 | 0.023514 | 0.125 | 0.08 | 261 | 0 | 0.364 | 1 | 1 | cs | TRUE
53 | LV_4044-10_0_6_line_53 |  | 48 | 89 | 0.025066 | 0.125 | 0.08 | 261 | 0 | 0.364 | 1 | 1 | cs | TRUE
54 | LV_4044-10_0_6_line_54 |  | 49 | 50 | 0.015493 | 0.125 | 0.08 | 261 | 0 | 0.364 | 1 | 1 | cs | TRUE
55 | LV_4044-10_0_6_line_55 |  | 49 | 51 | 0.013115 | 0.125 | 0.08 | 261 | 0 | 0.364 | 1 | 1 | cs | TRUE
56 | LV_4044-10_0_6_line_56 |  | 50 | 52 | 0.015757 | 0.125 | 0.08 | 261 | 0 | 0.364 | 1 | 1 | cs | TRUE
57 | LV_4044-10_0_6_line_57 |  | 51 | 53 | 0.030709 | 0.125 | 0.08 | 261 | 0 | 0.364 | 1 | 1 | cs | TRUE
58 | LV_4044-10_0_6_line_58 |  | 52 | 54 | 0.017736 | 0.125 | 0.08 | 261 | 0 | 0.364 | 1 | 1 | cs | TRUE
59 | LV_4044-10_0_6_line_59 |  | 52 | 55 | 0.016707 | 0.125 | 0.08 | 261 | 0 | 0.364 | 1 | 1 | cs | TRUE
60 | LV_4044-10_0_6_line_60 |  | 52 | 56 | 0.035336 | 0.125 | 0.08 | 261 | 0 | 0.364 | 1 | 1 | cs | TRUE
61 | LV_4044-10_0_6_line_61 |  | 54 | 57 | 0.01598 | 0.125 | 0.08 | 261 | 0 | 0.364 | 1 | 1 | cs | TRUE
62 | LV_4044-10_0_6_line_62 |  | 55 | 58 | 0.00015754 | 0.125 | 0.08 | 261 | 0 | 0.364 | 1 | 1 | cs | TRUE
63 | LV_4044-10_0_6_line_63 |  | 56 | 59 | 0.0037499 | 0.125 | 0.08 | 261 | 0 | 0.364 | 1 | 1 | cs | TRUE
64 | LV_4044-10_0_6_line_64 |  | 57 | 63 | 0.0051566 | 0.125 | 0.08 | 261 | 0 | 0.364 | 1 | 1 | cs | TRUE
65 | LV_4044-10_0_6_line_65 |  | 58 | 64 | 0.017503 | 0.125 | 0.08 | 261 | 0 | 0.364 | 1 | 1 | cs | TRUE
66 | LV_4044-10_0_6_line_66 |  | 59 | 60 | 0.0014952 | 0.125 | 0.08 | 261 | 0 | 0.364 | 1 | 1 | cs | TRUE
67 | LV_4044-10_0_6_line_67 |  | 60 | 61 | 0.0052551 | 0.125 | 0.08 | 261 | 0 | 0.364 | 1 | 1 | cs | TRUE
68 | LV_4044-10_0_6_line_68 |  | 61 | 62 | 0.005265 | 0.125 | 0.08 | 261 | 0 | 0.364 | 1 | 1 | cs | TRUE
69 | LV_4044-10_0_6_line_69 |  | 62 | 87 | 0.014367 | 0.125 | 0.08 | 261 | 0 | 0.364 | 1 | 1 | cs | TRUE
70 | LV_4044-10_0_6_line_70 |  | 63 | 79 | 0.0023323 | 0.125 | 0.08 | 261 | 0 | 0.364 | 1 | 1 | cs | TRUE
71 | LV_4044-10_0_6_line_71 |  | 64 | 77 | 0.033709 | 0.125 | 0.08 | 261 | 0 | 0.364 | 1 | 1 | cs | TRUE
72 | LV_4044-10_0_6_line_72 |  | 65 | 66 | 0.0055505 | 0.125 | 0.08 | 261 | 0 | 0.364 | 1 | 1 | cs | TRUE
73 | LV_4044-10_0_6_line_73 |  | 65 | 67 | 0.016632 | 0.125 | 0.08 | 261 | 0 | 0.364 | 1 | 1 | cs | TRUE
74 | LV_4044-10_0_6_line_74 |  | 66 | 68 | 0.0021213 | 0.125 | 0.08 | 261 | 0 | 0.364 | 1 | 1 | cs | TRUE
75 | LV_4044-10_0_6_line_75 |  | 67 | 69 | 0.0086782 | 0.125 | 0.08 | 261 | 0 | 0.364 | 1 | 1 | cs | TRUE
76 | LV_4044-10_0_6_line_76 |  | 69 | 70 | 0.021711 | 0.125 | 0.08 | 261 | 0 | 0.364 | 1 | 1 | cs | TRUE
77 | LV_4044-10_0_6_line_77 |  | 70 | 71 | 0.04232 | 0.125 | 0.08 | 261 | 0 | 0.364 | 1 | 1 | cs | TRUE
78 | LV_4044-10_0_6_line_78 |  | 71 | 72 | 0.00041201 | 0.125 | 0.08 | 261 | 0 | 0.364 | 1 | 1 | cs | TRUE
79 | LV_4044-10_0_6_line_79 |  | 73 | 74 | 0.0022587 | 0.125 | 0.08 | 261 | 0 | 0.364 | 1 | 3 | cs | TRUE
80 | LV_4044-10_0_6_line_80 |  | 74 | 93 | 0.022161 | 0.125 | 0.08 | 261 | 0 | 0.364 | 1 | 3 | cs | TRUE
81 | LV_4044-10_0_6_line_81 |  | 75 | 76 | 0.0036308 | 0.125 | 0.08 | 261 | 0 | 0.364 | 1 | 1 | cs | TRUE
82 | LV_4044-10_0_6_line_82 |  | 76 | 77 | 0.016499 | 0.125 | 0.08 | 261 | 0 | 0.364 | 1 | 1 | cs | TRUE
83 | LV_4044-10_0_6_line_83 |  | 77 | 78 | 0.046942 | 0.125 | 0.08 | 261 | 0 | 0.364 | 1 | 1 | cs | TRUE
84 | LV_4044-10_0_6_line_84 |  | 80 | 81 | 0.019361 | 0.125 | 0.08 | 261 | 0 | 0.364 | 1 | 1 | cs | TRUE
85 | LV_4044-10_0_6_line_85 |  | 81 | 107 | 0.00029763 | 0.125 | 0.08 | 261 | 0 | 0.364 | 1 | 1 | cs | TRUE
86 | LV_4044-10_0_6_line_86 |  | 82 | 83 | 0.0024721 | 0.125 | 0.08 | 261 | 0 | 0.364 | 1 | 1 | cs | TRUE
87 | LV_4044-10_0_6_line_87 |  | 82 | 84 | 0.015166 | 0.125 | 0.08 | 261 | 0 | 0.364 | 1 | 1 | cs | TRUE
88 | LV_4044-10_0_6_line_88 |  | 83 | 85 | 0.00091824 | 0.125 | 0.08 | 261 | 0 | 0.364 | 1 | 1 | cs | TRUE
89 | LV_4044-10_0_6_line_89 |  | 84 | 86 | 0.0030933 | 0.125 | 0.08 | 261 | 0 | 0.364 | 1 | 1 | cs | TRUE
90 | LV_4044-10_0_6_line_90 |  | 84 | 87 | 0.0050061 | 0.125 | 0.08 | 261 | 0 | 0.364 | 1 | 1 | cs | TRUE
91 | LV_4044-10_0_6_line_91 |  | 85 | 88 | 0.0009145 | 0.125 | 0.08 | 261 | 0 | 0.364 | 1 | 1 | cs | TRUE
92 | LV_4044-10_0_6_line_92 |  | 86 | 89 | 0.0082726 | 0.125 | 0.08 | 261 | 0 | 0.364 | 1 | 1 | cs | TRUE
93 | LV_4044-10_0_6_line_93 |  | 88 | 90 | 0.029681 | 0.125 | 0.08 | 261 | 0 | 0.364 | 1 | 1 | cs | TRUE
94 | LV_4044-10_0_6_line_94 |  | 90 | 170 | 0.01491 | 0.125 | 0.08 | 261 | 0 | 0.364 | 1 | 1 | cs | TRUE
95 | LV_4044-10_0_6_line_95 |  | 91 | 92 | 0.034585 | 0.125 | 0.08 | 261 | 0 | 0.364 | 1 | 1 | cs | TRUE
96 | LV_4044-10_0_6_line_96 |  | 92 | 108 | 0.0032909 | 0.125 | 0.08 | 261 | 0 | 0.364 | 1 | 1 | cs | TRUE
97 | LV_4044-10_0_6_line_97 |  | 93 | 102 | 0.011152 | 0.125 | 0.08 | 261 | 0 | 0.364 | 1 | 3 | cs | TRUE
98 | LV_4044-10_0_6_line_98 |  | 94 | 95 | 0.0050227 | 0.125 | 0.08 | 261 | 0 | 0.364 | 1 | 3 | cs | TRUE
99 | LV_4044-10_0_6_line_99 |  | 95 | 96 | 0.029604 | 0.125 | 0.08 | 261 | 0 | 0.364 | 1 | 3 | cs | TRUE
100 | LV_4044-10_0_6_line_100 |  | 96 | 97 | 0.022116 | 0.125 | 0.08 | 261 | 0 | 0.364 | 1 | 3 | cs | TRUE
101 | LV_4044-10_0_6_line_101 |  | 96 | 98 | 0.020022 | 0.125 | 0.08 | 261 | 0 | 0.364 | 1 | 1 | cs | TRUE
102 | LV_4044-10_0_6_line_102 |  | 97 | 99 | 0.025224 | 0.125 | 0.08 | 261 | 0 | 0.364 | 1 | 3 | cs | TRUE
103 | LV_4044-10_0_6_line_103 |  | 98 | 100 | 0.023891 | 0.125 | 0.08 | 261 | 0 | 0.364 | 1 | 1 | cs | TRUE
104 | LV_4044-10_0_6_line_104 |  | 99 | 101 | 0.022166 | 0.125 | 0.08 | 261 | 0 | 0.364 | 1 | 1 | cs | TRUE
105 | LV_4044-10_0_6_line_105 |  | 99 | 102 | 0.024777 | 0.125 | 0.08 | 261 | 0 | 0.364 | 1 | 3 | cs | TRUE
106 | LV_4044-10_0_6_line_106 |  | 101 | 120 | 0.00078738 | 0.125 | 0.08 | 261 | 0 | 0.364 | 1 | 1 | cs | TRUE
107 | LV_4044-10_0_6_line_107 |  | 103 | 104 | 0.0080721 | 0.125 | 0.08 | 261 | 0 | 0.364 | 1 | 1 | cs | TRUE
108 | LV_4044-10_0_6_line_108 |  | 104 | 105 | 0.0029122 | 0.125 | 0.08 | 261 | 0 | 0.364 | 1 | 1 | cs | TRUE
109 | LV_4044-10_0_6_line_109 |  | 105 | 106 | 0.0023281 | 0.125 | 0.08 | 261 | 0 | 0.364 | 1 | 1 | cs | TRUE
110 | LV_4044-10_0_6_line_110 |  | 106 | 107 | 0.018553 | 0.125 | 0.08 | 261 | 0 | 0.364 | 1 | 1 | cs | TRUE
111 | LV_4044-10_0_6_line_111 |  | 108 | 109 | 0.023827 | 0.125 | 0.08 | 261 | 0 | 0.364 | 1 | 1 | cs | TRUE
112 | LV_4044-10_0_6_line_112 |  | 110 | 111 | 0.0070835 | 0.125 | 0.08 | 261 | 0 | 0.364 | 1 | 1 | cs | TRUE
113 | LV_4044-10_0_6_line_113 |  | 111 | 112 | 0.037291 | 0.125 | 0.08 | 261 | 0 | 0.364 | 1 | 1 | cs | TRUE
114 | LV_4044-10_0_6_line_114 |  | 112 | 113 | 0.013598 | 0.125 | 0.08 | 261 | 0 | 0.364 | 1 | 1 | cs | TRUE
115 | LV_4044-10_0_6_line_115 |  | 113 | 114 | 0.021394 | 0.125 | 0.08 | 261 | 0 | 0.364 | 1 | 1 | cs | TRUE
116 | LV_4044-10_0_6_line_116 |  | 114 | 115 | 0.01862 | 0.125 | 0.08 | 261 | 0 | 0.364 | 1 | 1 | cs | TRUE
117 | LV_4044-10_0_6_line_117 |  | 115 | 116 | 0.004227 | 0.125 | 0.08 | 261 | 0 | 0.364 | 1 | 1 | cs | TRUE
118 | LV_4044-10_0_6_line_118 |  | 116 | 117 | 0.0076563 | 0.125 | 0.08 | 261 | 0 | 0.364 | 1 | 1 | cs | TRUE
119 | LV_4044-10_0_6_line_119 |  | 117 | 152 | 0.010301 | 0.125 | 0.08 | 261 | 0 | 0.364 | 1 | 1 | cs | TRUE
120 | LV_4044-10_0_6_line_120 |  | 118 | 119 | 0.025417 | 0.125 | 0.08 | 261 | 0 | 0.364 | 1 | 1 | cs | TRUE
121 | LV_4044-10_0_6_line_121 |  | 119 | 140 | 0.017714 | 0.125 | 0.08 | 261 | 0 | 0.364 | 1 | 1 | cs | TRUE
122 | LV_4044-10_0_6_line_122 |  | 120 | 121 | 0.018271 | 0.125 | 0.08 | 261 | 0 | 0.364 | 1 | 1 | cs | TRUE
123 | LV_4044-10_0_6_line_123 |  | 121 | 129 | 0.019887 | 0.125 | 0.08 | 261 | 0 | 0.364 | 1 | 1 | cs | TRUE
124 | LV_4044-10_0_6_line_124 |  | 122 | 123 | 0.0088922 | 0.125 | 0.08 | 261 | 0 | 0.364 | 1 | 1 | cs | TRUE
125 | LV_4044-10_0_6_line_125 |  | 122 | 124 | 0.015556 | 0.125 | 0.08 | 261 | 0 | 0.364 | 1 | 1 | cs | TRUE
126 | LV_4044-10_0_6_line_126 |  | 123 | 125 | 0.0014781 | 0.125 | 0.08 | 261 | 0 | 0.364 | 1 | 1 | cs | TRUE
127 | LV_4044-10_0_6_line_127 |  | 124 | 126 | 0.010442 | 0.125 | 0.08 | 261 | 0 | 0.364 | 1 | 1 | cs | TRUE
128 | LV_4044-10_0_6_line_128 |  | 125 | 127 | 0.011805 | 0.125 | 0.08 | 261 | 0 | 0.364 | 1 | 1 | cs | TRUE
129 | LV_4044-10_0_6_line_129 |  | 126 | 128 | 0.069383 | 0.125 | 0.08 | 261 | 0 | 0.364 | 1 | 1 | cs | TRUE
130 | LV_4044-10_0_6_line_130 |  | 127 | 129 | 0.012928 | 0.125 | 0.08 | 261 | 0 | 0.364 | 1 | 1 | cs | TRUE
131 | LV_4044-10_0_6_line_131 |  | 128 | 130 | 0.037484 | 0.125 | 0.08 | 261 | 0 | 0.364 | 1 | 1 | cs | TRUE
132 | LV_4044-10_0_6_line_132 |  | 129 | 133 | 0.0096527 | 0.125 | 0.08 | 261 | 0 | 0.364 | 1 | 1 | cs | TRUE
133 | LV_4044-10_0_6_line_133 |  | 130 | 164 | 0.0065921 | 0.125 | 0.08 | 261 | 0 | 0.364 | 1 | 1 | cs | TRUE
134 | LV_4044-10_0_6_line_134 |  | 131 | 132 | 0.0062726 | 0.125 | 0.08 | 261 | 0 | 0.364 | 1 | 1 | cs | TRUE
135 | LV_4044-10_0_6_line_135 |  | 133 | 160 | 0.025645 | 0.125 | 0.08 | 261 | 0 | 0.364 | 1 | 1 | cs | TRUE
136 | LV_4044-10_0_6_line_136 |  | 134 | 135 | 0.01417 | 0.125 | 0.08 | 261 | 0 | 0.364 | 1 | 1 | cs | TRUE
137 | LV_4044-10_0_6_line_137 |  | 134 | 136 | 0.014926 | 0.125 | 0.08 | 261 | 0 | 0.364 | 1 | 1 | cs | TRUE
138 | LV_4044-10_0_6_line_138 |  | 135 | 137 | 0.014877 | 0.125 | 0.08 | 261 | 0 | 0.364 | 1 | 1 | cs | TRUE
139 | LV_4044-10_0_6_line_139 |  | 136 | 138 | 0.0084354 | 0.125 | 0.08 | 261 | 0 | 0.364 | 1 | 1 | cs | TRUE
140 | LV_4044-10_0_6_line_140 |  | 137 | 139 | 0.014775 | 0.125 | 0.08 | 261 | 0 | 0.364 | 1 | 1 | cs | TRUE
141 | LV_4044-10_0_6_line_141 |  | 139 | 140 | 0.010589 | 0.125 | 0.08 | 261 | 0 | 0.364 | 1 | 1 | cs | TRUE
142 | LV_4044-10_0_6_line_142 |  | 140 | 150 | 0.027289 | 0.125 | 0.08 | 261 | 0 | 0.364 | 1 | 1 | cs | TRUE
143 | LV_4044-10_0_6_line_143 |  | 140 | 151 | 0.012995 | 0.125 | 0.08 | 261 | 0 | 0.364 | 1 | 1 | cs | TRUE
144 | LV_4044-10_0_6_line_144 |  | 141 | 142 | 0.032702 | 0.125 | 0.08 | 261 | 0 | 0.364 | 1 | 1 | cs | TRUE
145 | LV_4044-10_0_6_line_145 |  | 141 | 143 | 0.0042696 | 0.125 | 0.08 | 261 | 0 | 0.364 | 1 | 1 | cs | TRUE
146 | LV_4044-10_0_6_line_146 |  | 142 | 144 | 0.029117 | 0.125 | 0.08 | 261 | 0 | 0.364 | 1 | 1 | cs | TRUE
147 | LV_4044-10_0_6_line_147 |  | 143 | 145 | 0.020851 | 0.125 | 0.08 | 261 | 0 | 0.364 | 1 | 1 | cs | TRUE
148 | LV_4044-10_0_6_line_148 |  | 144 | 146 | 0.017006 | 0.125 | 0.08 | 261 | 0 | 0.364 | 1 | 1 | cs | TRUE
149 | LV_4044-10_0_6_line_149 |  | 145 | 147 | 0.0033615 | 0.125 | 0.08 | 261 | 0 | 0.364 | 1 | 1 | cs | TRUE
150 | LV_4044-10_0_6_line_150 |  | 146 | 148 | 0.12134 | 0.125 | 0.08 | 261 | 0 | 0.364 | 1 | 1 | cs | TRUE
151 | LV_4044-10_0_6_line_151 |  | 147 | 149 | 0.0095477 | 0.125 | 0.08 | 261 | 0 | 0.364 | 1 | 1 | cs | TRUE
152 | LV_4044-10_0_6_line_152 |  | 148 | 166 | 0.027564 | 0.125 | 0.08 | 261 | 0 | 0.364 | 1 | 1 | cs | TRUE
153 | LV_4044-10_0_6_line_153 |  | 149 | 162 | 0.013002 | 0.125 | 0.08 | 261 | 0 | 0.364 | 1 | 1 | cs | TRUE
154 | LV_4044-10_0_6_line_154 |  | 150 | 152 | 0.0029661 | 0.125 | 0.08 | 261 | 0 | 0.364 | 1 | 1 | cs | TRUE
155 | LV_4044-10_0_6_line_155 |  | 150 | 153 | 0.013338 | 0.125 | 0.08 | 261 | 0 | 0.364 | 1 | 1 | cs | TRUE
156 | LV_4044-10_0_6_line_156 |  | 151 | 154 | 0.0070821 | 0.125 | 0.08 | 261 | 0 | 0.364 | 1 | 1 | cs | TRUE
157 | LV_4044-10_0_6_line_157 |  | 153 | 155 | 0.029069 | 0.125 | 0.08 | 261 | 0 | 0.364 | 1 | 1 | cs | TRUE
158 | LV_4044-10_0_6_line_158 |  | 154 | 156 | 0.030893 | 0.125 | 0.08 | 261 | 0 | 0.364 | 1 | 1 | cs | TRUE
159 | LV_4044-10_0_6_line_159 |  | 155 | 165 | 0.0082802 | 0.125 | 0.08 | 261 | 0 | 0.364 | 1 | 1 | cs | TRUE
160 | LV_4044-10_0_6_line_160 |  | 156 | 157 | 0.01366 | 0.125 | 0.08 | 261 | 0 | 0.364 | 1 | 1 | cs | TRUE
161 | LV_4044-10_0_6_line_161 |  | 157 | 158 | 0.025136 | 0.125 | 0.08 | 261 | 0 | 0.364 | 1 | 1 | cs | TRUE
162 | LV_4044-10_0_6_line_162 |  | 158 | 159 | 0.00012615 | 0.125 | 0.08 | 261 | 0 | 0.364 | 1 | 1 | cs | TRUE
163 | LV_4044-10_0_6_line_163 |  | 160 | 163 | 0.0089042 | 0.125 | 0.08 | 261 | 0 | 0.364 | 1 | 1 | cs | TRUE
164 | LV_4044-10_0_6_line_164 |  | 161 | 162 | 0.0014151 | 0.125 | 0.08 | 261 | 0 | 0.364 | 1 | 1 | cs | TRUE
165 | LV_4044-10_0_6_line_165 |  | 161 | 163 | 0.015157 | 0.125 | 0.08 | 261 | 0 | 0.364 | 1 | 1 | cs | TRUE
166 | LV_4044-10_0_6_line_166 |  | 164 | 165 | 0.014215 | 0.125 | 0.08 | 261 | 0 | 0.364 | 1 | 1 | cs | TRUE
167 | LV_4044-10_0_6_line_167 |  | 166 | 167 | 0.016585 | 0.125 | 0.08 | 261 | 0 | 0.364 | 1 | 1 | cs | TRUE
168 | LV_4044-10_0_6_line_168 |  | 166 | 168 | 0.15857 | 0.125 | 0.08 | 261 | 0 | 0.364 | 1 | 1 | cs | TRUE
169 | LV_4044-10_0_6_line_169 |  | 168 | 169 | 0.030901 | 0.125 | 0.08 | 261 | 0 | 0.364 | 1 | 1 | cs | TRUE

## trafo
| name | std_type | hv_bus | lv_bus | sn_mva | vn_hv_kv | vn_lv_kv | vk_percent | vkr_percent | pfe_kw | i0_percent | shift_degree | tap_side | tap_neutral | tap_min | tap_max | tap_step_percent | tap_step_degree | tap_pos | tap_phase_shifter | parallel | df | in_service
0 | LV_4044-10_0_6_trafo_168 | 0.63 MVA 20/0.4 kV | 171 | 93 | 0.63 | 20 | 0.4 | 6 | 1.206 | 1.65 | 0.2619 | 150 | hv | 0 | -2 | 2 | 2.5 | 0 | 0 | FALSE | 1 | 1 | TRUE

## line_geodata
| x0 | y0 | x1 | y1 | x2 | y2 | x3 | y3 | x4 | y4 | x5 | y5
0 | 2660956.4118 | 1261689.5167 | 2660980.163 | 1261675.0107
1 | 2660993.0428 | 1261667.1444 | 2660980.163 | 1261675.0107
2 | 2660956.4118 | 1261689.5167 | 2660971.8596 | 1261724.6648
3 | 2660993.0428 | 1261667.1444 | 2661015.8487 | 1261653.4361
4 | 2660984.4997 | 1261753.914 | 2660975.8033 | 1261733.6377 | 2660971.8596 | 1261724.6648
5 | 2661015.8487 | 1261653.4361 | 2661026.4228 | 1261677.9574
6 | 2661092.5 | 1261661.4438 | 2661109.5633 | 1261655.171
7 | 2661109.1549 | 1261703.4355 | 2661092.5 | 1261661.4438
8 | 2661092.5 | 1261661.4438 | 2661026.4228 | 1261677.9574
9 | 2661109.1549 | 1261703.4355 | 2661099.5972 | 1261703.7926
10 | 2661109.1549 | 1261703.4355 | 2661112.8908 | 1261712.2843
11 | 2661076.33 | 1261794.117 | 2661070.5879 | 1261803.0882 | 2661062.7004 | 1261812.4864
12 | 2661091.8974 | 1261766.8187 | 2661081.0873 | 1261786.6845 | 2661076.33 | 1261794.117
13 | 2661049.1663 | 1261824.0711 | 2661060.7625 | 1261814.7954 | 2661062.7004 | 1261812.4864
14 | 2661094.5249 | 1261761.9902 | 2661091.8974 | 1261766.8187
15 | 2661119.2308 | 1261727.3015 | 2661112.8908 | 1261712.2843
16 | 2661119.2308 | 1261727.3015 | 2661126.9687 | 1261721.4882 | 2661140.6919 | 1261712.5012 | 2661148.2764 | 1261709.5247
17 | 2661119.2308 | 1261727.3015 | 2661108.3395 | 1261740.0539 | 2661106.2875 | 1261743.1647
18 | 2661167.9912 | 1261701.7879 | 2661148.2764 | 1261709.5247
19 | 2661103.3251 | 1261747.6553 | 2661106.2875 | 1261743.1647
20 | 2661177.7397 | 1261697.9623 | 2661167.9912 | 1261701.7879
21 | 2661094.5249 | 1261761.9902 | 2661097.6155 | 1261756.3106 | 2661103.3251 | 1261747.6553
22 | 2661177.7397 | 1261697.9623 | 2661188.2883 | 1261722.5945
23 | 2661177.7397 | 1261697.9623 | 2661188.0022 | 1261694.299
24 | 2661345.9779 | 1261705.4942 | 2661349.0125 | 1261708.0093 | 2661361.8178 | 1261720.9891
25 | 2661393.3107 | 1261729.629 | 2661385.1109 | 1261726.9197 | 2661365.7593 | 1261724.9843 | 2661361.8178 | 1261720.9891
26 | 2661345.9779 | 1261705.4942 | 2661342.4819 | 1261702.5967
27 | 2661390.0381 | 1261753.1012 | 2661390.3172 | 1261736.3696 | 2661393.3107 | 1261729.629
28 | 2661342.4819 | 1261702.5967 | 2661337.1545 | 1261698.1813
29 | 2661390.0381 | 1261753.1012 | 2661383.3463 | 1261754.644 | 2661369.8121 | 1261757.7392 | 2661347.9284 | 1261766.1515
30 | 2661304.1871 | 1261680.5358 | 2661326.5413 | 1261689.385 | 2661337.1545 | 1261698.1813
31 | 2661315.2706 | 1261779.1205 | 2661341.4214 | 1261768.6529 | 2661347.9284 | 1261766.1515
32 | 2661291.3543 | 1261656.652 | 2661299.927 | 1261664.8246 | 2661304.1871 | 1261680.5358
33 | 2661304.1871 | 1261680.5358 | 2661295.586 | 1261689.5486
34 | 2661411.114 | 1261664.0203 | 2661409.7312 | 1261651.305
35 | 2661408.5124 | 1261639.2427 | 2661409.481 | 1261649.0043 | 2661409.7312 | 1261651.305
36 | 2661315.2706 | 1261779.1205 | 2661298.1262 | 1261785.983
37 | 2661291.3543 | 1261656.652 | 2661302.0074 | 1261656.7513 | 2661309.5746 | 1261652.047
38 | 2661291.3543 | 1261656.652 | 2661270.9355 | 1261664.0898
39 | 2661291.3543 | 1261656.652 | 2661272.3804 | 1261623.2863
40 | 2661290.0352 | 1261695.3652 | 2661295.586 | 1261689.5486
41 | 2661314.437 | 1261649.0242 | 2661309.5746 | 1261652.047
42 | 2661272.3804 | 1261623.2863 | 2661265.081 | 1261610.4501
43 | 2661290.0352 | 1261695.3652 | 2661270.5965 | 1261715.7346
44 | 2661413.2119 | 1261582.968 | 2661414.547 | 1261578.3718
45 | 2661419.3863 | 1261572.3843 | 2661414.547 | 1261578.3718
46 | 2661405.5372 | 1261609.3899 | 2661413.2119 | 1261582.968
47 | 2661419.3863 | 1261572.3843 | 2661416.0816 | 1261566.2788 | 2661415.8202 | 1261563.4275
48 | 2661405.5372 | 1261609.3899 | 2661408.5124 | 1261639.2427
49 | 2661405.5372 | 1261609.3899 | 2661388.7302 | 1261612.7069 | 2661382.5164 | 1261614.7405
50 | 2661382.5164 | 1261614.7405 | 2661380.2361 | 1261615.4868
51 | 2661380.2361 | 1261615.4868 | 2661358.5504 | 1261622.5841
52 | 2661362.5258 | 1261518.8724 | 2661341.8084 | 1261529.9935
53 | 2661341.8084 | 1261529.9935 | 2661325.9586 | 1261538.5017 | 2661319.4924 | 1261541.3788
54 | 2661230.3663 | 1261581.1501 | 2661225.4528 | 1261583.3828 | 2661215.694 | 1261585.9704
55 | 2661203.0139 | 1261589.321 | 2661204.5465 | 1261588.9262 | 2661215.694 | 1261585.9704
56 | 2661244.7121 | 1261574.6312 | 2661230.3663 | 1261581.1501
57 | 2661173.2753 | 1261596.9809 | 2661203.0139 | 1261589.321
58 | 2661244.7121 | 1261574.6312 | 2661253.4795 | 1261590.0487
59 | 2661244.7121 | 1261574.6312 | 2661237.443 | 1261559.5882
60 | 2661244.7121 | 1261574.6312 | 2661277.0006 | 1261560.275
61 | 2661261.379 | 1261603.9402 | 2661253.4795 | 1261590.0487
62 | 2661237.3745 | 1261559.4463 | 2661237.443 | 1261559.5882
63 | 2661280.4271 | 1261558.7515 | 2661277.0006 | 1261560.275
64 | 2661261.379 | 1261603.9402 | 2661263.9281 | 1261608.4227
65 | 2661229.7593 | 1261543.6872 | 2661237.3745 | 1261559.4463
66 | 2661281.7933 | 1261558.1441 | 2661280.4271 | 1261558.7515
67 | 2661286.5952 | 1261556.009 | 2661281.7933 | 1261558.1441
68 | 2661291.4061 | 1261553.87 | 2661286.5952 | 1261556.009
69 | 2661291.4061 | 1261553.87 | 2661304.5337 | 1261548.0331
70 | 2661263.9281 | 1261608.4227 | 2661265.081 | 1261610.4501
71 | 2661215.0941 | 1261513.3355 | 2661222.509 | 1261528.5678 | 2661224.2489 | 1261532.2774 | 2661229.7593 | 1261543.6872
72 | 2661232.1839 | 1261678.2054 | 2661237.3992 | 1261676.3057
73 | 2661232.1839 | 1261678.2054 | 2661216.5561 | 1261683.898
74 | 2661237.3992 | 1261676.3057 | 2661239.3924 | 1261675.5797
75 | 2661208.402 | 1261686.8682 | 2661216.5561 | 1261683.898
76 | 2661188.0022 | 1261694.299 | 2661208.402 | 1261686.8682
77 | 2661188.0022 | 1261694.299 | 2661172.6457 | 1261654.8633
78 | 2661172.6457 | 1261654.8633 | 2661172.4962 | 1261654.4794
79 | 2661189.1871 | 1261724.6663 | 2661189.1136 | 1261724.5216 | 2661188.2883 | 1261722.5945
80 | 2661189.1871 | 1261724.6663 | 2661189.9037 | 1261726.0753 | 2661199.2412 | 1261744.4151
81 | 2661233.8392 | 1261505.9991 | 2661230.4581 | 1261507.3224
82 | 2661215.0941 | 1261513.3355 | 2661230.4581 | 1261507.3224
83 | 2661215.0941 | 1261513.3355 | 2661194.3247 | 1261471.238
84 | 2661314.437 | 1261649.0242 | 2661330.8797 | 1261638.8021
85 | 2661331.1325 | 1261638.645 | 2661330.8797 | 1261638.8021
86 | 2661304.7499 | 1261528.9081 | 2661305.3608 | 1261531.3036
87 | 2661309.1081 | 1261545.9992 | 2661305.3608 | 1261531.3036
88 | 2661304.523 | 1261528.0184 | 2661304.7499 | 1261528.9081
89 | 2661309.1081 | 1261545.9992 | 2661311.9342 | 1261544.7417
90 | 2661309.1081 | 1261545.9992 | 2661304.5337 | 1261548.0331
91 | 2661304.2971 | 1261527.1322 | 2661304.523 | 1261528.0184
92 | 2661319.4924 | 1261541.3788 | 2661311.9342 | 1261544.7417
93 | 2661304.2971 | 1261527.1322 | 2661295.2426 | 1261498.8655
94 | 2661295.2426 | 1261498.8655 | 2661290.5367 | 1261484.7175
95 | 2661049.1663 | 1261824.0711 | 2661040.2042 | 1261831.2398 | 2661021.1734 | 1261844.3486
96 | 2661018.4633 | 1261846.2155 | 2661021.1734 | 1261844.3486
97 | 2661204.3012 | 1261754.3534 | 2661199.2412 | 1261744.4151
98 | 2661267.1288 | 1261719.3682 | 2661270.5965 | 1261715.7346
99 | 2661246.6909 | 1261740.7846 | 2661267.1288 | 1261719.3682
100 | 2661246.6909 | 1261740.7846 | 2661232.1394 | 1261757.4385
101 | 2661246.6909 | 1261740.7846 | 2661255.7473 | 1261753.8991 | 2661258.4019 | 1261757.0035
102 | 2661215.5428 | 1261776.433 | 2661232.1394 | 1261757.4385
103 | 2661270.0361 | 1261777.5977 | 2661263.8246 | 1261763.3452 | 2661258.4019 | 1261757.0035
104 | 2661215.5428 | 1261776.433 | 2661199.0199 | 1261791.2086
105 | 2661215.5428 | 1261776.433 | 2661204.3012 | 1261754.3534
106 | 2661198.433 | 1261791.7335 | 2661199.0199 | 1261791.2086
107 | 2661358.5504 | 1261622.5841 | 2661355.207 | 1261623.6784 | 2661351.3392 | 1261626.0829
108 | 2661348.866 | 1261627.6204 | 2661351.3392 | 1261626.0829
109 | 2661348.866 | 1261627.6204 | 2661346.8889 | 1261628.8496
110 | 2661331.1325 | 1261638.645 | 2661346.8889 | 1261628.8496
111 | 2661018.4633 | 1261846.2155 | 2660998.5812 | 1261859.22 | 2660998.5234 | 1261859.2579
112 | 2661348.2507 | 1261823.5751 | 2661341.1944 | 1261824.1955
113 | 2661345.6054 | 1261860.6749 | 2661347.0415 | 1261854.4297 | 2661347.8065 | 1261839.5155 | 2661348.2507 | 1261823.5751
114 | 2661345.6054 | 1261860.6749 | 2661332.1786 | 1261858.523
115 | 2661311.433 | 1261863.3929 | 2661318.0945 | 1261860.9122 | 2661332.1786 | 1261858.523
116 | 2661311.433 | 1261863.3929 | 2661293.9838 | 1261869.8908
117 | 2661290.0226 | 1261871.3659 | 2661293.9838 | 1261869.8908
118 | 2661290.0226 | 1261871.3659 | 2661288.1725 | 1261872.0548 | 2661283.0787 | 1261874.5728
119 | 2661273.8446 | 1261879.1374 | 2661283.0787 | 1261874.5728
120 | 2661299.5117 | 1261898.6025 | 2661323.1807 | 1261889.3384
121 | 2661283.0159 | 1261905.059 | 2661299.5117 | 1261898.6025
122 | 2661198.433 | 1261791.7335 | 2661184.8132 | 1261803.9131
123 | 2661169.9891 | 1261817.1696 | 2661184.8132 | 1261803.9131
124 | 2661174.9636 | 1261851.7463 | 2661175.0601 | 1261847.0105 | 2661174.6486 | 1261842.8755
125 | 2661174.9636 | 1261851.7463 | 2661174.6467 | 1261867.2989 | 2661174.6467 | 1261867.2989
126 | 2661174.5022 | 1261841.4047 | 2661174.6486 | 1261842.8755
127 | 2661176.4107 | 1261877.5912 | 2661174.6467 | 1261867.2989
128 | 2661173.3333 | 1261829.6577 | 2661174.5022 | 1261841.4047
129 | 2661185.3469 | 1261945.8338 | 2661183.3902 | 1261943.4341 | 2661183.2931 | 1261938.2515 | 2661183.0953 | 1261928.2421 | 2661176.8708 | 1261880.2759 | 2661176.4107 | 1261877.5912
130 | 2661169.9891 | 1261817.1696 | 2661173.3333 | 1261829.6577 | 2661173.3333 | 1261829.6577
131 | 2661185.3469 | 1261945.8338 | 2661192.4601 | 1261942.1158 | 2661198.4892 | 1261933.2272 | 2661211.9355 | 1261920.2074
132 | 2661169.9891 | 1261817.1696 | 2661162.4179 | 1261823.1573
133 | 2661211.9355 | 1261920.2074 | 2661215.3165 | 1261916.9337 | 2661216.838 | 1261915.8194
134 | 2661292.3029 | 1261788.314 | 2661298.1262 | 1261785.983
135 | 2661162.4179 | 1261823.1573 | 2661143.4539 | 1261838.1552 | 2661142.2458 | 1261838.9871
136 | 2661239.5072 | 1261937.729 | 2661243.463 | 1261934.6045 | 2661250.777 | 1261929.1411
137 | 2661239.5072 | 1261937.729 | 2661227.7943 | 1261946.9805
138 | 2661250.777 | 1261929.1411 | 2661262.6956 | 1261920.238
139 | 2661221.1747 | 1261952.2091 | 2661227.7943 | 1261946.9805
140 | 2661274.5323 | 1261911.3961 | 2661262.6956 | 1261920.238
141 | 2661283.0159 | 1261905.059 | 2661274.5323 | 1261911.3961
142 | 2661283.0159 | 1261905.059 | 2661271.1856 | 1261880.4518
143 | 2661283.0159 | 1261905.059 | 2661286.8848 | 1261917.465
144 | 2661050.3986 | 1261898.0582 | 2661077.9826 | 1261880.4921
145 | 2661081.584 | 1261878.1987 | 2661077.9826 | 1261880.4921
146 | 2661050.3986 | 1261898.0582 | 2661025.8389 | 1261913.6983
147 | 2661081.584 | 1261878.1987 | 2661099.1714 | 1261866.9987
148 | 2661011.4945 | 1261922.8331 | 2661025.8389 | 1261913.6983
149 | 2661102.0068 | 1261865.1931 | 2661099.1714 | 1261866.9987
150 | 2661011.4945 | 1261922.8331 | 2661018.9922 | 1262043.9438
151 | 2661110.0601 | 1261860.0645 | 2661102.0068 | 1261865.1931
152 | 2661008.8585 | 1262063.676 | 2661016.6605 | 1262058.1635 | 2661022.2363 | 1262052.2833 | 2661022.4198 | 1262046.9146 | 2661018.9922 | 1262043.9438
153 | 2661110.0601 | 1261860.0645 | 2661121.0272 | 1261853.0805
154 | 2661271.1856 | 1261880.4518 | 2661273.8446 | 1261879.1374
155 | 2661271.1856 | 1261880.4518 | 2661259.7677 | 1261887.347
156 | 2661288.9933 | 1261924.226 | 2661286.8848 | 1261917.465
157 | 2661234.9869 | 1261902.5278 | 2661236.6652 | 1261901.2986 | 2661259.7677 | 1261887.347
158 | 2661298.1907 | 1261953.7185 | 2661288.9933 | 1261924.226
159 | 2661228.3067 | 1261907.4201 | 2661234.9869 | 1261902.5278
160 | 2661298.1907 | 1261953.7185 | 2661286.6028 | 1261960.9516
161 | 2661265.28 | 1261974.261 | 2661286.6028 | 1261960.9516
162 | 2661265.173 | 1261974.3278 | 2661265.28 | 1261974.261
163 | 2661142.2458 | 1261838.9871 | 2661134.9125 | 1261844.0376
164 | 2661122.2208 | 1261852.3204 | 2661121.0272 | 1261853.0805
165 | 2661122.2208 | 1261852.3204 | 2661131.0466 | 1261846.6999 | 2661134.9125 | 1261844.0376
166 | 2661228.3067 | 1261907.4201 | 2661216.838 | 1261915.8194
167 | 2661008.8585 | 1262063.676 | 2661016.6605 | 1262058.1635 | 2661021.4994 | 1262053.0605
168 | 2661008.8585 | 1262063.676 | 2660850.5781 | 1262073.2978
169 | 2660850.5781 | 1262073.2978 | 2660846.2635 | 1262079.647 | 2660833.7856 | 1262099.2353

## bus_geodata
| x | y | coords
0 | 2660980.163 | 1261675.0107
1 | 2660956.4118 | 1261689.5167
2 | 2660993.0428 | 1261667.1444
3 | 2660971.8596 | 1261724.6648
4 | 2661015.8487 | 1261653.4361
5 | 2661092.5 | 1261661.4438
6 | 2661109.5633 | 1261655.171
7 | 2661109.1549 | 1261703.4355
8 | 2661026.4228 | 1261677.9574
9 | 2660984.4997 | 1261753.914
10 | 2661076.33 | 1261794.117
11 | 2661062.7004 | 1261812.4864
12 | 2661091.8974 | 1261766.8187
13 | 2661099.5972 | 1261703.7926
14 | 2661112.8908 | 1261712.2843
15 | 2661119.2308 | 1261727.3015
16 | 2661148.2764 | 1261709.5247
17 | 2661106.2875 | 1261743.1647
18 | 2661167.9912 | 1261701.7879
19 | 2661103.3251 | 1261747.6553
20 | 2661177.7397 | 1261697.9623
21 | 2661094.5249 | 1261761.9902
22 | 2661361.8178 | 1261720.9891
23 | 2661345.9779 | 1261705.4942
24 | 2661393.3107 | 1261729.629
25 | 2661342.4819 | 1261702.5967
26 | 2661390.0381 | 1261753.1012
27 | 2661337.1545 | 1261698.1813
28 | 2661347.9284 | 1261766.1515
29 | 2661304.1871 | 1261680.5358
30 | 2661411.114 | 1261664.0203
31 | 2661409.7312 | 1261651.305
32 | 2661315.2706 | 1261779.1205
33 | 2661291.3543 | 1261656.652
34 | 2661295.586 | 1261689.5486
35 | 2661309.5746 | 1261652.047
36 | 2661270.9355 | 1261664.0898
37 | 2661272.3804 | 1261623.2863
38 | 2661290.0352 | 1261695.3652
39 | 2661414.547 | 1261578.3718
40 | 2661413.2119 | 1261582.968
41 | 2661419.3863 | 1261572.3843
42 | 2661405.5372 | 1261609.3899
43 | 2661415.8202 | 1261563.4275
44 | 2661408.5124 | 1261639.2427
45 | 2661382.5164 | 1261614.7405
46 | 2661380.2361 | 1261615.4868
47 | 2661362.5258 | 1261518.8724
48 | 2661341.8084 | 1261529.9935
49 | 2661215.694 | 1261585.9704
50 | 2661230.3663 | 1261581.1501
51 | 2661203.0139 | 1261589.321
52 | 2661244.7121 | 1261574.6312
53 | 2661173.2753 | 1261596.9809
54 | 2661253.4795 | 1261590.0487
55 | 2661237.443 | 1261559.5882
56 | 2661277.0006 | 1261560.275
57 | 2661261.379 | 1261603.9402
58 | 2661237.3745 | 1261559.4463
59 | 2661280.4271 | 1261558.7515
60 | 2661281.7933 | 1261558.1441
61 | 2661286.5952 | 1261556.009
62 | 2661291.4061 | 1261553.87
63 | 2661263.9281 | 1261608.4227
64 | 2661229.7593 | 1261543.6872
65 | 2661232.1839 | 1261678.2054
66 | 2661237.3992 | 1261676.3057
67 | 2661216.5561 | 1261683.898
68 | 2661239.3924 | 1261675.5797
69 | 2661208.402 | 1261686.8682
70 | 2661188.0022 | 1261694.299
71 | 2661172.6457 | 1261654.8633
72 | 2661172.4962 | 1261654.4794
73 | 2661188.2883 | 1261722.5945
74 | 2661189.1871 | 1261724.6663
75 | 2661233.8392 | 1261505.9991
76 | 2661230.4581 | 1261507.3224
77 | 2661215.0941 | 1261513.3355
78 | 2661194.3247 | 1261471.238
79 | 2661265.081 | 1261610.4501
80 | 2661314.437 | 1261649.0242
81 | 2661330.8797 | 1261638.8021
82 | 2661305.3608 | 1261531.3036
83 | 2661304.7499 | 1261528.9081
84 | 2661309.1081 | 1261545.9992
85 | 2661304.523 | 1261528.0184
86 | 2661311.9342 | 1261544.7417
87 | 2661304.5337 | 1261548.0331
88 | 2661304.2971 | 1261527.1322
89 | 2661319.4924 | 1261541.3788
90 | 2661295.2426 | 1261498.8655
91 | 2661049.1663 | 1261824.0711
92 | 2661021.1734 | 1261844.3486
93 | 2661199.2412 | 1261744.4151
94 | 2661270.5965 | 1261715.7346
95 | 2661267.1288 | 1261719.3682
96 | 2661246.6909 | 1261740.7846
97 | 2661232.1394 | 1261757.4385
98 | 2661258.4019 | 1261757.0035
99 | 2661215.5428 | 1261776.4329
100 | 2661270.0361 | 1261777.5977
101 | 2661199.0199 | 1261791.2086
102 | 2661204.3012 | 1261754.3534
103 | 2661358.5504 | 1261622.5841
104 | 2661351.3392 | 1261626.0829
105 | 2661348.866 | 1261627.6204
106 | 2661346.8889 | 1261628.8496
107 | 2661331.1325 | 1261638.6449
108 | 2661018.4633 | 1261846.2155
109 | 2660998.5234 | 1261859.2579
110 | 2661341.1944 | 1261824.1955
111 | 2661348.2507 | 1261823.5751
112 | 2661345.6054 | 1261860.6749
113 | 2661332.1786 | 1261858.523
114 | 2661311.433 | 1261863.3929
115 | 2661293.9838 | 1261869.8908
116 | 2661290.0226 | 1261871.3659
117 | 2661283.0787 | 1261874.5728
118 | 2661323.1807 | 1261889.3384
119 | 2661299.5117 | 1261898.6025
120 | 2661198.433 | 1261791.7335
121 | 2661184.8132 | 1261803.9131
122 | 2661174.9636 | 1261851.7463
123 | 2661174.6486 | 1261842.8755
124 | 2661174.6467 | 1261867.2989
125 | 2661174.5022 | 1261841.4047
126 | 2661176.4107 | 1261877.5912
127 | 2661173.3333 | 1261829.6577
128 | 2661185.3469 | 1261945.8338
129 | 2661169.9891 | 1261817.1696
130 | 2661211.9355 | 1261920.2074
131 | 2661298.1262 | 1261785.983
132 | 2661292.3029 | 1261788.314
133 | 2661162.4179 | 1261823.1573
134 | 2661239.5072 | 1261937.729
135 | 2661250.777 | 1261929.1411
136 | 2661227.7943 | 1261946.9805
137 | 2661262.6956 | 1261920.238
138 | 2661221.1747 | 1261952.2091
139 | 2661274.5323 | 1261911.3961
140 | 2661283.0159 | 1261905.059
141 | 2661077.9826 | 1261880.4921
142 | 2661050.3986 | 1261898.0582
143 | 2661081.584 | 1261878.1987
144 | 2661025.8389 | 1261913.6983
145 | 2661099.1714 | 1261866.9987
146 | 2661011.4945 | 1261922.8331
147 | 2661102.0068 | 1261865.1931
148 | 2661018.9922 | 1262043.9437
149 | 2661110.0601 | 1261860.0645
150 | 2661271.1856 | 1261880.4518
151 | 2661286.8848 | 1261917.465
152 | 2661273.8446 | 1261879.1374
153 | 2661259.7677 | 1261887.347
154 | 2661288.9933 | 1261924.226
155 | 2661234.9869 | 1261902.5278
156 | 2661298.1907 | 1261953.7185
157 | 2661286.6028 | 1261960.9516
158 | 2661265.28 | 1261974.261
159 | 2661265.173 | 1261974.3278
160 | 2661142.2458 | 1261838.9871
161 | 2661122.2208 | 1261852.3204
162 | 2661121.0272 | 1261853.0805
163 | 2661134.9125 | 1261844.0376
164 | 2661216.838 | 1261915.8194
165 | 2661228.3067 | 1261907.4201
166 | 2661008.8585 | 1262063.676
167 | 2661021.4994 | 1262053.0605
168 | 2660850.5781 | 1262073.2978
169 | 2660833.7856 | 1262099.2353
170 | 2661290.5367 | 1261484.7175
171 | 2661215.5428 | 1261776.4329

## line_std_types
| c_nf_per_km | r_ohm_per_km | x_ohm_per_km | max_i_ka | type | q_mm2 | alpha | voltage_rating
NAYY 4x50 SE | 210 | 0.642 | 0.083 | 0.142 | cs | 50 | 0.00403 | LV
NAYY 4x120 SE | 264 | 0.225 | 0.08 | 0.242 | cs | 120 | 0.00403 | LV
NAYY 4x150 SE | 261 | 0.208 | 0.08 | 0.27 | cs | 150 | 0.00403 | LV
NA2XS2Y 1x95 RM/25 12/20 kV | 216 | 0.313 | 0.132 | 0.252 | cs | 95 | 0.00403 | MV
NA2XS2Y 1x185 RM/25 12/20 kV | 273 | 0.161 | 0.117 | 0.362 | cs | 185 | 0.00403 | MV
NA2XS2Y 1x240 RM/25 12/20 kV | 304 | 0.122 | 0.112 | 0.421 | cs | 240 | 0.00403 | MV
NA2XS2Y 1x95 RM/25 6/10 kV | 315 | 0.313 | 0.123 | 0.249 | cs | 95 | 0.00403 | MV
NA2XS2Y 1x185 RM/25 6/10 kV | 406 | 0.161 | 0.11 | 0.358 | cs | 185 | 0.00403 | MV
NA2XS2Y 1x240 RM/25 6/10 kV | 456 | 0.122 | 0.105 | 0.416 | cs | 240 | 0.00403 | MV
NA2XS2Y 1x150 RM/25 12/20 kV | 250 | 0.206 | 0.116 | 0.319 | cs | 150 | 0.00403 | MV
NA2XS2Y 1x120 RM/25 12/20 kV | 230 | 0.253 | 0.119 | 0.283 | cs | 120 | 0.00403 | MV
NA2XS2Y 1x70 RM/25 12/20 kV | 190 | 0.443 | 0.132 | 0.22 | cs | 70 | 0.00403 | MV
NA2XS2Y 1x150 RM/25 6/10 kV | 360 | 0.206 | 0.11 | 0.315 | cs | 150 | 0.00403 | MV
NA2XS2Y 1x120 RM/25 6/10 kV | 340 | 0.253 | 0.113 | 0.28 | cs | 120 | 0.00403 | MV
NA2XS2Y 1x70 RM/25 6/10 kV | 280 | 0.443 | 0.123 | 0.217 | cs | 70 | 0.00403 | MV
N2XS(FL)2Y 1x120 RM/35 64/110 kV | 112 | 0.153 | 0.166 | 0.366 | cs | 120 | 0.00393 | HV
N2XS(FL)2Y 1x185 RM/35 64/110 kV | 125 | 0.099 | 0.156 | 0.457 | cs | 185 | 0.00393 | HV
N2XS(FL)2Y 1x240 RM/35 64/110 kV | 135 | 0.075 | 0.149 | 0.526 | cs | 240 | 0.00393 | HV
N2XS(FL)2Y 1x300 RM/35 64/110 kV | 144 | 0.06 | 0.144 | 0.588 | cs | 300 | 0.00393 | HV
15-AL1/3-ST1A 0.4 | 11 | 1.8769 | 0.35 | 0.105 | ol | 16 | 0.00403 | LV
24-AL1/4-ST1A 0.4 | 11.25 | 1.2012 | 0.335 | 0.14 | ol | 24 | 0.00403 | LV
48-AL1/8-ST1A 0.4 | 12.2 | 0.5939 | 0.3 | 0.21 | ol | 48 | 0.00403 | LV
94-AL1/15-ST1A 0.4 | 13.2 | 0.306 | 0.29 | 0.35 | ol | 94 | 0.00403 | LV
34-AL1/6-ST1A 10.0 | 9.7 | 0.8342 | 0.36 | 0.17 | ol | 34 | 0.00403 | MV
48-AL1/8-ST1A 10.0 | 10.1 | 0.5939 | 0.35 | 0.21 | ol | 48 | 0.00403 | MV
70-AL1/11-ST1A 10.0 | 10.4 | 0.4132 | 0.339 | 0.29 | ol | 70 | 0.00403 | MV
94-AL1/15-ST1A 10.0 | 10.75 | 0.306 | 0.33 | 0.35 | ol | 94 | 0.00403 | MV
122-AL1/20-ST1A 10.0 | 11.1 | 0.2376 | 0.323 | 0.41 | ol | 122 | 0.00403 | MV
149-AL1/24-ST1A 10.0 | 11.25 | 0.194 | 0.315 | 0.47 | ol | 149 | 0.00403 | MV
34-AL1/6-ST1A 20.0 | 9.15 | 0.8342 | 0.382 | 0.17 | ol | 34 | 0.00403 | MV
48-AL1/8-ST1A 20.0 | 9.5 | 0.5939 | 0.372 | 0.21 | ol | 48 | 0.00403 | MV
70-AL1/11-ST1A 20.0 | 9.7 | 0.4132 | 0.36 | 0.29 | ol | 70 | 0.00403 | MV
94-AL1/15-ST1A 20.0 | 10 | 0.306 | 0.35 | 0.35 | ol | 94 | 0.00403 | MV
122-AL1/20-ST1A 20.0 | 10.3 | 0.2376 | 0.344 | 0.41 | ol | 122 | 0.00403 | MV
149-AL1/24-ST1A 20.0 | 10.5 | 0.194 | 0.337 | 0.47 | ol | 149 | 0.00403 | MV
184-AL1/30-ST1A 20.0 | 10.75 | 0.1571 | 0.33 | 0.535 | ol | 184 | 0.00403 | MV
243-AL1/39-ST1A 20.0 | 11 | 0.1188 | 0.32 | 0.645 | ol | 243 | 0.00403 | MV
48-AL1/8-ST1A 110.0 | 8 | 0.5939 | 0.46 | 0.21 | ol | 48 | 0.00403 | HV
70-AL1/11-ST1A 110.0 | 8.4 | 0.4132 | 0.45 | 0.29 | ol | 70 | 0.00403 | HV
94-AL1/15-ST1A 110.0 | 8.65 | 0.306 | 0.44 | 0.35 | ol | 94 | 0.00403 | HV
122-AL1/20-ST1A 110.0 | 8.5 | 0.2376 | 0.43 | 0.41 | ol | 122 | 0.00403 | HV
149-AL1/24-ST1A 110.0 | 8.75 | 0.194 | 0.41 | 0.47 | ol | 149 | 0.00403 | HV
184-AL1/30-ST1A 110.0 | 8.8 | 0.1571 | 0.4 | 0.535 | ol | 184 | 0.00403 | HV
243-AL1/39-ST1A 110.0 | 9 | 0.1188 | 0.39 | 0.645 | ol | 243 | 0.00403 | HV
305-AL1/39-ST1A 110.0 | 9.2 | 0.0949 | 0.38 | 0.74 | ol | 305 | 0.00403 | HV
490-AL1/64-ST1A 110.0 | 9.75 | 0.059 | 0.37 | 0.96 | ol | 490 | 0.00403 | HV
679-AL1/86-ST1A 110.0 | 9.95 | 0.042 | 0.36 | 1.15 | ol | 679 | 0.00403 | HV
490-AL1/64-ST1A 220.0 | 10 | 0.059 | 0.285 | 0.96 | ol | 490 | 0.00403 | HV
679-AL1/86-ST1A 220.0 | 11.7 | 0.042 | 0.275 | 1.15 | ol | 679 | 0.00403 | HV
490-AL1/64-ST1A 380.0 | 11 | 0.059 | 0.253 | 0.96 | ol | 490 | 0.00403 | HV
679-AL1/86-ST1A 380.0 | 14.6 | 0.042 | 0.25 | 1.15 | ol | 679 | 0.00403 | HV

## trafo_std_types
| i0_percent | pfe_kw | vkr_percent | sn_mva | vn_lv_kv | vn_hv_kv | vk_percent | shift_degree | vector_group | tap_side | tap_neutral | tap_min | tap_max | tap_step_degree | tap_step_percent | tap_phase_shifter
160 MVA 380/110 kV | 0.06 | 60 | 0.25 | 160 | 110 | 380 | 12.2 | 0 | Yy0 | hv | 0 | -9 | 9 | 0 | 1.5 | FALSE
100 MVA 220/110 kV | 0.06 | 55 | 0.26 | 100 | 110 | 220 | 12 | 0 | Yy0 | hv | 0 | -9 | 9 | 0 | 1.5 | FALSE
63 MVA 110/20 kV | 0.04 | 22 | 0.32 | 63 | 20 | 110 | 18 | 150 | YNd5 | hv | 0 | -9 | 9 | 0 | 1.5 | FALSE
40 MVA 110/20 kV | 0.05 | 18 | 0.34 | 40 | 20 | 110 | 16.2 | 150 | YNd5 | hv | 0 | -9 | 9 | 0 | 1.5 | FALSE
25 MVA 110/20 kV | 0.07 | 14 | 0.41 | 25 | 20 | 110 | 12 | 150 | YNd5 | hv | 0 | -9 | 9 | 0 | 1.5 | FALSE
63 MVA 110/10 kV | 0.04 | 22 | 0.32 | 63 | 10 | 110 | 18 | 150 | YNd5 | hv | 0 | -9 | 9 | 0 | 1.5 | FALSE
40 MVA 110/10 kV | 0.05 | 18 | 0.34 | 40 | 10 | 110 | 16.2 | 150 | YNd5 | hv | 0 | -9 | 9 | 0 | 1.5 | FALSE
25 MVA 110/10 kV | 0.07 | 14 | 0.41 | 25 | 10 | 110 | 12 | 150 | YNd5 | hv | 0 | -9 | 9 | 0 | 1.5 | FALSE
0.25 MVA 20/0.4 kV | 0.32 | 0.8 | 1.44 | 0.25 | 0.4 | 20 | 6 | 150 | Yzn5 | hv | 0 | -2 | 2 | 0 | 2.5 | FALSE
0.4 MVA 20/0.4 kV | 0.3375 | 1.35 | 1.425 | 0.4 | 0.4 | 20 | 6 | 150 | Dyn5 | hv | 0 | -2 | 2 | 0 | 2.5 | FALSE
0.63 MVA 20/0.4 kV | 0.2619 | 1.65 | 1.206 | 0.63 | 0.4 | 20 | 6 | 150 | Dyn5 | hv | 0 | -2 | 2 | 0 | 2.5 | FALSE
0.25 MVA 10/0.4 kV | 0.24 | 0.6 | 1.2 | 0.25 | 0.4 | 10 | 4 | 150 | Dyn5 | hv | 0 | -2 | 2 | 0 | 2.5 | FALSE
0.4 MVA 10/0.4 kV | 0.2375 | 0.95 | 1.325 | 0.4 | 0.4 | 10 | 4 | 150 | Dyn5 | hv | 0 | -2 | 2 | 0 | 2.5 | FALSE
0.63 MVA 10/0.4 kV | 0.1873 | 1.18 | 1.0794 | 0.63 | 0.4 | 10 | 4 | 150 | Dyn5 | hv | 0 | -2 | 2 | 0 | 2.5 | FALSE

## trafo3w_std_types
| sn_hv_mva | sn_mv_mva | sn_lv_mva | vn_hv_kv | vn_mv_kv | vn_lv_kv | vk_hv_percent | vk_mv_percent | vk_lv_percent | vkr_hv_percent | vkr_mv_percent | vkr_lv_percent | pfe_kw | i0_percent | shift_mv_degree | shift_lv_degree | vector_group | tap_side | tap_neutral | tap_min | tap_max | tap_step_percent
63/25/38 MVA 110/20/10 kV | 63 | 25 | 38 | 110 | 20 | 10 | 10.4 | 10.4 | 10.4 | 0.28 | 0.32 | 0.35 | 35 | 0.89 | 0 | 0 | YN0yn0yn0 | hv | 0 | -10 | 10 | 1.2
63/25/38 MVA 110/10/10 kV | 63 | 25 | 38 | 110 | 10 | 10 | 10.4 | 10.4 | 10.4 | 0.28 | 0.32 | 0.35 | 35 | 0.89 | 0 | 0 | YN0yn0yn0 | hv | 0 | -10 | 10 | 1.2

## fuse_std_types
| fuse_type | i_rated_a | t_avg | t_min | t_total | x_avg | x_min | x_total
HV 100A | HV 100A | 100 | 0 | [10.0, 3.64, 0.854, 0.281, 0.1, 0.0531, 0.022, 0.01] | [10.0, 4.267, 1.21, 0.403, 0.1, 0.058, 0.022, 0.01] | 0 | [300.0, 350.0, 450.0, 550.0, 700.0, 850.0, 1200.0, 1752.0] | [600.0, 700.0, 900.0, 1150.0, 1665.0, 2000.0, 3000.0, 4313.0]
HV 10A | HV 10A | 10 | 0 | [10.0, 1675.0, 0.344, 0.156, 0.1, 0.0417, 0.0171, 0.01] | [10.0, 1.3, 0.3, 0.155, 0.1, 0.0555, 0.023, 0.01] | 0 | [30.0, 32.0, 35.0, 37.0, 39.0, 50.0, 70.0, 88.0] | [60.0, 70.0, 80.0, 87.0, 94.0, 110.0, 150.0, 216.0]
HV 125A | HV 125A | 125 | 0 | [10.0, 1.82, 0.344, 0.1, 0.0467, 0.0269, 0.01] | [10.0, 2.478, 0.426, 0.1, 0.0427, 0.0211, 0.01] | 0 | [375.0, 500.0, 700.0, 925.0, 1200.0, 1500.0, 2341.0] | [750.0, 1000.0, 1500.0, 2200.0, 3000.0, 4000.0, 5765.0]
HV 160A | HV 160A | 160 | 0 | [10.0, 4.15, 1.03, 0.198, 0.1, 0.051, 0.0172, 0.01] | [10.0, 2.3, 0.734, 0.274, 0.1, 0.046, 0.0177, 0.01] | 0 | [480.0, 550.0, 700.0, 1000.0, 1260.0, 1600.0, 2500.0, 3227.0] | [960.0, 1300.0, 1700.0, 2200.0, 2996.0, 4000.0, 6000.0, 7946.0]
HV 16A | HV 16A | 16 | 0 | [10.0, 0.352, 0.164, 0.1, 0.0649, 0.0342, 0.01] | [10.0, 2.34, 0.722, 0.181, 0.1, 0.055, 0.0296, 0.01] | 0 | [48.0, 60.0, 65.0, 71.0, 80.0, 100.0, 162.0] | [96.0, 110.0, 125.0, 150.0, 168.0, 200.0, 250.0, 398.0]
HV 200A | HV 200A | 200 | 0 | [10.0, 4.267, 1.21, 0.403, 0.1, 0.058, 0.022, 0.01] | [10.0, 3.73, 1.654, 0.328, 0.1, 0.0531, 0.019, 0.01] | 0 | [600.0, 700.0, 900.0, 1150.0, 1665.0, 2000.0, 3000.0, 4313.0] | [1200.0, 1500.0, 1800.0, 2700.0, 3960.0, 5000.0, 7500.0, 10620.0]
HV 20A | HV 20A | 20 | 0 | [10.0, 1.3, 0.3, 0.155, 0.1, 0.0555, 0.023, 0.01] | [10.0, 1.3, 0.161, 0.1, 0.0611, 0.0399, 0.0141, 0.01] | 0 | [60.0, 70.0, 80.0, 87.0, 94.0, 110.0, 150.0, 216.0] | [120.0, 150.0, 200.0, 223.0, 260.0, 300.0, 450.0, 532.0]
HV 25A | HV 25A | 25 | 0 | [10.0, 2.512, 0.833, 0.299, 0.1, 0.0372, 0.0223, 0.01] | [10.0, 3.125, 0.597, 0.198, 0.1, 0.0378, 0.022, 0.01] | 0 | [75.0, 82.0, 90.0, 100.0, 124.0, 170.0, 200.0, 289.0] | [150.0, 170.0, 210.0, 250.0, 294.0, 400.0, 500.0, 711.0]
HV 31.5A | HV 31.5A | 31.5 | 0 | [10.0, 2.34, 0.722, 0.181, 0.1, 0.055, 0.0296, 0.01] | [10.0, 2.84, 0.368, 0.164, 0.1, 0.0621, 0.0378, 0.0195, 0.01] | 0 | [95.0, 110.0, 125.0, 150.0, 165.0, 200.0, 250.0, 390.0] | [189.0, 220.0, 300.0, 350.0, 393.0, 450.0, 530.0, 700.0, 960.0]
HV 40A | HV 40A | 40 | 0 | [10.0, 1.3, 0.161, 0.1, 0.0611, 0.0399, 0.0141, 0.01] | [10.0, 2.05, 0.369, 0.198, 0.1, 0.051, 0.0298, 0.01] | 0 | [120.0, 150.0, 200.0, 223.0, 260.0, 300.0, 450.0, 532.0] | [240.0, 300.0, 400.0, 450.0, 530.0, 650.0, 800.0, 1311.0]
HV 50A | HV 50A | 50 | 0 | [10.0, 3.215, 0.597, 0.198, 0.1, 0.0378, 0.022, 0.01] | [10.0, 3.64, 0.854, 0.281, 0.1, 0.0531, 0.022, 0.01] | 0 | [150.0, 170.0, 210.0, 250.0, 294.0, 400.0, 500.0, 711.0] | [300.0, 350.0, 450.0, 550.0, 700.0, 850.0, 1200.0, 1752.0]
HV 6.3A | HV 6.3A | 6.3 | 0 | [10.0, 1.39, 0.344, 0.168, 0.1, 0.056, 0.0263, 0.01] | [10.0, 1.711, 0.516, 0.198, 0.1, 0.0634, 0.0303, 0.01] | 0 | [19.0, 19.5, 20.4, 20.8, 22.0, 25.0, 32.0, 48.0] | [38.0, 40.0, 43.0, 48.0, 53.0, 60.0, 75.0, 118.0]
HV 63A | HV 63A | 63 | 0 | [10.0, 2.84, 0.368, 0.164, 0.1, 0.0621, 0.0378, 0.0195, 0.01] | [10.0, 1.82, 0.344, 0.1, 0.0467, 0.0269, 0.01] | 0 | [189.0, 220.0, 300.0, 350.0, 393.0, 450.0, 530.0, 700.0, 961.0] | [378.0, 500.0, 700.0, 934.0, 1200.0, 1500.0, 2366.0]
HV 80A | HV 80A | 80 | 0 | [10.0, 2.05, 0.369, 0.198, 0.1, 0.051, 0.0298, 0.01] | [10.0, 4.15, 1.03, 0.198, 0.1, 0.051, 0.0172, 0.01] | 0 | [240.0, 300.0, 400.0, 450.0, 530.0, 650.0, 800.0, 1311.0] | [480.0, 550.0, 700.0, 1000.0, 1260.0, 1600.0, 2500.0, 3227.0]
Siemens NH-1-100 | Siemens NH-1-100 | 100 | [5400.0, 2000.0, 400.0, 20.0, 1.0, 0.2, 0.012, 0.004] | 0 | 0 | [150.0, 190.0, 250.0, 430.0, 900.0, 1250.0, 2700.0, 3600.0] | 0 | 0
Siemens NH-1-125 | Siemens NH-1-125 | 125 | [4800.0, 120.0, 7.0, 0.1, 0.004] | 0 | 0 | [180.0, 400.0, 740.0, 2000.0, 4250.0] | 0 | 0
Siemens NH-1-16 | Siemens NH-1-16 | 16 | [4000.0, 400.0, 2.0, 0.1, 0.04, 0.01] | 0 | 0 | [26.0, 35.0, 75.0, 150.0, 200.0, 300.0] | 0 | 0
Siemens NH-1-160 | Siemens NH-1-160 | 160 | [4800.0, 120.0, 7.0, 0.1, 0.004] | 0 | 0 | [210.0, 500.0, 900.0, 2300.0, 5000.0] | 0 | 0
Siemens NH-1-25 | Siemens NH-1-25 | 25 | [4000.0, 1000.0, 10.0, 0.2, 0.02, 0.01] | 0 | 0 | [40.0, 50.0, 100.0, 210.0, 400.0, 500.0] | 0 | 0
Siemens NH-1-50 | Siemens NH-1-50 | 50 | [4000.0, 40.0, 4.0, 1.0, 0.02, 0.01] | 0 | 0 | [86.0, 200.0, 300.0, 400.0, 1000.0, 1280.0] | 0 | 0
Siemens NH-1-63 | Siemens NH-1-63 | 63 | [4000.0, 100.0, 10.0, 2.0, 0.04, 0.01] | 0 | 0 | [100.0, 200.0, 300.0, 400.0, 1000.0, 1500.0] | 0 | 0
Siemens NH-1-80 | Siemens NH-1-80 | 80 | [4800.0, 120.0, 7.0, 0.1, 0.01] | 0 | 0 | [150.58, 250.0, 450.0, 1150.0, 2470.0] | 0 | 0
Siemens NH-2-1000 | Siemens NH-2-1000 | 1000 | [4800.0, 120.0, 7.0, 0.1, 0.004] | 0 | 0 | [1900.0, 3500.0, 8400.0, 24000.0, 52000.0] | 0 | 0
Siemens NH-2-200 | Siemens NH-2-200 | 200 | [4800.0, 120.0, 7.0, 0.1, 0.004] | 0 | 0 | [280.0, 650.0, 1200.0, 3000.0, 7000.0] | 0 | 0
Siemens NH-2-224 | Siemens NH-2-224 | 224 | [4800.0, 120.0, 7.0, 0.2, 0.04, 0.004] | 0 | 0 | [400.0, 750.0, 1453.0, 3025.0, 4315.0, 7600.0] | 0 | 0
Siemens NH-2-250 | Siemens NH-2-250 | 250 | [4800.0, 120.0, 7.0, 0.1, 0.004] | 0 | 0 | [450.0, 800.0, 1650.0, 4000.0, 8500.0] | 0 | 0
Siemens NH-2-315 | Siemens NH-2-315 | 315 | [4800.0, 120.0, 7.0, 0.1, 0.004] | 0 | 0 | [550.0, 920.0, 1900.0, 5000.0, 11000.0] | 0 | 0
Siemens NH-2-355 | Siemens NH-2-355 | 355 | [4800.0, 120.0, 6.0, 0.1, 0.004] | 0 | 0 | [650.0, 1116.27, 2350.0, 5840.0, 12790.0] | 0 | 0
Siemens NH-2-400 | Siemens NH-2-400 | 400 | [4800.0, 120.0, 7.0, 0.1, 0.004] | 0 | 0 | [720.0, 1350.0, 2800.0, 6500.0, 15000.0] | 0 | 0
Siemens NH-2-425 | Siemens NH-2-425 | 425 | [4800.0, 120.0, 7.0, 0.1, 0.004] | 0 | 0 | [850.0, 1500.0, 3050.0, 7500.0, 16500.0] | 0 | 0
Siemens NH-2-630 | Siemens NH-2-630 | 630 | [4800.0, 120.0, 7.0, 0.1, 0.004] | 0 | 0 | [1200.0, 2000.0, 4800.0, 12000.0, 26000.0] | 0 | 0

## dtypes
| element | column | dtype
0 | bus | name | object
1 | bus | vn_kv | float64
2 | bus | type | object
3 | bus | zone | object
4 | bus | in_service | bool
5 | load | name | object
6 | load | bus | uint32
7 | load | p_mw | float64
8 | load | q_mvar | float64
9 | load | const_z_percent | float64
10 | load | const_i_percent | float64
11 | load | sn_mva | float64
12 | load | scaling | float64
13 | load | in_service | bool
14 | load | type | object
15 | ext_grid | name | object
16 | ext_grid | bus | uint32
17 | ext_grid | vm_pu | float64
18 | ext_grid | va_degree | float64
19 | ext_grid | slack_weight | float64
20 | ext_grid | in_service | bool
21 | line | name | object
22 | line | std_type | object
23 | line | from_bus | uint32
24 | line | to_bus | uint32
25 | line | length_km | float64
26 | line | r_ohm_per_km | float64
27 | line | x_ohm_per_km | float64
28 | line | c_nf_per_km | float64
29 | line | g_us_per_km | float64
30 | line | max_i_ka | float64
31 | line | df | float64
32 | line | parallel | uint32
33 | line | type | object
34 | line | in_service | bool
35 | trafo | name | object
36 | trafo | std_type | object
37 | trafo | hv_bus | uint32
38 | trafo | lv_bus | uint32
39 | trafo | sn_mva | float64
40 | trafo | vn_hv_kv | float64
41 | trafo | vn_lv_kv | float64
42 | trafo | vk_percent | float64
43 | trafo | vkr_percent | float64
44 | trafo | pfe_kw | float64
45 | trafo | i0_percent | float64
46 | trafo | shift_degree | float64
47 | trafo | tap_side | object
48 | trafo | tap_neutral | int32
49 | trafo | tap_min | int32
50 | trafo | tap_max | int32
51 | trafo | tap_step_percent | float64
52 | trafo | tap_step_degree | float64
53 | trafo | tap_pos | int32
54 | trafo | tap_phase_shifter | bool
55 | trafo | parallel | uint32
56 | trafo | df | float64
57 | trafo | in_service | bool
58 | line_geodata | coords | object
59 | bus_geodata | x | float64
60 | bus_geodata | y | float64
61 | bus_geodata | coords | object

## parameters
| version | format_version | converged | OPF_converged | name | f_hz | sn_mva
0 | 2.14.6 | 2.14.0 | FALSE | FALSE |  | 50 | 1