## bus
| name | vn_kv | type | zone | in_service
0 | bus_LV_4044-11_0_8_node_0 | 0.4 | n |  | TRUE
1 | bus_LV_4044-11_0_8_node_1 | 0.4 | n |  | TRUE
2 | bus_LV_4044-11_0_8_node_2 | 0.4 | n |  | TRUE
3 | bus_LV_4044-11_0_8_node_3 | 0.4 | n |  | TRUE
4 | bus_LV_4044-11_0_8_node_4 | 0.4 | n |  | TRUE
5 | bus_LV_4044-11_0_8_node_209 | 0.4 | n |  | TRUE
6 | bus_LV_4044-11_0_8_node_5 | 0.4 | n |  | TRUE
7 | bus_LV_4044-11_0_8_node_115 | 0.4 | n |  | TRUE
8 | bus_LV_4044-11_0_8_node_19 | 0.4 | n |  | TRUE
9 | bus_LV_4044-11_0_8_node_25 | 0.4 | n |  | TRUE
10 | bus_LV_4044-11_0_8_node_17 | 0.4 | n |  | TRUE
11 | bus_LV_4044-11_0_8_node_72 | 0.4 | n |  | TRUE
12 | bus_LV_4044-11_0_8_node_6 | 0.4 | n |  | TRUE
13 | bus_LV_4044-11_0_8_node_7 | 0.4 | n |  | TRUE
14 | bus_LV_4044-11_0_8_node_8 | 0.4 | n |  | TRUE
15 | bus_LV_4044-11_0_8_node_9 | 0.4 | n |  | TRUE
16 | bus_LV_4044-11_0_8_node_10 | 0.4 | n |  | TRUE
17 | bus_LV_4044-11_0_8_node_13 | 0.4 | n |  | TRUE
18 | bus_LV_4044-11_0_8_node_16 | 0.4 | n |  | TRUE
19 | bus_LV_4044-11_0_8_node_46 | 0.4 | n |  | TRUE
20 | bus_LV_4044-11_0_8_node_54 | 0.4 | n |  | TRUE
21 | bus_LV_4044-11_0_8_node_11 | 0.4 | n |  | TRUE
22 | bus_LV_4044-11_0_8_node_53 | 0.4 | n |  | TRUE
23 | bus_LV_4044-11_0_8_node_52 | 0.4 | n |  | TRUE
24 | bus_LV_4044-11_0_8_node_210 | 0.4 | n |  | TRUE
25 | bus_LV_4044-11_0_8_node_211 | 0.4 | n |  | TRUE
26 | bus_LV_4044-11_0_8_node_15 | 0.4 | n |  | TRUE
27 | bus_LV_4044-11_0_8_node_136 | 0.4 | n |  | TRUE
28 | bus_LV_4044-11_0_8_node_137 | 0.4 | n |  | TRUE
29 | bus_LV_4044-11_0_8_node_134 | 0.4 | n |  | TRUE
30 | bus_LV_4044-11_0_8_node_51 | 0.4 | n |  | TRUE
31 | bus_LV_4044-11_0_8_node_47 | 0.4 | n |  | TRUE
32 | bus_LV_4044-11_0_8_node_55 | 0.4 | n |  | TRUE
33 | bus_LV_4044-11_0_8_node_132 | 0.4 | n |  | TRUE
34 | bus_LV_4044-11_0_8_node_131 | 0.4 | n |  | TRUE
35 | bus_LV_4044-11_0_8_node_138 | 0.4 | n |  | TRUE
36 | bus_LV_4044-11_0_8_node_130 | 0.4 | n |  | TRUE
37 | bus_LV_4044-11_0_8_node_140 | 0.4 | n |  | TRUE
38 | bus_LV_4044-11_0_8_node_139 | 0.4 | n |  | TRUE
39 | bus_LV_4044-11_0_8_node_135 | 0.4 | n |  | TRUE
40 | bus_LV_4044-11_0_8_node_212 | 0.4 | n |  | TRUE
41 | bus_LV_4044-11_0_8_node_213 | 0.4 | n |  | TRUE
42 | bus_LV_4044-11_0_8_node_42 | 0.4 | n |  | TRUE
43 | bus_LV_4044-11_0_8_node_39 | 0.4 | n |  | TRUE
44 | bus_LV_4044-11_0_8_node_20 | 0.4 | n |  | TRUE
45 | bus_LV_4044-11_0_8_node_24 | 0.4 | n |  | TRUE
46 | bus_LV_4044-11_0_8_node_21 | 0.4 | n |  | TRUE
47 | bus_LV_4044-11_0_8_node_128 | 0.4 | n |  | TRUE
48 | bus_LV_4044-11_0_8_node_129 | 0.4 | n |  | TRUE
49 | bus_LV_4044-11_0_8_node_122 | 0.4 | n |  | TRUE
50 | bus_LV_4044-11_0_8_node_118 | 0.4 | n |  | TRUE
51 | bus_LV_4044-11_0_8_node_26 | 0.4 | n |  | TRUE
52 | bus_LV_4044-11_0_8_node_27 | 0.4 | n |  | TRUE
53 | bus_LV_4044-11_0_8_node_28 | 0.4 | n |  | TRUE
54 | bus_LV_4044-11_0_8_node_29 | 0.4 | n |  | TRUE
55 | bus_LV_4044-11_0_8_node_30 | 0.4 | n |  | TRUE
56 | bus_LV_4044-11_0_8_node_50 | 0.4 | n |  | TRUE
57 | bus_LV_4044-11_0_8_node_40 | 0.4 | n |  | TRUE
58 | bus_LV_4044-11_0_8_node_116 | 0.4 | n |  | TRUE
59 | bus_LV_4044-11_0_8_node_31 | 0.4 | n |  | TRUE
60 | bus_LV_4044-11_0_8_node_32 | 0.4 | n |  | TRUE
61 | bus_LV_4044-11_0_8_node_33 | 0.4 | n |  | TRUE
62 | bus_LV_4044-11_0_8_node_34 | 0.4 | n |  | TRUE
63 | bus_LV_4044-11_0_8_node_35 | 0.4 | n |  | TRUE
64 | bus_LV_4044-11_0_8_node_36 | 0.4 | n |  | TRUE
65 | bus_LV_4044-11_0_8_node_48 | 0.4 | n |  | TRUE
66 | bus_LV_4044-11_0_8_node_126 | 0.4 | n |  | TRUE
67 | bus_LV_4044-11_0_8_node_127 | 0.4 | n |  | TRUE
68 | bus_LV_4044-11_0_8_node_125 | 0.4 | n |  | TRUE
69 | bus_LV_4044-11_0_8_node_49 | 0.4 | n |  | TRUE
70 | bus_LV_4044-11_0_8_node_199 | 0.4 | n |  | TRUE
71 | bus_LV_4044-11_0_8_node_185 | 0.4 | n |  | TRUE
72 | bus_LV_4044-11_0_8_node_41 | 0.4 | n |  | TRUE
73 | bus_LV_4044-11_0_8_node_37 | 0.4 | n |  | TRUE
74 | bus_LV_4044-11_0_8_node_38 | 0.4 | n |  | TRUE
75 | bus_LV_4044-11_0_8_node_43 | 0.4 | n |  | TRUE
76 | bus_LV_4044-11_0_8_node_44 | 0.4 | n |  | TRUE
77 | bus_LV_4044-11_0_8_node_45 | 0.4 | n |  | TRUE
78 | bus_LV_4044-11_0_8_node_62 | 0.4 | n |  | TRUE
79 | bus_LV_4044-11_0_8_node_103 | 0.4 | n |  | TRUE
80 | bus_LV_4044-11_0_8_node_63 | 0.4 | n |  | TRUE
81 | bus_LV_4044-11_0_8_node_76 | 0.4 | n |  | TRUE
82 | bus_LV_4044-11_0_8_node_107 | 0.4 | n |  | TRUE
83 | bus_LV_4044-11_0_8_node_117 | 0.4 | n |  | TRUE
84 | bus_LV_4044-11_0_8_node_56 | 0.4 | n |  | TRUE
85 | bus_LV_4044-11_0_8_node_57 | 0.4 | n |  | TRUE
86 | bus_LV_4044-11_0_8_node_58 | 0.4 | n |  | TRUE
87 | bus_LV_4044-11_0_8_node_59 | 0.4 | n |  | TRUE
88 | bus_LV_4044-11_0_8_node_60 | 0.4 | n |  | TRUE
89 | bus_LV_4044-11_0_8_node_61 | 0.4 | n |  | TRUE
90 | bus_LV_4044-11_0_8_node_108 | 0.4 | n |  | TRUE
91 | bus_LV_4044-11_0_8_node_114 | 0.4 | n |  | TRUE
92 | bus_LV_4044-11_0_8_node_123 | 0.4 | n |  | TRUE
93 | bus_LV_4044-11_0_8_node_119 | 0.4 | n |  | TRUE
94 | bus_LV_4044-11_0_8_node_113 | 0.4 | n |  | TRUE
95 | bus_LV_4044-11_0_8_node_124 | 0.4 | n |  | TRUE
96 | bus_LV_4044-11_0_8_node_64 | 0.4 | n |  | TRUE
97 | bus_LV_4044-11_0_8_node_65 | 0.4 | n |  | TRUE
98 | bus_LV_4044-11_0_8_node_66 | 0.4 | n |  | TRUE
99 | bus_LV_4044-11_0_8_node_67 | 0.4 | n |  | TRUE
100 | bus_LV_4044-11_0_8_node_68 | 0.4 | n |  | TRUE
101 | bus_LV_4044-11_0_8_node_71 | 0.4 | n |  | TRUE
102 | bus_LV_4044-11_0_8_node_87 | 0.4 | n |  | TRUE
103 | bus_LV_4044-11_0_8_node_84 | 0.4 | n |  | TRUE
104 | bus_LV_4044-11_0_8_node_69 | 0.4 | n |  | TRUE
105 | bus_LV_4044-11_0_8_node_111 | 0.4 | n |  | TRUE
106 | bus_LV_4044-11_0_8_node_85 | 0.4 | n |  | TRUE
107 | bus_LV_4044-11_0_8_node_70 | 0.4 | n |  | TRUE
108 | bus_LV_4044-11_0_8_node_98 | 0.4 | n |  | TRUE
109 | bus_LV_4044-11_0_8_node_97 | 0.4 | n |  | TRUE
110 | bus_LV_4044-11_0_8_node_73 | 0.4 | n |  | TRUE
111 | bus_LV_4044-11_0_8_node_74 | 0.4 | n |  | TRUE
112 | bus_LV_4044-11_0_8_node_75 | 0.4 | n |  | TRUE
113 | bus_LV_4044-11_0_8_node_77 | 0.4 | n |  | TRUE
114 | bus_LV_4044-11_0_8_node_120 | 0.4 | n |  | TRUE
115 | bus_LV_4044-11_0_8_node_100 | 0.4 | n |  | TRUE
116 | bus_LV_4044-11_0_8_node_99 | 0.4 | n |  | TRUE
117 | bus_LV_4044-11_0_8_node_121 | 0.4 | n |  | TRUE
118 | bus_LV_4044-11_0_8_node_94 | 0.4 | n |  | TRUE
119 | bus_LV_4044-11_0_8_node_78 | 0.4 | n |  | TRUE
120 | bus_LV_4044-11_0_8_node_79 | 0.4 | n |  | TRUE
121 | bus_LV_4044-11_0_8_node_81 | 0.4 | n |  | TRUE
122 | bus_LV_4044-11_0_8_node_104 | 0.4 | n |  | TRUE
123 | bus_LV_4044-11_0_8_node_83 | 0.4 | n |  | TRUE
124 | bus_LV_4044-11_0_8_node_200 | 0.4 | n |  | TRUE
125 | bus_LV_4044-11_0_8_node_191 | 0.4 | n |  | TRUE
126 | bus_LV_4044-11_0_8_node_105 | 0.4 | n |  | TRUE
127 | bus_LV_4044-11_0_8_node_106 | 0.4 | n |  | TRUE
128 | bus_LV_4044-11_0_8_node_112 | 0.4 | n |  | TRUE
129 | bus_LV_4044-11_0_8_node_110 | 0.4 | n |  | TRUE
130 | bus_LV_4044-11_0_8_node_189 | 0.4 | n |  | TRUE
131 | bus_LV_4044-11_0_8_node_86 | 0.4 | n |  | TRUE
132 | bus_LV_4044-11_0_8_node_109 | 0.4 | n |  | TRUE
133 | bus_LV_4044-11_0_8_node_88 | 0.4 | n |  | TRUE
134 | bus_LV_4044-11_0_8_node_89 | 0.4 | n |  | TRUE
135 | bus_LV_4044-11_0_8_node_90 | 0.4 | n |  | TRUE
136 | bus_LV_4044-11_0_8_node_96 | 0.4 | n |  | TRUE
137 | bus_LV_4044-11_0_8_node_93 | 0.4 | n |  | TRUE
138 | bus_LV_4044-11_0_8_node_91 | 0.4 | n |  | TRUE
139 | bus_LV_4044-11_0_8_node_92 | 0.4 | n |  | TRUE
140 | bus_LV_4044-11_0_8_node_95 | 0.4 | n |  | TRUE
141 | bus_LV_4044-11_0_8_node_101 | 0.4 | n |  | TRUE
142 | bus_LV_4044-11_0_8_node_102 | 0.4 | n |  | TRUE
143 | bus_LV_4044-11_0_8_node_198 | 0.4 | n |  | TRUE
144 | bus_LV_4044-11_0_8_node_184 | 0.4 | n |  | TRUE
145 | bus_LV_4044-11_0_8_node_166 | 0.4 | n |  | TRUE
146 | bus_LV_4044-11_0_8_node_165 | 0.4 | n |  | TRUE
147 | bus_LV_4044-11_0_8_node_141 | 0.4 | n |  | TRUE
148 | bus_LV_4044-11_0_8_node_142 | 0.4 | n |  | TRUE
149 | bus_LV_4044-11_0_8_node_143 | 0.4 | n |  | TRUE
150 | bus_LV_4044-11_0_8_node_144 | 0.4 | n |  | TRUE
151 | bus_LV_4044-11_0_8_node_145 | 0.4 | n |  | TRUE
152 | bus_LV_4044-11_0_8_node_146 | 0.4 | n |  | TRUE
153 | bus_LV_4044-11_0_8_node_147 | 0.4 | n |  | TRUE
154 | bus_LV_4044-11_0_8_node_163 | 0.4 | n |  | TRUE
155 | bus_LV_4044-11_0_8_node_160 | 0.4 | n |  | TRUE
156 | bus_LV_4044-11_0_8_node_206 | 0.4 | n |  | TRUE
157 | bus_LV_4044-11_0_8_node_159 | 0.4 | n |  | TRUE
158 | bus_LV_4044-11_0_8_node_173 | 0.4 | n |  | TRUE
159 | bus_LV_4044-11_0_8_node_161 | 0.4 | n |  | TRUE
160 | bus_LV_4044-11_0_8_node_205 | 0.4 | n |  | TRUE
161 | bus_LV_4044-11_0_8_node_207 | 0.4 | n |  | TRUE
162 | bus_LV_4044-11_0_8_node_158 | 0.4 | n |  | TRUE
163 | bus_LV_4044-11_0_8_node_148 | 0.4 | n |  | TRUE
164 | bus_LV_4044-11_0_8_node_149 | 0.4 | n |  | TRUE
165 | bus_LV_4044-11_0_8_node_150 | 0.4 | n |  | TRUE
166 | bus_LV_4044-11_0_8_node_151 | 0.4 | n |  | TRUE
167 | bus_LV_4044-11_0_8_node_152 | 0.4 | n |  | TRUE
168 | bus_LV_4044-11_0_8_node_164 | 0.4 | n |  | TRUE
169 | bus_LV_4044-11_0_8_node_170 | 0.4 | n |  | TRUE
170 | bus_LV_4044-11_0_8_node_153 | 0.4 | n |  | TRUE
171 | bus_LV_4044-11_0_8_node_154 | 0.4 | n |  | TRUE
172 | bus_LV_4044-11_0_8_node_156 | 0.4 | n |  | TRUE
173 | bus_LV_4044-11_0_8_node_157 | 0.4 | n |  | TRUE
174 | bus_LV_4044-11_0_8_node_162 | 0.4 | n |  | TRUE
175 | bus_LV_4044-11_0_8_node_167 | 0.4 | n |  | TRUE
176 | bus_LV_4044-11_0_8_node_168 | 0.4 | n |  | TRUE
177 | bus_LV_4044-11_0_8_node_174 | 0.4 | n |  | TRUE
178 | bus_LV_4044-11_0_8_node_171 | 0.4 | n |  | TRUE
179 | bus_LV_4044-11_0_8_node_169 | 0.4 | n |  | TRUE
180 | bus_LV_4044-11_0_8_node_179 | 0.4 | n |  | TRUE
181 | bus_LV_4044-11_0_8_node_176 | 0.4 | n |  | TRUE
182 | bus_LV_4044-11_0_8_node_193 | 0.4 | n |  | TRUE
183 | bus_LV_4044-11_0_8_node_177 | 0.4 | n |  | TRUE
184 | bus_LV_4044-11_0_8_node_202 | 0.4 | n |  | TRUE
185 | bus_LV_4044-11_0_8_node_203 | 0.4 | n |  | TRUE
186 | bus_LV_4044-11_0_8_node_175 | 0.4 | n |  | TRUE
187 | bus_LV_4044-11_0_8_node_208 | 0.4 | n |  | TRUE
188 | bus_LV_4044-11_0_8_node_186 | 0.4 | n |  | TRUE
189 | bus_LV_4044-11_0_8_node_178 | 0.4 | n |  | TRUE
190 | bus_LV_4044-11_0_8_node_180 | 0.4 | n |  | TRUE
191 | bus_LV_4044-11_0_8_node_181 | 0.4 | n |  | TRUE
192 | bus_LV_4044-11_0_8_node_195 | 0.4 | n |  | TRUE
193 | bus_LV_4044-11_0_8_node_192 | 0.4 | n |  | TRUE
194 | bus_LV_4044-11_0_8_node_182 | 0.4 | n |  | TRUE
195 | bus_LV_4044-11_0_8_node_183 | 0.4 | n |  | TRUE
196 | bus_LV_4044-11_0_8_node_187 | 0.4 | n |  | TRUE
197 | bus_LV_4044-11_0_8_node_188 | 0.4 | n |  | TRUE
198 | bus_LV_4044-11_0_8_node_190 | 0.4 | n |  | TRUE
199 | bus_LV_4044-11_0_8_node_194 | 0.4 | n |  | TRUE
200 | bus_LV_4044-11_0_8_node_196 | 0.4 | n |  | TRUE
201 | bus_LV_4044-11_0_8_node_201 | 0.4 | n |  | TRUE
202 | bus_LV_4044-11_0_8_node_204 | 0.4 | n |  | TRUE
203 | bus_MV_421_0_node_76 | 20 | n |  | TRUE

## load
| name | bus | p_mw | q_mvar | const_z_percent | const_i_percent | sn_mva | scaling | in_service | type
0 | LV_4044-11_0_8_load_0 | 0 | 0.0041222 | 0.0010331 | 0 | 0 |  | 1 | TRUE | wye
1 | LV_4044-11_0_8_load_2 | 2 | 0.010242 | 0.0025669 | 0 | 0 |  | 1 | TRUE | wye
2 | LV_4044-11_0_8_load_3 | 3 | 0.021331 | 0.0053459 | 0 | 0 |  | 1 | TRUE | wye
3 | LV_4044-11_0_8_load_209 | 5 | 0.0017551 | 0.00043988 | 0 | 0 |  | 1 | TRUE | wye
4 | LV_4044-11_0_8_load_115 | 7 | 0.0010445 | 0.00026177 | 0 | 0 |  | 1 | TRUE | wye
5 | LV_4044-11_0_8_load_25 | 9 | 0.0082046 | 0.0020563 | 0 | 0 |  | 1 | TRUE | wye
6 | LV_4044-11_0_8_load_17 | 10 | 0.013768 | 0.0034505 | 0 | 0 |  | 1 | TRUE | wye
7 | LV_4044-11_0_8_load_6 | 12 | 0.014431 | 0.0036168 | 0 | 0 |  | 1 | TRUE | wye
8 | LV_4044-11_0_8_load_46 | 19 | 0.018522 | 0.004642 | 0 | 0 |  | 1 | TRUE | wye
9 | LV_4044-11_0_8_load_54 | 20 | 0.018228 | 0.0045683 | 0 | 0 |  | 1 | TRUE | wye
10 | LV_4044-11_0_8_load_52 | 23 | 0.022509 | 0.0056412 | 0 | 0 |  | 1 | TRUE | wye
11 | LV_4044-11_0_8_load_210 | 24 | 0.0098945 | 0.0024798 | 0 | 0 |  | 1 | TRUE | wye
12 | LV_4044-11_0_8_load_211 | 25 | 0.01438 | 0.003604 | 0 | 0 |  | 1 | TRUE | wye
13 | LV_4044-11_0_8_load_136 | 27 | 0.011432 | 0.0028652 | 0 | 0 |  | 1 | TRUE | wye
14 | LV_4044-11_0_8_load_134 | 29 | 0.010349 | 0.0025937 | 0 | 0 |  | 1 | TRUE | wye
15 | LV_4044-11_0_8_load_132 | 33 | 0.011836 | 0.0029663 | 0 | 0 |  | 1 | TRUE | wye
16 | LV_4044-11_0_8_load_138 | 35 | 0.007805 | 0.0019561 | 0 | 0 |  | 1 | TRUE | wye
17 | LV_4044-11_0_8_load_130 | 36 | 0.0085241 | 0.0021363 | 0 | 0 |  | 1 | TRUE | wye
18 | LV_4044-11_0_8_load_140 | 37 | 0.012349 | 0.003095 | 0 | 0 |  | 1 | TRUE | wye
19 | LV_4044-11_0_8_load_139 | 38 | 0.010574 | 0.00265 | 0 | 0 |  | 1 | TRUE | wye
20 | LV_4044-11_0_8_load_135 | 39 | 0.0077396 | 0.0019397 | 0 | 0 |  | 1 | TRUE | wye
21 | LV_4044-11_0_8_load_212 | 40 | 0.0080503 | 0.0020176 | 0 | 0 |  | 1 | TRUE | wye
22 | LV_4044-11_0_8_load_213 | 41 | 0.0079616 | 0.0019954 | 0 | 0 |  | 1 | TRUE | wye
23 | LV_4044-11_0_8_load_42 | 42 | 0.010306 | 0.002583 | 0 | 0 |  | 1 | TRUE | wye
24 | LV_4044-11_0_8_load_128 | 47 | 0.0080601 | 0.00202 | 0 | 0 |  | 1 | TRUE | wye
25 | LV_4044-11_0_8_load_122 | 49 | 0.0088316 | 0.0022134 | 0 | 0 |  | 1 | TRUE | wye
26 | LV_4044-11_0_8_load_118 | 50 | 0.0021747 | 0.00054502 | 0 | 0 |  | 1 | TRUE | wye
27 | LV_4044-11_0_8_load_26 | 51 | 0.011991 | 0.0030053 | 0 | 0 |  | 1 | TRUE | wye
28 | LV_4044-11_0_8_load_27 | 52 | 0.0050717 | 0.0012711 | 0 | 0 |  | 1 | TRUE | wye
29 | LV_4044-11_0_8_load_28 | 53 | 0.0047963 | 0.0012021 | 0 | 0 |  | 1 | TRUE | wye
30 | LV_4044-11_0_8_load_29 | 54 | 0.003537 | 0.00088644 | 0 | 0 |  | 1 | TRUE | wye
31 | LV_4044-11_0_8_load_30 | 55 | 0.0028229 | 0.00070748 | 0 | 0 |  | 1 | TRUE | wye
32 | LV_4044-11_0_8_load_50 | 56 | 0.0031234 | 0.0007828 | 0 | 0 |  | 1 | TRUE | wye
33 | LV_4044-11_0_8_load_40 | 57 | 0.0040976 | 0.0010269 | 0 | 0 |  | 1 | TRUE | wye
34 | LV_4044-11_0_8_load_116 | 58 | 0.012147 | 0.0030444 | 0 | 0 |  | 1 | TRUE | wye
35 | LV_4044-11_0_8_load_31 | 59 | 0.0020827 | 0.00052198 | 0 | 0 |  | 1 | TRUE | wye
36 | LV_4044-11_0_8_load_32 | 60 | 0.0030383 | 0.00076147 | 0 | 0 |  | 1 | TRUE | wye
37 | LV_4044-11_0_8_load_33 | 61 | 0.00090044 | 0.00022567 | 0 | 0 |  | 1 | TRUE | wye
38 | LV_4044-11_0_8_load_34 | 62 | 0.0031223 | 0.00078253 | 0 | 0 |  | 1 | TRUE | wye
39 | LV_4044-11_0_8_load_36 | 64 | 0.0016379 | 0.0004105 | 0 | 0 |  | 1 | TRUE | wye
40 | LV_4044-11_0_8_load_48 | 65 | 0.0041767 | 0.0010468 | 0 | 0 |  | 1 | TRUE | wye
41 | LV_4044-11_0_8_load_126 | 66 | 0.0012021 | 0.00030128 | 0 | 0 |  | 1 | TRUE | wye
42 | LV_4044-11_0_8_load_127 | 67 | 0.0024422 | 0.00061208 | 0 | 0 |  | 1 | TRUE | wye
43 | LV_4044-11_0_8_load_125 | 68 | 0.00493 | 0.0012356 | 0 | 0 |  | 1 | TRUE | wye
44 | LV_4044-11_0_8_load_49 | 69 | 0.00251 | 0.00062906 | 0 | 0 |  | 1 | TRUE | wye
45 | LV_4044-11_0_8_load_199 | 70 | 0.00091614 | 0.00022961 | 0 | 0 |  | 1 | TRUE | wye
46 | LV_4044-11_0_8_load_41 | 72 | 0.00308 | 0.00077191 | 0 | 0 |  | 1 | TRUE | wye
47 | LV_4044-11_0_8_load_37 | 73 | 0.0039982 | 0.001002 | 0 | 0 |  | 1 | TRUE | wye
48 | LV_4044-11_0_8_load_38 | 74 | 0.0023628 | 0.00059217 | 0 | 0 |  | 1 | TRUE | wye
49 | LV_4044-11_0_8_load_44 | 76 | 0.0031635 | 0.00079285 | 0 | 0 |  | 1 | TRUE | wye
50 | LV_4044-11_0_8_load_45 | 77 | 0.0030203 | 0.00075697 | 0 | 0 |  | 1 | TRUE | wye
51 | LV_4044-11_0_8_load_62 | 78 | 0.0021015 | 0.00052669 | 0 | 0 |  | 1 | TRUE | wye
52 | LV_4044-11_0_8_load_103 | 79 | 0.0015371 | 0.00038524 | 0 | 0 |  | 1 | TRUE | wye
53 | LV_4044-11_0_8_load_107 | 82 | 0.0029644 | 0.00074294 | 0 | 0 |  | 1 | TRUE | wye
54 | LV_4044-11_0_8_load_117 | 83 | 0.005996 | 0.0015027 | 0 | 0 |  | 1 | TRUE | wye
55 | LV_4044-11_0_8_load_56 | 84 | 0.0015418 | 0.0003864 | 0 | 0 |  | 1 | TRUE | wye
56 | LV_4044-11_0_8_load_57 | 85 | 0.0025564 | 0.0006407 | 0 | 0 |  | 1 | TRUE | wye
57 | LV_4044-11_0_8_load_59 | 87 | 0.0033018 | 0.00082751 | 0 | 0 |  | 1 | TRUE | wye
58 | LV_4044-11_0_8_load_60 | 88 | 0.0020711 | 0.00051905 | 0 | 0 |  | 1 | TRUE | wye
59 | LV_4044-11_0_8_load_61 | 89 | 0.0031581 | 0.0007915 | 0 | 0 |  | 1 | TRUE | wye
60 | LV_4044-11_0_8_load_114 | 91 | 0.0031932 | 0.00080029 | 0 | 0 |  | 1 | TRUE | wye
61 | LV_4044-11_0_8_load_123 | 92 | 0.0031581 | 0.00079149 | 0 | 0 |  | 1 | TRUE | wye
62 | LV_4044-11_0_8_load_119 | 93 | 0.0015557 | 0.00038989 | 0 | 0 |  | 1 | TRUE | wye
63 | LV_4044-11_0_8_load_113 | 94 | 0.0019352 | 0.00048501 | 0 | 0 |  | 1 | TRUE | wye
64 | LV_4044-11_0_8_load_124 | 95 | 0.002601 | 0.00065188 | 0 | 0 |  | 1 | TRUE | wye
65 | LV_4044-11_0_8_load_64 | 96 | 0.0019238 | 0.00048215 | 0 | 0 |  | 1 | TRUE | wye
66 | LV_4044-11_0_8_load_65 | 97 | 0.003053 | 0.00076514 | 0 | 0 |  | 1 | TRUE | wye
67 | LV_4044-11_0_8_load_66 | 98 | 0.0044797 | 0.0011227 | 0 | 0 |  | 1 | TRUE | wye
68 | LV_4044-11_0_8_load_67 | 99 | 0.0020225 | 0.0005069 | 0 | 0 |  | 1 | TRUE | wye
69 | LV_4044-11_0_8_load_71 | 101 | 0.001531 | 0.00038369 | 0 | 0 |  | 1 | TRUE | wye
70 | LV_4044-11_0_8_load_87 | 102 | 0.0022549 | 0.00056512 | 0 | 0 |  | 1 | TRUE | wye
71 | LV_4044-11_0_8_load_84 | 103 | 0.0015502 | 0.00038853 | 0 | 0 |  | 1 | TRUE | wye
72 | LV_4044-11_0_8_load_69 | 104 | 0.0018965 | 0.0004753 | 0 | 0 |  | 1 | TRUE | wye
73 | LV_4044-11_0_8_load_111 | 105 | 0.0033383 | 0.00083667 | 0 | 0 |  | 1 | TRUE | wye
74 | LV_4044-11_0_8_load_85 | 106 | 0.0012519 | 0.00031375 | 0 | 0 |  | 1 | TRUE | wye
75 | LV_4044-11_0_8_load_70 | 107 | 0.0012513 | 0.0003136 | 0 | 0 |  | 1 | TRUE | wye
76 | LV_4044-11_0_8_load_98 | 108 | 0.0039697 | 0.00099489 | 0 | 0 |  | 1 | TRUE | wye
77 | LV_4044-11_0_8_load_97 | 109 | 0.0033392 | 0.00083689 | 0 | 0 |  | 1 | TRUE | wye
78 | LV_4044-11_0_8_load_73 | 110 | 0.0033879 | 0.00084909 | 0 | 0 |  | 1 | TRUE | wye
79 | LV_4044-11_0_8_load_74 | 111 | 0.0019497 | 0.00048864 | 0 | 0 |  | 1 | TRUE | wye
80 | LV_4044-11_0_8_load_75 | 112 | 0.0014229 | 0.0003566 | 0 | 0 |  | 1 | TRUE | wye
81 | LV_4044-11_0_8_load_77 | 113 | 0.0016917 | 0.00042399 | 0 | 0 |  | 1 | TRUE | wye
82 | LV_4044-11_0_8_load_100 | 115 | 0.0024356 | 0.00061041 | 0 | 0 |  | 1 | TRUE | wye
83 | LV_4044-11_0_8_load_99 | 116 | 0.0054774 | 0.0013728 | 0 | 0 |  | 1 | TRUE | wye
84 | LV_4044-11_0_8_load_121 | 117 | 0.0047539 | 0.0011914 | 0 | 0 |  | 1 | TRUE | wye
85 | LV_4044-11_0_8_load_78 | 119 | 0.0027453 | 0.00068803 | 0 | 0 |  | 1 | TRUE | wye
86 | LV_4044-11_0_8_load_79 | 120 | 0.0016889 | 0.00042327 | 0 | 0 |  | 1 | TRUE | wye
87 | LV_4044-11_0_8_load_81 | 121 | 0.0029123 | 0.00072989 | 0 | 0 |  | 1 | TRUE | wye
88 | LV_4044-11_0_8_load_200 | 124 | 0.0020255 | 0.00050763 | 0 | 0 |  | 1 | TRUE | wye
89 | LV_4044-11_0_8_load_191 | 125 | 0.0023116 | 0.00057933 | 0 | 0 |  | 1 | TRUE | wye
90 | LV_4044-11_0_8_load_105 | 126 | 0.0030339 | 0.00076037 | 0 | 0 |  | 1 | TRUE | wye
91 | LV_4044-11_0_8_load_106 | 127 | 0.0020826 | 0.00052195 | 0 | 0 |  | 1 | TRUE | wye
92 | LV_4044-11_0_8_load_112 | 128 | 0.0041187 | 0.0010322 | 0 | 0 |  | 1 | TRUE | wye
93 | LV_4044-11_0_8_load_110 | 129 | 0.0026793 | 0.00067149 | 0 | 0 |  | 1 | TRUE | wye
94 | LV_4044-11_0_8_load_189 | 130 | 0.0023117 | 0.00057936 | 0 | 0 |  | 1 | TRUE | wye
95 | LV_4044-11_0_8_load_86 | 131 | 0.0011192 | 0.0002805 | 0 | 0 |  | 1 | TRUE | wye
96 | LV_4044-11_0_8_load_109 | 132 | 0.0024608 | 0.00061675 | 0 | 0 |  | 1 | TRUE | wye
97 | LV_4044-11_0_8_load_88 | 133 | 0.001723 | 0.00043183 | 0 | 0 |  | 1 | TRUE | wye
98 | LV_4044-11_0_8_load_89 | 134 | 0.0032163 | 0.00080608 | 0 | 0 |  | 1 | TRUE | wye
99 | LV_4044-11_0_8_load_90 | 135 | 0.0017108 | 0.00042876 | 0 | 0 |  | 1 | TRUE | wye
100 | LV_4044-11_0_8_load_96 | 136 | 0.0016207 | 0.00040619 | 0 | 0 |  | 1 | TRUE | wye
101 | LV_4044-11_0_8_load_91 | 138 | 0.0012607 | 0.00031595 | 0 | 0 |  | 1 | TRUE | wye
102 | LV_4044-11_0_8_load_92 | 139 | 0.0022385 | 0.00056101 | 0 | 0 |  | 1 | TRUE | wye
103 | LV_4044-11_0_8_load_95 | 140 | 0.0016769 | 0.00042028 | 0 | 0 |  | 1 | TRUE | wye
104 | LV_4044-11_0_8_load_101 | 141 | 0.0014426 | 0.00036155 | 0 | 0 |  | 1 | TRUE | wye
105 | LV_4044-11_0_8_load_102 | 142 | 0.0022318 | 0.00055934 | 0 | 0 |  | 1 | TRUE | wye
106 | LV_4044-11_0_8_load_198 | 143 | 0.0013409 | 0.00033606 | 0 | 0 |  | 1 | TRUE | wye
107 | LV_4044-11_0_8_load_166 | 145 | 0.00097563 | 0.00024452 | 0 | 0 |  | 1 | TRUE | wye
108 | LV_4044-11_0_8_load_165 | 146 | 0.001507 | 0.0003777 | 0 | 0 |  | 1 | TRUE | wye
109 | LV_4044-11_0_8_load_141 | 147 | 0.0032745 | 0.00082067 | 0 | 0 |  | 1 | TRUE | wye
110 | LV_4044-11_0_8_load_145 | 151 | 0.0013568 | 0.00034005 | 0 | 0 |  | 1 | TRUE | wye
111 | LV_4044-11_0_8_load_146 | 152 | 0.00053172 | 0.00013326 | 0 | 0 |  | 1 | TRUE | wye
112 | LV_4044-11_0_8_load_147 | 153 | 0.00095294 | 0.00023883 | 0 | 0 |  | 1 | TRUE | wye
113 | LV_4044-11_0_8_load_163 | 154 | 0.0007933 | 0.00019882 | 0 | 0 |  | 1 | TRUE | wye
114 | LV_4044-11_0_8_load_160 | 155 | 0.00097435 | 0.00024419 | 0 | 0 |  | 1 | TRUE | wye
115 | LV_4044-11_0_8_load_206 | 156 | 0.00056535 | 0.00014169 | 0 | 0 |  | 1 | TRUE | wye
116 | LV_4044-11_0_8_load_173 | 158 | 0.0013499 | 0.00033833 | 0 | 0 |  | 1 | TRUE | wye
117 | LV_4044-11_0_8_load_161 | 159 | 0.001055 | 0.0002644 | 0 | 0 |  | 1 | TRUE | wye
118 | LV_4044-11_0_8_load_205 | 160 | 0.00058045 | 0.00014548 | 0 | 0 |  | 1 | TRUE | wye
119 | LV_4044-11_0_8_load_207 | 161 | 0.0023687 | 0.00059366 | 0 | 0 |  | 1 | TRUE | wye
120 | LV_4044-11_0_8_load_158 | 162 | 0.0013086 | 0.00032798 | 0 | 0 |  | 1 | TRUE | wye
121 | LV_4044-11_0_8_load_148 | 163 | 0.00094394 | 0.00023657 | 0 | 0 |  | 1 | TRUE | wye
122 | LV_4044-11_0_8_load_149 | 164 | 0.0010094 | 0.00025299 | 0 | 0 |  | 1 | TRUE | wye
123 | LV_4044-11_0_8_load_150 | 165 | 0.0011133 | 0.00027901 | 0 | 0 |  | 1 | TRUE | wye
124 | LV_4044-11_0_8_load_151 | 166 | 0.00094108 | 0.00023586 | 0 | 0 |  | 1 | TRUE | wye
125 | LV_4044-11_0_8_load_152 | 167 | 0.0011231 | 0.00028148 | 0 | 0 |  | 1 | TRUE | wye
126 | LV_4044-11_0_8_load_164 | 168 | 0.0011507 | 0.0002884 | 0 | 0 |  | 1 | TRUE | wye
127 | LV_4044-11_0_8_load_153 | 170 | 0.0012258 | 0.00030721 | 0 | 0 |  | 1 | TRUE | wye
128 | LV_4044-11_0_8_load_154 | 171 | 0.00080676 | 0.00020219 | 0 | 0 |  | 1 | TRUE | wye
129 | LV_4044-11_0_8_load_156 | 172 | 0.00060816 | 0.00015242 | 0 | 0 |  | 1 | TRUE | wye
130 | LV_4044-11_0_8_load_157 | 173 | 0.00081458 | 0.00020415 | 0 | 0 |  | 1 | TRUE | wye
131 | LV_4044-11_0_8_load_162 | 174 | 0.0010653 | 0.00026698 | 0 | 0 |  | 1 | TRUE | wye
132 | LV_4044-11_0_8_load_167 | 175 | 0.0016396 | 0.00041092 | 0 | 0 |  | 1 | TRUE | wye
133 | LV_4044-11_0_8_load_168 | 176 | 0.0061295 | 0.0015362 | 0 | 0 |  | 1 | TRUE | wye
134 | LV_4044-11_0_8_load_174 | 177 | 0.00096975 | 0.00024304 | 0 | 0 |  | 1 | TRUE | wye
135 | LV_4044-11_0_8_load_179 | 180 | 0.0054958 | 0.0013774 | 0 | 0 |  | 1 | TRUE | wye
136 | LV_4044-11_0_8_load_176 | 181 | 0.0026758 | 0.00067063 | 0 | 0 |  | 1 | TRUE | wye
137 | LV_4044-11_0_8_load_177 | 183 | 0.0010888 | 0.00027288 | 0 | 0 |  | 1 | TRUE | wye
138 | LV_4044-11_0_8_load_202 | 184 | 0.0015026 | 0.00037658 | 0 | 0 |  | 1 | TRUE | wye
139 | LV_4044-11_0_8_load_203 | 185 | 0.00079539 | 0.00019934 | 0 | 0 |  | 1 | TRUE | wye
140 | LV_4044-11_0_8_load_175 | 186 | 0.00091429 | 0.00022914 | 0 | 0 |  | 1 | TRUE | wye
141 | LV_4044-11_0_8_load_208 | 187 | 0.00072451 | 0.00018158 | 0 | 0 |  | 1 | TRUE | wye
142 | LV_4044-11_0_8_load_186 | 188 | 0.0010638 | 0.00026663 | 0 | 0 |  | 1 | TRUE | wye
143 | LV_4044-11_0_8_load_178 | 189 | 0.00088989 | 0.00022303 | 0 | 0 |  | 1 | TRUE | wye
144 | LV_4044-11_0_8_load_180 | 190 | 0.00098955 | 0.000248 | 0 | 0 |  | 1 | TRUE | wye
145 | LV_4044-11_0_8_load_181 | 191 | 0.00091321 | 0.00022887 | 0 | 0 |  | 1 | TRUE | wye
146 | LV_4044-11_0_8_load_195 | 192 | 0.0060407 | 0.0015139 | 0 | 0 |  | 1 | TRUE | wye
147 | LV_4044-11_0_8_load_192 | 193 | 0.0028078 | 0.00070369 | 0 | 0 |  | 1 | TRUE | wye
148 | LV_4044-11_0_8_load_182 | 194 | 0.00095116 | 0.00023838 | 0 | 0 |  | 1 | TRUE | wye
149 | LV_4044-11_0_8_load_183 | 195 | 0.00091051 | 0.00022819 | 0 | 0 |  | 1 | TRUE | wye
150 | LV_4044-11_0_8_load_187 | 196 | 0.0016623 | 0.00041662 | 0 | 0 |  | 1 | TRUE | wye
151 | LV_4044-11_0_8_load_188 | 197 | 0.0012296 | 0.00030817 | 0 | 0 |  | 1 | TRUE | wye
152 | LV_4044-11_0_8_load_190 | 198 | 0.00098231 | 0.00024619 | 0 | 0 |  | 1 | TRUE | wye
153 | LV_4044-11_0_8_load_196 | 200 | 0.0024406 | 0.00061167 | 0 | 0 |  | 1 | TRUE | wye
154 | LV_4044-11_0_8_load_201 | 201 | 0.0066615 | 0.0016695 | 0 | 0 |  | 1 | TRUE | wye
155 | LV_4044-11_0_8_load_204 | 202 | 0.0011599 | 0.00029069 | 0 | 0 |  | 1 | TRUE | wye

## ext_grid
| name | bus | vm_pu | va_degree | slack_weight | in_service
0 |  | 56 | 1 | 0 | 1 | TRUE

## line
| name | std_type | from_bus | to_bus | length_km | r_ohm_per_km | x_ohm_per_km | c_nf_per_km | g_us_per_km | max_i_ka | df | parallel | type | in_service
0 | LV_4044-11_0_8_line_0 |  | 0 | 1 | 0.034762 | 0.125 | 0.08 | 261 | 0 | 0.364 | 1 | 1 | cs | TRUE
1 | LV_4044-11_0_8_line_1 |  | 1 | 2 | 0.0039661 | 0.125 | 0.08 | 261 | 0 | 0.364 | 1 | 1 | cs | TRUE
2 | LV_4044-11_0_8_line_2 |  | 1 | 3 | 0.023544 | 0.125 | 0.08 | 261 | 0 | 0.364 | 1 | 1 | cs | TRUE
3 | LV_4044-11_0_8_line_3 |  | 1 | 4 | 0.19748 | 0.125 | 0.08 | 261 | 0 | 0.364 | 1 | 1 | cs | TRUE
4 | LV_4044-11_0_8_line_4 |  | 4 | 5 | 0.028312 | 0.125 | 0.08 | 261 | 0 | 0.364 | 1 | 1 | cs | TRUE
5 | LV_4044-11_0_8_line_5 |  | 4 | 6 | 0.02394 | 0.125 | 0.08 | 261 | 0 | 0.364 | 1 | 2 | cs | TRUE
6 | LV_4044-11_0_8_line_6 |  | 6 | 7 | 0.066594 | 0.125 | 0.08 | 261 | 0 | 0.364 | 1 | 4 | cs | TRUE
7 | LV_4044-11_0_8_line_7 |  | 7 | 11 | 0.02433 | 0.125 | 0.08 | 261 | 0 | 0.364 | 1 | 4 | cs | TRUE
8 | LV_4044-11_0_8_line_8 |  | 8 | 9 | 0.033036 | 0.125 | 0.08 | 261 | 0 | 0.364 | 1 | 1 | cs | TRUE
9 | LV_4044-11_0_8_line_9 |  | 8 | 10 | 0.021191 | 0.125 | 0.08 | 261 | 0 | 0.364 | 1 | 1 | cs | TRUE
10 | LV_4044-11_0_8_line_10 |  | 9 | 31 | 0.0089533 | 0.125 | 0.08 | 261 | 0 | 0.364 | 1 | 1 | cs | TRUE
11 | LV_4044-11_0_8_line_11 |  | 11 | 108 | 0.010416 | 0.125 | 0.08 | 261 | 0 | 0.364 | 1 | 1 | cs | TRUE
12 | LV_4044-11_0_8_line_12 |  | 11 | 107 | 0.018267 | 0.125 | 0.08 | 261 | 0 | 0.364 | 1 | 4 | cs | TRUE
13 | LV_4044-11_0_8_line_13 |  | 12 | 13 | 0.029579 | 0.125 | 0.08 | 261 | 0 | 0.364 | 1 | 1 | cs | TRUE
14 | LV_4044-11_0_8_line_14 |  | 12 | 14 | 0.0095265 | 0.125 | 0.08 | 261 | 0 | 0.364 | 1 | 1 | cs | TRUE
15 | LV_4044-11_0_8_line_15 |  | 13 | 15 | 0.0139 | 0.125 | 0.08 | 261 | 0 | 0.364 | 1 | 4 | cs | TRUE
16 | LV_4044-11_0_8_line_16 |  | 13 | 16 | 0.010203 | 0.125 | 0.08 | 261 | 0 | 0.364 | 1 | 4 | cs | TRUE
17 | LV_4044-11_0_8_line_17 |  | 14 | 17 | 0.054554 | 0.125 | 0.08 | 261 | 0 | 0.364 | 1 | 1 | cs | TRUE
18 | LV_4044-11_0_8_line_18 |  | 14 | 18 | 0.030716 | 0.125 | 0.08 | 261 | 0 | 0.364 | 1 | 1 | cs | TRUE
19 | LV_4044-11_0_8_line_19 |  | 15 | 19 | 0.016851 | 0.125 | 0.08 | 261 | 0 | 0.364 | 1 | 2 | cs | TRUE
20 | LV_4044-11_0_8_line_20 |  | 16 | 20 | 0.025324 | 0.125 | 0.08 | 261 | 0 | 0.364 | 1 | 4 | cs | TRUE
21 | LV_4044-11_0_8_line_21 |  | 17 | 24 | 0.005698 | 0.125 | 0.08 | 261 | 0 | 0.364 | 1 | 1 | cs | TRUE
22 | LV_4044-11_0_8_line_22 |  | 17 | 25 | 0.041535 | 0.125 | 0.08 | 261 | 0 | 0.364 | 1 | 1 | cs | TRUE
23 | LV_4044-11_0_8_line_23 |  | 18 | 30 | 0.029513 | 0.125 | 0.08 | 261 | 0 | 0.364 | 1 | 1 | cs | TRUE
24 | LV_4044-11_0_8_line_24 |  | 19 | 31 | 0.002034 | 0.125 | 0.08 | 261 | 0 | 0.364 | 1 | 1 | cs | TRUE
25 | LV_4044-11_0_8_line_25 |  | 20 | 22 | 0.034665 | 0.125 | 0.08 | 261 | 0 | 0.364 | 1 | 4 | cs | TRUE
26 | LV_4044-11_0_8_line_26 |  | 21 | 22 | 0.00922 | 0.125 | 0.08 | 261 | 0 | 0.364 | 1 | 1 | cs | TRUE
27 | LV_4044-11_0_8_line_27 |  | 21 | 23 | 0.026193 | 0.125 | 0.08 | 261 | 0 | 0.364 | 1 | 1 | cs | TRUE
28 | LV_4044-11_0_8_line_28 |  | 22 | 32 | 0.06625 | 0.125 | 0.08 | 261 | 0 | 0.364 | 1 | 4 | cs | TRUE
29 | LV_4044-11_0_8_line_29 |  | 26 | 27 | 0.009824 | 0.125 | 0.08 | 261 | 0 | 0.364 | 1 | 1 | cs | TRUE
30 | LV_4044-11_0_8_line_30 |  | 26 | 28 | 0.017327 | 0.125 | 0.08 | 261 | 0 | 0.364 | 1 | 1 | cs | TRUE
31 | LV_4044-11_0_8_line_31 |  | 26 | 29 | 0.018173 | 0.125 | 0.08 | 261 | 0 | 0.364 | 1 | 1 | cs | TRUE
32 | LV_4044-11_0_8_line_32 |  | 28 | 37 | 0.008858 | 0.125 | 0.08 | 261 | 0 | 0.364 | 1 | 1 | cs | TRUE
33 | LV_4044-11_0_8_line_33 |  | 28 | 38 | 0.016566 | 0.125 | 0.08 | 261 | 0 | 0.364 | 1 | 1 | cs | TRUE
34 | LV_4044-11_0_8_line_34 |  | 29 | 39 | 0.0029523 | 0.125 | 0.08 | 261 | 0 | 0.364 | 1 | 1 | cs | TRUE
35 | LV_4044-11_0_8_line_35 |  | 30 | 40 | 0.004418 | 0.125 | 0.08 | 261 | 0 | 0.364 | 1 | 1 | cs | TRUE
36 | LV_4044-11_0_8_line_36 |  | 30 | 41 | 0.03818 | 0.125 | 0.08 | 261 | 0 | 0.364 | 1 | 1 | cs | TRUE
37 | LV_4044-11_0_8_line_37 |  | 31 | 46 | 0.029281 | 0.125 | 0.08 | 261 | 0 | 0.364 | 1 | 1 | cs | TRUE
38 | LV_4044-11_0_8_line_38 |  | 32 | 58 | 0.02212 | 0.125 | 0.08 | 261 | 0 | 0.364 | 1 | 1 | cs | TRUE
39 | LV_4044-11_0_8_line_39 |  | 32 | 55 | 0.0014417 | 0.125 | 0.08 | 261 | 0 | 0.364 | 1 | 4 | cs | TRUE
40 | LV_4044-11_0_8_line_40 |  | 33 | 34 | 0.077978 | 0.125 | 0.08 | 261 | 0 | 0.364 | 1 | 1 | cs | TRUE
41 | LV_4044-11_0_8_line_41 |  | 34 | 48 | 0.031355 | 0.125 | 0.08 | 261 | 0 | 0.364 | 1 | 1 | cs | TRUE
42 | LV_4044-11_0_8_line_42 |  | 35 | 36 | 0.026287 | 0.125 | 0.08 | 261 | 0 | 0.364 | 1 | 1 | cs | TRUE
43 | LV_4044-11_0_8_line_43 |  | 36 | 48 | 0.017211 | 0.125 | 0.08 | 261 | 0 | 0.364 | 1 | 1 | cs | TRUE
44 | LV_4044-11_0_8_line_44 |  | 38 | 46 | 0.034848 | 0.125 | 0.08 | 261 | 0 | 0.364 | 1 | 1 | cs | TRUE
45 | LV_4044-11_0_8_line_45 |  | 39 | 44 | 0.030176 | 0.125 | 0.08 | 261 | 0 | 0.364 | 1 | 1 | cs | TRUE
46 | LV_4044-11_0_8_line_46 |  | 42 | 43 | 0.011858 | 0.125 | 0.08 | 261 | 0 | 0.364 | 1 | 1 | cs | TRUE
47 | LV_4044-11_0_8_line_47 |  | 43 | 72 | 0.033527 | 0.125 | 0.08 | 261 | 0 | 0.364 | 1 | 1 | cs | TRUE
48 | LV_4044-11_0_8_line_48 |  | 43 | 73 | 0.03437 | 0.125 | 0.08 | 261 | 0 | 0.364 | 1 | 4 | cs | TRUE
49 | LV_4044-11_0_8_line_49 |  | 43 | 64 | 0.014332 | 0.125 | 0.08 | 261 | 0 | 0.364 | 1 | 4 | cs | TRUE
50 | LV_4044-11_0_8_line_50 |  | 44 | 45 | 0.014525 | 0.125 | 0.08 | 261 | 0 | 0.364 | 1 | 1 | cs | TRUE
51 | LV_4044-11_0_8_line_51 |  | 45 | 47 | 0.014723 | 0.125 | 0.08 | 261 | 0 | 0.364 | 1 | 1 | cs | TRUE
52 | LV_4044-11_0_8_line_52 |  | 47 | 48 | 0.022994 | 0.125 | 0.08 | 261 | 0 | 0.364 | 1 | 1 | cs | TRUE
53 | LV_4044-11_0_8_line_53 |  | 49 | 50 | 0.031862 | 0.125 | 0.08 | 261 | 0 | 0.364 | 1 | 1 | cs | TRUE
54 | LV_4044-11_0_8_line_54 |  | 50 | 83 | 0.0010128 | 0.125 | 0.08 | 261 | 0 | 0.364 | 1 | 1 | cs | TRUE
55 | LV_4044-11_0_8_line_55 |  | 51 | 52 | 0.017963 | 0.125 | 0.08 | 261 | 0 | 0.364 | 1 | 4 | cs | TRUE
56 | LV_4044-11_0_8_line_56 |  | 51 | 53 | 0.0052523 | 0.125 | 0.08 | 261 | 0 | 0.364 | 1 | 4 | cs | TRUE
57 | LV_4044-11_0_8_line_57 |  | 52 | 54 | 0.018216 | 0.125 | 0.08 | 261 | 0 | 0.364 | 1 | 4 | cs | TRUE
58 | LV_4044-11_0_8_line_58 |  | 53 | 55 | 0.024004 | 0.125 | 0.08 | 261 | 0 | 0.364 | 1 | 4 | cs | TRUE
59 | LV_4044-11_0_8_line_59 |  | 54 | 56 | 0.019447 | 0.125 | 0.08 | 261 | 0 | 0.364 | 1 | 4 | cs | TRUE
60 | LV_4044-11_0_8_line_60 |  | 56 | 57 | 0.021491 | 0.125 | 0.08 | 261 | 0 | 0.364 | 1 | 4 | cs | TRUE
61 | LV_4044-11_0_8_line_61 |  | 57 | 74 | 0.0030328 | 0.125 | 0.08 | 261 | 0 | 0.364 | 1 | 4 | cs | TRUE
62 | LV_4044-11_0_8_line_62 |  | 58 | 83 | 0.0034462 | 0.125 | 0.08 | 261 | 0 | 0.364 | 1 | 1 | cs | TRUE
63 | LV_4044-11_0_8_line_63 |  | 59 | 60 | 0.01431 | 0.125 | 0.08 | 261 | 0 | 0.364 | 1 | 4 | cs | TRUE
64 | LV_4044-11_0_8_line_64 |  | 59 | 61 | 0.012789 | 0.125 | 0.08 | 261 | 0 | 0.364 | 1 | 4 | cs | TRUE
65 | LV_4044-11_0_8_line_65 |  | 60 | 62 | 0.022488 | 0.125 | 0.08 | 261 | 0 | 0.364 | 1 | 4 | cs | TRUE
66 | LV_4044-11_0_8_line_66 |  | 61 | 63 | 0.026998 | 0.125 | 0.08 | 261 | 0 | 0.364 | 1 | 2 | cs | TRUE
67 | LV_4044-11_0_8_line_67 |  | 61 | 64 | 0.041397 | 0.125 | 0.08 | 261 | 0 | 0.364 | 1 | 4 | cs | TRUE
68 | LV_4044-11_0_8_line_68 |  | 62 | 65 | 0.00059372 | 0.125 | 0.08 | 261 | 0 | 0.364 | 1 | 4 | cs | TRUE
69 | LV_4044-11_0_8_line_69 |  | 63 | 66 | 0.027383 | 0.125 | 0.08 | 261 | 0 | 0.364 | 1 | 1 | cs | TRUE
70 | LV_4044-11_0_8_line_70 |  | 63 | 67 | 0.019096 | 0.125 | 0.08 | 261 | 0 | 0.364 | 1 | 1 | cs | TRUE
71 | LV_4044-11_0_8_line_71 |  | 63 | 68 | 0.028827 | 0.125 | 0.08 | 261 | 0 | 0.364 | 1 | 1 | cs | TRUE
72 | LV_4044-11_0_8_line_72 |  | 65 | 69 | 0.020001 | 0.125 | 0.08 | 261 | 0 | 0.364 | 1 | 4 | cs | TRUE
73 | LV_4044-11_0_8_line_73 |  | 66 | 70 | 0.01583 | 0.125 | 0.08 | 261 | 0 | 0.364 | 1 | 1 | cs | TRUE
74 | LV_4044-11_0_8_line_74 |  | 67 | 71 | 0.017763 | 0.125 | 0.08 | 261 | 0 | 0.364 | 1 | 1 | cs | TRUE
75 | LV_4044-11_0_8_line_75 |  | 69 | 82 | 0.0019779 | 0.125 | 0.08 | 261 | 0 | 0.364 | 1 | 4 | cs | TRUE
76 | LV_4044-11_0_8_line_76 |  | 70 | 143 | 0.023774 | 0.125 | 0.08 | 261 | 0 | 0.364 | 1 | 1 | cs | TRUE
77 | LV_4044-11_0_8_line_77 |  | 71 | 144 | 0.006881 | 0.125 | 0.08 | 261 | 0 | 0.364 | 1 | 1 | cs | TRUE
78 | LV_4044-11_0_8_line_78 |  | 73 | 74 | 0.015575 | 0.125 | 0.08 | 261 | 0 | 0.364 | 1 | 4 | cs | TRUE
79 | LV_4044-11_0_8_line_79 |  | 75 | 76 | 0.020911 | 0.125 | 0.08 | 261 | 0 | 0.364 | 1 | 4 | cs | TRUE
80 | LV_4044-11_0_8_line_80 |  | 75 | 77 | 0.010368 | 0.125 | 0.08 | 261 | 0 | 0.364 | 1 | 4 | cs | TRUE
81 | LV_4044-11_0_8_line_81 |  | 76 | 78 | 0.017233 | 0.125 | 0.08 | 261 | 0 | 0.364 | 1 | 4 | cs | TRUE
82 | LV_4044-11_0_8_line_82 |  | 77 | 79 | 0.01047 | 0.125 | 0.08 | 261 | 0 | 0.364 | 1 | 4 | cs | TRUE
83 | LV_4044-11_0_8_line_83 |  | 78 | 80 | 0.012347 | 0.125 | 0.08 | 261 | 0 | 0.364 | 1 | 4 | cs | TRUE
84 | LV_4044-11_0_8_line_84 |  | 79 | 81 | 0.020688 | 0.125 | 0.08 | 261 | 0 | 0.364 | 1 | 4 | cs | TRUE
85 | LV_4044-11_0_8_line_85 |  | 80 | 82 | 0.012201 | 0.125 | 0.08 | 261 | 0 | 0.364 | 1 | 4 | cs | TRUE
86 | LV_4044-11_0_8_line_86 |  | 81 | 111 | 0.022261 | 0.125 | 0.08 | 261 | 0 | 0.364 | 1 | 4 | cs | TRUE
87 | LV_4044-11_0_8_line_87 |  | 84 | 85 | 0.014059 | 0.125 | 0.08 | 261 | 0 | 0.364 | 1 | 1 | cs | TRUE
88 | LV_4044-11_0_8_line_88 |  | 84 | 86 | 0.016181 | 0.125 | 0.08 | 261 | 0 | 0.364 | 1 | 1 | cs | TRUE
89 | LV_4044-11_0_8_line_89 |  | 85 | 87 | 0.017747 | 0.125 | 0.08 | 261 | 0 | 0.364 | 1 | 1 | cs | TRUE
90 | LV_4044-11_0_8_line_90 |  | 86 | 88 | 0.0005194 | 0.125 | 0.08 | 261 | 0 | 0.364 | 1 | 1 | cs | TRUE
91 | LV_4044-11_0_8_line_91 |  | 86 | 89 | 0.016332 | 0.125 | 0.08 | 261 | 0 | 0.364 | 1 | 1 | cs | TRUE
92 | LV_4044-11_0_8_line_92 |  | 87 | 90 | 0.0024636 | 0.125 | 0.08 | 261 | 0 | 0.364 | 1 | 3 | cs | TRUE
93 | LV_4044-11_0_8_line_93 |  | 88 | 91 | 0.017251 | 0.125 | 0.08 | 261 | 0 | 0.364 | 1 | 1 | cs | TRUE
94 | LV_4044-11_0_8_line_94 |  | 89 | 92 | 0.012549 | 0.125 | 0.08 | 261 | 0 | 0.364 | 1 | 1 | cs | TRUE
95 | LV_4044-11_0_8_line_95 |  | 90 | 93 | 0.011056 | 0.125 | 0.08 | 261 | 0 | 0.364 | 1 | 3 | cs | TRUE
96 | LV_4044-11_0_8_line_96 |  | 91 | 94 | 0.0019085 | 0.125 | 0.08 | 261 | 0 | 0.364 | 1 | 1 | cs | TRUE
97 | LV_4044-11_0_8_line_97 |  | 92 | 95 | 0.01818 | 0.125 | 0.08 | 261 | 0 | 0.364 | 1 | 1 | cs | TRUE
98 | LV_4044-11_0_8_line_98 |  | 93 | 142 | 0.0033449 | 0.125 | 0.08 | 261 | 0 | 0.364 | 1 | 4 | cs | TRUE
99 | LV_4044-11_0_8_line_99 |  | 96 | 97 | 0.020969 | 0.125 | 0.08 | 261 | 0 | 0.364 | 1 | 4 | cs | TRUE
100 | LV_4044-11_0_8_line_100 |  | 96 | 98 | 0.012455 | 0.125 | 0.08 | 261 | 0 | 0.364 | 1 | 4 | cs | TRUE
101 | LV_4044-11_0_8_line_101 |  | 97 | 99 | 0.001004 | 0.125 | 0.08 | 261 | 0 | 0.364 | 1 | 4 | cs | TRUE
102 | LV_4044-11_0_8_line_102 |  | 98 | 100 | 0.0023787 | 0.125 | 0.08 | 261 | 0 | 0.364 | 1 | 4 | cs | TRUE
103 | LV_4044-11_0_8_line_103 |  | 99 | 101 | 0.00091784 | 0.125 | 0.08 | 261 | 0 | 0.364 | 1 | 4 | cs | TRUE
104 | LV_4044-11_0_8_line_104 |  | 100 | 102 | 0.01466 | 0.125 | 0.08 | 261 | 0 | 0.364 | 1 | 1 | cs | TRUE
105 | LV_4044-11_0_8_line_105 |  | 100 | 103 | 0.032157 | 0.125 | 0.08 | 261 | 0 | 0.364 | 1 | 4 | cs | TRUE
106 | LV_4044-11_0_8_line_106 |  | 101 | 104 | 0.021529 | 0.125 | 0.08 | 261 | 0 | 0.364 | 1 | 4 | cs | TRUE
107 | LV_4044-11_0_8_line_107 |  | 102 | 105 | 0.01583 | 0.125 | 0.08 | 261 | 0 | 0.364 | 1 | 1 | cs | TRUE
108 | LV_4044-11_0_8_line_108 |  | 103 | 106 | 0.0057699 | 0.125 | 0.08 | 261 | 0 | 0.364 | 1 | 4 | cs | TRUE
109 | LV_4044-11_0_8_line_109 |  | 104 | 107 | 0.0046114 | 0.125 | 0.08 | 261 | 0 | 0.364 | 1 | 4 | cs | TRUE
110 | LV_4044-11_0_8_line_110 |  | 105 | 132 | 0.013422 | 0.125 | 0.08 | 261 | 0 | 0.364 | 1 | 1 | cs | TRUE
111 | LV_4044-11_0_8_line_111 |  | 106 | 131 | 0.0012993 | 0.125 | 0.08 | 261 | 0 | 0.364 | 1 | 4 | cs | TRUE
112 | LV_4044-11_0_8_line_112 |  | 108 | 109 | 0.0027767 | 0.125 | 0.08 | 261 | 0 | 0.364 | 1 | 1 | cs | TRUE
113 | LV_4044-11_0_8_line_113 |  | 109 | 116 | 0.028737 | 0.125 | 0.08 | 261 | 0 | 0.364 | 1 | 1 | cs | TRUE
114 | LV_4044-11_0_8_line_114 |  | 110 | 111 | 0.0051996 | 0.125 | 0.08 | 261 | 0 | 0.364 | 1 | 4 | cs | TRUE
115 | LV_4044-11_0_8_line_115 |  | 110 | 112 | 0.0070039 | 0.125 | 0.08 | 261 | 0 | 0.364 | 1 | 4 | cs | TRUE
116 | LV_4044-11_0_8_line_116 |  | 112 | 113 | 0.016764 | 0.125 | 0.08 | 261 | 0 | 0.364 | 1 | 4 | cs | TRUE
117 | LV_4044-11_0_8_line_117 |  | 113 | 114 | 0.015257 | 0.125 | 0.08 | 261 | 0 | 0.364 | 1 | 4 | cs | TRUE
118 | LV_4044-11_0_8_line_118 |  | 114 | 117 | 0.034082 | 0.125 | 0.08 | 261 | 0 | 0.364 | 1 | 1 | cs | TRUE
119 | LV_4044-11_0_8_line_119 |  | 114 | 118 | 0.010788 | 0.125 | 0.08 | 261 | 0 | 0.364 | 1 | 4 | cs | TRUE
120 | LV_4044-11_0_8_line_120 |  | 115 | 116 | 0.0060144 | 0.125 | 0.08 | 261 | 0 | 0.364 | 1 | 1 | cs | TRUE
121 | LV_4044-11_0_8_line_121 |  | 118 | 127 | 6.1746e-05 | 0.125 | 0.08 | 261 | 0 | 0.364 | 1 | 4 | cs | TRUE
122 | LV_4044-11_0_8_line_122 |  | 118 | 139 | 0.012898 | 0.125 | 0.08 | 261 | 0 | 0.364 | 1 | 4 | cs | TRUE
123 | LV_4044-11_0_8_line_123 |  | 119 | 120 | 0.020945 | 0.125 | 0.08 | 261 | 0 | 0.364 | 1 | 1 | cs | TRUE
124 | LV_4044-11_0_8_line_124 |  | 120 | 121 | 0.0020824 | 0.125 | 0.08 | 261 | 0 | 0.364 | 1 | 1 | cs | TRUE
125 | LV_4044-11_0_8_line_125 |  | 121 | 122 | 0.017863 | 0.125 | 0.08 | 261 | 0 | 0.364 | 1 | 1 | cs | TRUE
126 | LV_4044-11_0_8_line_126 |  | 122 | 126 | 0.035877 | 0.125 | 0.08 | 261 | 0 | 0.364 | 1 | 4 | cs | TRUE
127 | LV_4044-11_0_8_line_127 |  | 122 | 127 | 0.0095423 | 0.125 | 0.08 | 261 | 0 | 0.364 | 1 | 4 | cs | TRUE
128 | LV_4044-11_0_8_line_128 |  | 123 | 124 | 0.028439 | 0.125 | 0.08 | 261 | 0 | 0.364 | 1 | 1 | cs | TRUE
129 | LV_4044-11_0_8_line_129 |  | 123 | 125 | 0.010286 | 0.125 | 0.08 | 261 | 0 | 0.364 | 1 | 1 | cs | TRUE
130 | LV_4044-11_0_8_line_130 |  | 125 | 130 | 0.023328 | 0.125 | 0.08 | 261 | 0 | 0.364 | 1 | 1 | cs | TRUE
131 | LV_4044-11_0_8_line_131 |  | 126 | 131 | 0.020067 | 0.125 | 0.08 | 261 | 0 | 0.364 | 1 | 4 | cs | TRUE
132 | LV_4044-11_0_8_line_132 |  | 128 | 129 | 0.015331 | 0.125 | 0.08 | 261 | 0 | 0.364 | 1 | 1 | cs | TRUE
133 | LV_4044-11_0_8_line_133 |  | 129 | 132 | 0.0017487 | 0.125 | 0.08 | 261 | 0 | 0.364 | 1 | 1 | cs | TRUE
134 | LV_4044-11_0_8_line_134 |  | 130 | 196 | 0.021671 | 0.125 | 0.08 | 261 | 0 | 0.364 | 1 | 1 | cs | TRUE
135 | LV_4044-11_0_8_line_135 |  | 133 | 134 | 0.0026593 | 0.125 | 0.08 | 261 | 0 | 0.364 | 1 | 1 | cs | TRUE
136 | LV_4044-11_0_8_line_136 |  | 134 | 135 | 0.016074 | 0.125 | 0.08 | 261 | 0 | 0.364 | 1 | 1 | cs | TRUE
137 | LV_4044-11_0_8_line_137 |  | 135 | 136 | 0.019288 | 0.125 | 0.08 | 261 | 0 | 0.364 | 1 | 1 | cs | TRUE
138 | LV_4044-11_0_8_line_138 |  | 136 | 137 | 0.032271 | 0.125 | 0.08 | 261 | 0 | 0.364 | 1 | 1 | cs | TRUE
139 | LV_4044-11_0_8_line_139 |  | 137 | 140 | 0.0096797 | 0.125 | 0.08 | 261 | 0 | 0.364 | 1 | 4 | cs | TRUE
140 | LV_4044-11_0_8_line_140 |  | 137 | 138 | 0.0090734 | 0.125 | 0.08 | 261 | 0 | 0.364 | 1 | 4 | cs | TRUE
141 | LV_4044-11_0_8_line_141 |  | 138 | 139 | 0.0017715 | 0.125 | 0.08 | 261 | 0 | 0.364 | 1 | 4 | cs | TRUE
142 | LV_4044-11_0_8_line_142 |  | 140 | 141 | 0.0033536 | 0.125 | 0.08 | 261 | 0 | 0.364 | 1 | 4 | cs | TRUE
143 | LV_4044-11_0_8_line_143 |  | 141 | 142 | 0.017453 | 0.125 | 0.08 | 261 | 0 | 0.364 | 1 | 4 | cs | TRUE
144 | LV_4044-11_0_8_line_144 |  | 143 | 198 | 0.030144 | 0.125 | 0.08 | 261 | 0 | 0.364 | 1 | 1 | cs | TRUE
145 | LV_4044-11_0_8_line_145 |  | 144 | 188 | 0.0077973 | 0.125 | 0.08 | 261 | 0 | 0.364 | 1 | 1 | cs | TRUE
146 | LV_4044-11_0_8_line_146 |  | 144 | 195 | 0.0027409 | 0.125 | 0.08 | 261 | 0 | 0.364 | 1 | 1 | cs | TRUE
147 | LV_4044-11_0_8_line_147 |  | 145 | 146 | 0.014931 | 0.125 | 0.08 | 261 | 0 | 0.364 | 1 | 1 | cs | TRUE
148 | LV_4044-11_0_8_line_148 |  | 146 | 167 | 0.017255 | 0.125 | 0.08 | 261 | 0 | 0.364 | 1 | 1 | cs | TRUE
149 | LV_4044-11_0_8_line_149 |  | 147 | 148 | 0.030066 | 0.125 | 0.08 | 261 | 0 | 0.364 | 1 | 1 | cs | TRUE
150 | LV_4044-11_0_8_line_150 |  | 147 | 149 | 0.0016892 | 0.125 | 0.08 | 261 | 0 | 0.364 | 1 | 1 | cs | TRUE
151 | LV_4044-11_0_8_line_151 |  | 148 | 150 | 0.014955 | 0.125 | 0.08 | 261 | 0 | 0.364 | 1 | 1 | cs | TRUE
152 | LV_4044-11_0_8_line_152 |  | 148 | 151 | 0.012635 | 0.125 | 0.08 | 261 | 0 | 0.364 | 1 | 1 | cs | TRUE
153 | LV_4044-11_0_8_line_153 |  | 149 | 152 | 0.013197 | 0.125 | 0.08 | 261 | 0 | 0.364 | 1 | 1 | cs | TRUE
154 | LV_4044-11_0_8_line_154 |  | 149 | 153 | 0.016741 | 0.125 | 0.08 | 261 | 0 | 0.364 | 1 | 1 | cs | TRUE
155 | LV_4044-11_0_8_line_155 |  | 150 | 154 | 0.018229 | 0.125 | 0.08 | 261 | 0 | 0.364 | 1 | 1 | cs | TRUE
156 | LV_4044-11_0_8_line_156 |  | 150 | 155 | 0.0090081 | 0.125 | 0.08 | 261 | 0 | 0.364 | 1 | 1 | cs | TRUE
157 | LV_4044-11_0_8_line_157 |  | 152 | 156 | 0.0019623 | 0.125 | 0.08 | 261 | 0 | 0.364 | 1 | 1 | cs | TRUE
158 | LV_4044-11_0_8_line_158 |  | 153 | 157 | 0.013915 | 0.125 | 0.08 | 261 | 0 | 0.364 | 1 | 1 | cs | TRUE
159 | LV_4044-11_0_8_line_159 |  | 154 | 158 | 0.0024945 | 0.125 | 0.08 | 261 | 0 | 0.364 | 1 | 1 | cs | TRUE
160 | LV_4044-11_0_8_line_160 |  | 155 | 159 | 0.00662 | 0.125 | 0.08 | 261 | 0 | 0.364 | 1 | 1 | cs | TRUE
161 | LV_4044-11_0_8_line_161 |  | 156 | 160 | 0.0085265 | 0.125 | 0.08 | 261 | 0 | 0.364 | 1 | 1 | cs | TRUE
162 | LV_4044-11_0_8_line_162 |  | 157 | 161 | 0.002591 | 0.125 | 0.08 | 261 | 0 | 0.364 | 1 | 1 | cs | TRUE
163 | LV_4044-11_0_8_line_163 |  | 157 | 162 | 0.0099896 | 0.125 | 0.08 | 261 | 0 | 0.364 | 1 | 1 | cs | TRUE
164 | LV_4044-11_0_8_line_164 |  | 158 | 177 | 0.0047305 | 0.125 | 0.08 | 261 | 0 | 0.364 | 1 | 1 | cs | TRUE
165 | LV_4044-11_0_8_line_165 |  | 159 | 174 | 0.017324 | 0.125 | 0.08 | 261 | 0 | 0.364 | 1 | 1 | cs | TRUE
166 | LV_4044-11_0_8_line_166 |  | 160 | 202 | 0.0083259 | 0.125 | 0.08 | 261 | 0 | 0.364 | 1 | 1 | cs | TRUE
167 | LV_4044-11_0_8_line_167 |  | 162 | 173 | 0.023596 | 0.125 | 0.08 | 261 | 0 | 0.364 | 1 | 1 | cs | TRUE
168 | LV_4044-11_0_8_line_168 |  | 163 | 164 | 0.016095 | 0.125 | 0.08 | 261 | 0 | 0.364 | 1 | 1 | cs | TRUE
169 | LV_4044-11_0_8_line_169 |  | 163 | 165 | 0.029942 | 0.125 | 0.08 | 261 | 0 | 0.364 | 1 | 1 | cs | TRUE
170 | LV_4044-11_0_8_line_170 |  | 164 | 166 | 0.016771 | 0.125 | 0.08 | 261 | 0 | 0.364 | 1 | 1 | cs | TRUE
171 | LV_4044-11_0_8_line_171 |  | 165 | 167 | 0.016199 | 0.125 | 0.08 | 261 | 0 | 0.364 | 1 | 1 | cs | TRUE
172 | LV_4044-11_0_8_line_172 |  | 166 | 168 | 0.018462 | 0.125 | 0.08 | 261 | 0 | 0.364 | 1 | 1 | cs | TRUE
173 | LV_4044-11_0_8_line_173 |  | 168 | 169 | 0.013693 | 0.125 | 0.08 | 261 | 0 | 0.364 | 1 | 1 | cs | TRUE
174 | LV_4044-11_0_8_line_174 |  | 169 | 178 | 0.031147 | 0.125 | 0.08 | 261 | 0 | 0.364 | 1 | 1 | cs | TRUE
175 | LV_4044-11_0_8_line_175 |  | 170 | 171 | 0.013649 | 0.125 | 0.08 | 261 | 0 | 0.364 | 1 | 1 | cs | TRUE
176 | LV_4044-11_0_8_line_176 |  | 171 | 172 | 0.012406 | 0.125 | 0.08 | 261 | 0 | 0.364 | 1 | 1 | cs | TRUE
177 | LV_4044-11_0_8_line_177 |  | 172 | 173 | 0.015552 | 0.125 | 0.08 | 261 | 0 | 0.364 | 1 | 1 | cs | TRUE
178 | LV_4044-11_0_8_line_178 |  | 174 | 175 | 0.017267 | 0.125 | 0.08 | 261 | 0 | 0.364 | 1 | 1 | cs | TRUE
179 | LV_4044-11_0_8_line_179 |  | 175 | 176 | 0.0069426 | 0.125 | 0.08 | 261 | 0 | 0.364 | 1 | 1 | cs | TRUE
180 | LV_4044-11_0_8_line_180 |  | 177 | 186 | 0.0073993 | 0.125 | 0.08 | 261 | 0 | 0.364 | 1 | 1 | cs | TRUE
181 | LV_4044-11_0_8_line_181 |  | 178 | 184 | 0.029046 | 0.125 | 0.08 | 261 | 0 | 0.364 | 1 | 1 | cs | TRUE
182 | LV_4044-11_0_8_line_182 |  | 179 | 180 | 0.030818 | 0.125 | 0.08 | 261 | 0 | 0.364 | 1 | 1 | cs | TRUE
183 | LV_4044-11_0_8_line_183 |  | 179 | 181 | 0.017706 | 0.125 | 0.08 | 261 | 0 | 0.364 | 1 | 1 | cs | TRUE
184 | LV_4044-11_0_8_line_184 |  | 180 | 182 | 0.021415 | 0.125 | 0.08 | 261 | 0 | 0.364 | 1 | 1 | cs | TRUE
185 | LV_4044-11_0_8_line_185 |  | 181 | 183 | 0.065052 | 0.125 | 0.08 | 261 | 0 | 0.364 | 1 | 1 | cs | TRUE
186 | LV_4044-11_0_8_line_186 |  | 182 | 192 | 0.017634 | 0.125 | 0.08 | 261 | 0 | 0.364 | 1 | 1 | cs | TRUE
187 | LV_4044-11_0_8_line_187 |  | 182 | 193 | 0.0033582 | 0.125 | 0.08 | 261 | 0 | 0.364 | 1 | 1 | cs | TRUE
188 | LV_4044-11_0_8_line_188 |  | 183 | 189 | 0.0045814 | 0.125 | 0.08 | 261 | 0 | 0.364 | 1 | 1 | cs | TRUE
189 | LV_4044-11_0_8_line_189 |  | 184 | 185 | 0.0047988 | 0.125 | 0.08 | 261 | 0 | 0.364 | 1 | 1 | cs | TRUE
190 | LV_4044-11_0_8_line_190 |  | 185 | 202 | 0.0052278 | 0.125 | 0.08 | 261 | 0 | 0.364 | 1 | 1 | cs | TRUE
191 | LV_4044-11_0_8_line_191 |  | 186 | 187 | 0.012315 | 0.125 | 0.08 | 261 | 0 | 0.364 | 1 | 1 | cs | TRUE
192 | LV_4044-11_0_8_line_192 |  | 187 | 188 | 0.011742 | 0.125 | 0.08 | 261 | 0 | 0.364 | 1 | 1 | cs | TRUE
193 | LV_4044-11_0_8_line_193 |  | 189 | 190 | 0.019743 | 0.125 | 0.08 | 261 | 0 | 0.364 | 1 | 1 | cs | TRUE
194 | LV_4044-11_0_8_line_194 |  | 190 | 191 | 0.0021092 | 0.125 | 0.08 | 261 | 0 | 0.364 | 1 | 1 | cs | TRUE
195 | LV_4044-11_0_8_line_195 |  | 191 | 194 | 0.012662 | 0.125 | 0.08 | 261 | 0 | 0.364 | 1 | 1 | cs | TRUE
196 | LV_4044-11_0_8_line_196 |  | 192 | 201 | 0.016257 | 0.125 | 0.08 | 261 | 0 | 0.364 | 1 | 1 | cs | TRUE
197 | LV_4044-11_0_8_line_197 |  | 193 | 199 | 0.065968 | 0.125 | 0.08 | 261 | 0 | 0.364 | 1 | 1 | cs | TRUE
198 | LV_4044-11_0_8_line_198 |  | 194 | 195 | 0.030647 | 0.125 | 0.08 | 261 | 0 | 0.364 | 1 | 1 | cs | TRUE
199 | LV_4044-11_0_8_line_199 |  | 196 | 197 | 0.042582 | 0.125 | 0.08 | 261 | 0 | 0.364 | 1 | 1 | cs | TRUE
200 | LV_4044-11_0_8_line_200 |  | 197 | 198 | 0.029512 | 0.125 | 0.08 | 261 | 0 | 0.364 | 1 | 1 | cs | TRUE
201 | LV_4044-11_0_8_line_201 |  | 199 | 200 | 0.036012 | 0.125 | 0.08 | 261 | 0 | 0.364 | 1 | 1 | cs | TRUE

## trafo
| name | std_type | hv_bus | lv_bus | sn_mva | vn_hv_kv | vn_lv_kv | vk_percent | vkr_percent | pfe_kw | i0_percent | shift_degree | tap_side | tap_neutral | tap_min | tap_max | tap_step_percent | tap_step_degree | tap_pos | tap_phase_shifter | parallel | df | in_service
0 | LV_4044-11_0_8_trafo_50 | 0.63 MVA 20/0.4 kV | 203 | 56 | 0.63 | 20 | 0.4 | 6 | 1.206 | 1.65 | 0.2619 | 150 | hv | 0 | -2 | 2 | 2.5 | 0 | 0 | FALSE | 1 | 1 | TRUE

## line_geodata
| x0 | y0 | x1 | y1 | x2 | y2 | x3 | y3 | x4 | y4 | x5 | y5 | x6 | y6
0 | 2661792.1286 | 1260507.9073 | 2661773.1078 | 1260494.8436 | 2661761.5595 | 1260493.0494
1 | 2661792.1286 | 1260507.9073 | 2661788.8592 | 1260505.6619
2 | 2661792.1286 | 1260507.9073 | 2661777.8648 | 1260526.6384
3 | 2661792.1286 | 1260507.9073 | 2661823.5177 | 1260529.473 | 2661841.523 | 1260504.8431 | 2661844.7801 | 1260500.385 | 2661944.248 | 1260573.3673
4 | 2661949.438 | 1260545.5346 | 2661944.248 | 1260573.3673
5 | 2661944.248 | 1260573.3673 | 2661959.2802 | 1260584.3883 | 2661957.8777 | 1260589.4995
6 | 2661957.8777 | 1260589.4995 | 2661946.9543 | 1260629.4144 | 2661946.2263 | 1260654.6155
7 | 2661945.5237 | 1260678.9356 | 2661946.2263 | 1260654.6155
8 | 2662137.592 | 1260734.4228 | 2662136.8434 | 1260759.7668 | 2662141.4943 | 1260765.3864 | 2662141.4925 | 1260765.7729
9 | 2662137.592 | 1260734.4228 | 2662158.7745 | 1260735.0083
10 | 2662141.449 | 1260774.7261 | 2662141.4925 | 1260765.7729
11 | 2661945.5237 | 1260678.9356 | 2661948.3897 | 1260688.9496
12 | 2661945.5237 | 1260678.9356 | 2661927.2572 | 1260678.9918
13 | 2662108.631 | 1260774.6372 | 2662108.0981 | 1260804.2112
14 | 2662107.9265 | 1260813.7362 | 2662108.0981 | 1260804.2112
15 | 2662108.631 | 1260774.6372 | 2662122.5684 | 1260774.3054
16 | 2662098.3974 | 1260774.6187 | 2662108.631 | 1260774.6372
17 | 2662107.9265 | 1260813.7362 | 2662112.8537 | 1260813.8546 | 2662112.7938 | 1260818.8465 | 2662120.2664 | 1260819.1252 | 2662127.7 | 1260823.84 | 2662130.3578 | 1260830.5172 | 2662135.1299 | 1260851.1379
18 | 2662107.9265 | 1260813.7362 | 2662101.9549 | 1260834.8556 | 2662093.871 | 1260838.2511
19 | 2662122.5684 | 1260774.3054 | 2662139.4155 | 1260774.6808
20 | 2662098.3974 | 1260774.6187 | 2662098.5104 | 1260763.8564 | 2662097.3159 | 1260760.6304 | 2662097.7731 | 1260749.5187
21 | 2662135.1299 | 1260851.1379 | 2662129.4203 | 1260850.9001
22 | 2662130.0354 | 1260886.3213 | 2662136.1386 | 1260886.3966 | 2662136.7373 | 1260858.0932 | 2662135.1299 | 1260851.1379
23 | 2662093.871 | 1260838.2511 | 2662093.2146 | 1260867.7547
24 | 2662141.449 | 1260774.7261 | 2662139.4155 | 1260774.6808
25 | 2662099.1979 | 1260714.8833 | 2662097.7731 | 1260749.5187
26 | 2662099.1979 | 1260714.8833 | 2662108.4215 | 1260714.213
27 | 2662108.4215 | 1260714.213 | 2662110.3987 | 1260688.8262 | 2662110.5642 | 1260688.1154
28 | 2662099.1979 | 1260714.8833 | 2662032.9283 | 1260719.7364
29 | 2662179.5172 | 1260843.1316 | 2662169.6722 | 1260842.7167
30 | 2662179.5172 | 1260843.1316 | 2662179.4054 | 1260825.8066
31 | 2662179.5172 | 1260843.1316 | 2662197.6322 | 1260841.6753
32 | 2662170.5216 | 1260825.7132 | 2662179.4054 | 1260825.8066
33 | 2662179.4054 | 1260825.8066 | 2662179.3089 | 1260810.6167 | 2662178.9886 | 1260809.2783
34 | 2662197.6322 | 1260841.6753 | 2662200.5749 | 1260841.4387
35 | 2662088.7834 | 1260867.7638 | 2662093.2146 | 1260867.7547
36 | 2662079.5126 | 1260898.0887 | 2662084.8806 | 1260897.8448 | 2662092.77 | 1260887.8536 | 2662093.2146 | 1260867.7547
37 | 2662141.449 | 1260774.7261 | 2662170.8092 | 1260775.4127
38 | 2662032.9283 | 1260719.7364 | 2662034.2954 | 1260697.6591
39 | 2662032.9283 | 1260719.7364 | 2662032.6049 | 1260721.1414
40 | 2662249.3346 | 1260902.7536 | 2662218.6129 | 1260913.3494 | 2662192.4592 | 1260910.9283 | 2662173.3382 | 1260909.0351
41 | 2662244.6763 | 1260877.0858 | 2662250.1494 | 1260876.8876 | 2662249.3346 | 1260902.7536
42 | 2662201.1789 | 1260876.8894 | 2662227.4654 | 1260877.0081
43 | 2662244.6763 | 1260877.0858 | 2662227.4654 | 1260877.0081
44 | 2662170.8092 | 1260775.4127 | 2662172.9956 | 1260783.2081 | 2662175.5046 | 1260794.7206 | 2662178.9886 | 1260809.2783
45 | 2662230.5854 | 1260838.3203 | 2662209.8519 | 1260840.693 | 2662200.5749 | 1260841.4387
46 | 2662002.7449 | 1260876.6127 | 2662013.6743 | 1260872.0118
47 | 2662002.7449 | 1260876.6127 | 2661991.4569 | 1260855.7125 | 2661989.3077 | 1260846.1788
48 | 2662002.7449 | 1260876.6127 | 2662000.4789 | 1260856.9857 | 2662003.9448 | 1260842.7899
49 | 2662002.7449 | 1260876.6127 | 2661998.7907 | 1260886.4785 | 2661996.1399 | 1260889.0641
50 | 2662230.5854 | 1260838.3203 | 2662245.0429 | 1260840.107
51 | 2662245.0429 | 1260840.107 | 2662244.6318 | 1260854.8245
52 | 2662244.6763 | 1260877.0858 | 2662244.5172 | 1260865.7091 | 2662246.6035 | 1260860.0936 | 2662244.6318 | 1260854.8245
53 | 2662034.5709 | 1260693.2086 | 2662035.0785 | 1260685.0113 | 2662037.761 | 1260672.1078 | 2662041.1018 | 1260662.1853
54 | 2662034.5709 | 1260693.2086 | 2662034.5083 | 1260694.2195
55 | 2662022.0149 | 1260767.158 | 2662026.0435 | 1260749.6528
56 | 2662027.2214 | 1260744.5343 | 2662026.0435 | 1260749.6528
57 | 2662017.9295 | 1260784.9104 | 2662022.0149 | 1260767.158
58 | 2662027.2214 | 1260744.5343 | 2662032.6049 | 1260721.1414
59 | 2662013.4555 | 1260803.8349 | 2662015.5261 | 1260795.3538 | 2662017.9295 | 1260784.9104
60 | 2662013.4555 | 1260803.8349 | 2662008.3583 | 1260824.7126
61 | 2662008.3583 | 1260824.7126 | 2662007.639 | 1260827.6589
62 | 2662034.2954 | 1260697.6591 | 2662034.5083 | 1260694.2195
63 | 2661953.7847 | 1260885.8961 | 2661958.0633 | 1260899.5515
64 | 2661961.887 | 1260911.755 | 2661958.0633 | 1260899.5515
65 | 2661947.0611 | 1260864.4373 | 2661953.7847 | 1260885.8961
66 | 2661961.887 | 1260911.755 | 2661938.2082 | 1260924.8501
67 | 2661961.887 | 1260911.755 | 2661987.2866 | 1260897.6996 | 2661996.1399 | 1260889.0641
68 | 2661947.0611 | 1260864.4373 | 2661946.8835 | 1260863.8707
69 | 2661938.2082 | 1260924.8501 | 2661925.8129 | 1260927.6447 | 2661911.1463 | 1260927.0931
70 | 2661938.2082 | 1260924.8501 | 2661941.374 | 1260943.6821
71 | 2661938.2082 | 1260924.8501 | 2661931.6316 | 1260913.1394 | 2661935.2355 | 1260898.5776 | 2661935.4824 | 1260898.2693
72 | 2661946.8835 | 1260863.8707 | 2661940.9033 | 1260844.7845
73 | 2661911.1463 | 1260927.0931 | 2661895.3278 | 1260926.4982
74 | 2661945.2522 | 1260961.0059 | 2661942.2304 | 1260948.7764 | 2661941.374 | 1260943.6821
75 | 2661940.3119 | 1260842.8971 | 2661940.9033 | 1260844.7845
76 | 2661871.5802 | 1260925.8719 | 2661873.3774 | 1260925.6726 | 2661895.3278 | 1260926.4982
77 | 2661945.2522 | 1260961.0059 | 2661940.8412 | 1260966.2969
78 | 2662007.639 | 1260827.6589 | 2662003.9448 | 1260842.7899
79 | 2661980.1656 | 1260805.6243 | 2661962.1489 | 1260816.2393
80 | 2661980.1656 | 1260805.6243 | 2661977.6878 | 1260795.5569
81 | 2661947.3016 | 1260824.9869 | 2661962.1489 | 1260816.2393
82 | 2661975.1855 | 1260785.3901 | 2661977.6878 | 1260795.5569
83 | 2661936.6639 | 1260831.2543 | 2661947.3016 | 1260824.9869
84 | 2661970.2413 | 1260765.302 | 2661975.1855 | 1260785.3901
85 | 2661936.6639 | 1260831.2543 | 2661940.3119 | 1260842.8971
86 | 2661970.2413 | 1260765.302 | 2661948.051 | 1260767.0801
87 | 2661877.0564 | 1260848.1651 | 2661890.4695 | 1260843.9538
88 | 2661861.928 | 1260853.8782 | 2661872.9767 | 1260849.446 | 2661877.0564 | 1260848.1651
89 | 2661907.4012 | 1260838.6378 | 2661890.4695 | 1260843.9538
90 | 2661861.446 | 1260854.0717 | 2661861.928 | 1260853.8782
91 | 2661861.928 | 1260853.8782 | 2661866.0838 | 1260869.6726
92 | 2661909.7517 | 1260837.8999 | 2661907.4012 | 1260838.6378
93 | 2661861.446 | 1260854.0717 | 2661845.4374 | 1260860.5006
94 | 2661866.0838 | 1260869.6726 | 2661869.2771 | 1260881.8088
95 | 2661909.7517 | 1260837.8999 | 2661906.5269 | 1260827.3246
96 | 2661843.6664 | 1260861.2118 | 2661845.4374 | 1260860.5006
97 | 2661854.849 | 1260890.898 | 2661866.8141 | 1260886.7422 | 2661869.2771 | 1260881.8088
98 | 2661905.5513 | 1260824.1252 | 2661906.5269 | 1260827.3246
99 | 2661899.1952 | 1260679.078 | 2661878.2266 | 1260679.1424
100 | 2661865.7721 | 1260679.1806 | 2661878.2266 | 1260679.1424
101 | 2661899.1952 | 1260679.078 | 2661900.1992 | 1260679.0749
102 | 2661863.3934 | 1260679.188 | 2661865.7721 | 1260679.1806
103 | 2661901.117 | 1260679.0721 | 2661900.1992 | 1260679.0749
104 | 2661863.3934 | 1260679.188 | 2661848.7336 | 1260679.2618
105 | 2661863.3934 | 1260679.188 | 2661868.7236 | 1260710.9004
106 | 2661922.6458 | 1260679.0059 | 2661901.117 | 1260679.0721
107 | 2661848.7336 | 1260679.2618 | 2661832.9042 | 1260679.3415
108 | 2661868.7236 | 1260710.9004 | 2661869.68 | 1260716.5905
109 | 2661922.6458 | 1260679.0059 | 2661927.2572 | 1260678.9918
110 | 2661819.4823 | 1260679.4091 | 2661832.9042 | 1260679.3415
111 | 2661869.8954 | 1260717.8718 | 2661869.68 | 1260716.5905
112 | 2661949.1537 | 1260691.6191 | 2661948.3897 | 1260688.9496
113 | 2661949.1537 | 1260691.6191 | 2661957.0607 | 1260719.2473
114 | 2661942.8681 | 1260767.4954 | 2661948.051 | 1260767.0801
115 | 2661942.8681 | 1260767.4954 | 2661935.8866 | 1260768.0548
116 | 2661919.1761 | 1260769.3937 | 2661935.8866 | 1260768.0548
117 | 2661903.9676 | 1260770.6124 | 2661919.1761 | 1260769.3937
118 | 2661903.7749 | 1260737.1859 | 2661904.3739 | 1260743.3189 | 2661902.4991 | 1260746.0346 | 2661903.9676 | 1260770.6124
119 | 2661893.1822 | 1260771.478 | 2661903.9676 | 1260770.6124
120 | 2661958.7156 | 1260725.0296 | 2661957.0607 | 1260719.2473
121 | 2661893.1206 | 1260771.4819 | 2661893.1822 | 1260771.478
122 | 2661893.1822 | 1260771.478 | 2661895.071 | 1260784.2369
123 | 2661842.9266 | 1260776.0784 | 2661849.1813 | 1260774.9539 | 2661863.7212 | 1260773.7437
124 | 2661865.7965 | 1260773.571 | 2661863.7212 | 1260773.7437
125 | 2661883.5977 | 1260772.0893 | 2661865.7965 | 1260773.571
126 | 2661883.5977 | 1260772.0893 | 2661874.4763 | 1260737.391
127 | 2661883.5977 | 1260772.0893 | 2661893.1206 | 1260771.4819
128 | 2661721.2832 | 1260969.083 | 2661711.3178 | 1260980.2317 | 2661709.1692 | 1260983.9343 | 2661709.2852 | 1260987.9829 | 2661711.0202 | 1260992.8601
129 | 2661721.2832 | 1260969.083 | 2661730.7432 | 1260965.0443
130 | 2661752.1976 | 1260955.8849 | 2661730.7432 | 1260965.0443
131 | 2661869.8954 | 1260717.8718 | 2661870.871 | 1260723.6764 | 2661874.4763 | 1260737.391
132 | 2661802.4032 | 1260679.4951 | 2661817.7336 | 1260679.4179
133 | 2661819.4823 | 1260679.4091 | 2661817.7336 | 1260679.4179
134 | 2661772.4433 | 1260948.1957 | 2661761.0453 | 1260952.1076 | 2661752.1976 | 1260955.8849
135 | 2661829.5162 | 1260815.7682 | 2661832.0563 | 1260814.9812
136 | 2661847.4105 | 1260810.2239 | 2661832.0563 | 1260814.9812
137 | 2661847.4105 | 1260810.2239 | 2661865.8341 | 1260804.5156
138 | 2661896.6591 | 1260794.9649 | 2661865.8341 | 1260804.5156
139 | 2661896.6591 | 1260794.9649 | 2661899.4825 | 1260804.2237
140 | 2661896.6591 | 1260794.9649 | 2661895.3304 | 1260785.9893
141 | 2661895.3304 | 1260785.9893 | 2661895.071 | 1260784.2369
142 | 2661899.4825 | 1260804.2237 | 2661900.4607 | 1260807.4314
143 | 2661905.5513 | 1260824.1252 | 2661900.4607 | 1260807.4314
144 | 2661841.6194 | 1260929.1931 | 2661871.5802 | 1260925.8719
145 | 2661940.8412 | 1260966.2969 | 2661940.2777 | 1260974.0739
146 | 2661940.8412 | 1260966.2969 | 2661939.083 | 1260968.3996
147 | 2662134.952 | 1261003.1084 | 2662149.64 | 1261005.7892
148 | 2662117.9772 | 1261000.0102 | 2662134.952 | 1261003.1084
149 | 2661942.6309 | 1261025.6591 | 2661972.2882 | 1261030.602
150 | 2661973.9544 | 1261030.8797 | 2661972.2882 | 1261030.602
151 | 2661942.6309 | 1261025.6591 | 2661927.9617 | 1261022.5366
152 | 2661942.6309 | 1261025.6591 | 2661946.5337 | 1261037.6761
153 | 2661973.9544 | 1261030.8797 | 2661976.0628 | 1261020.9612 | 2661977.7607 | 1261018.4198
154 | 2661973.9544 | 1261030.8797 | 2661990.32 | 1261034.403
155 | 2661927.9617 | 1261022.5366 | 2661931.412 | 1261004.6374
156 | 2661927.9617 | 1261022.5366 | 2661919.1515 | 1261020.6586
157 | 2661977.7607 | 1261018.4198 | 2661978.8507 | 1261016.7881
158 | 2662003.9236 | 1261037.3317 | 2661990.32 | 1261034.403
159 | 2661933.8638 | 1261005.0967 | 2661931.412 | 1261004.6374
160 | 2661919.1515 | 1261020.6586 | 2661912.6769 | 1261019.2785
161 | 2661978.8507 | 1261016.7881 | 2661983.5873 | 1261009.6982
162 | 2662004.2896 | 1261034.767 | 2662003.9236 | 1261037.3317
163 | 2662003.9236 | 1261037.3317 | 2662013.579 | 1261039.8939
164 | 2661933.8638 | 1261005.0967 | 2661933.8638 | 1261005.0967 | 2661934.794 | 1261000.4586 | 2661934.794 | 1261000.4586
165 | 2661912.6769 | 1261019.2785 | 2661907.3902 | 1261018.1516 | 2661895.5763 | 1261016.5745
166 | 2661988.2124 | 1261002.7751 | 2661988.2124 | 1261002.7751 | 2661983.5873 | 1261009.6982
167 | 2662036.8173 | 1261040.7636 | 2662030.3995 | 1261042.0348 | 2662020.0651 | 1261041.615 | 2662013.579 | 1261039.8939
168 | 2662056.752 | 1260988.8354 | 2662072.5856 | 1260991.7254
169 | 2662102.0411 | 1260997.1015 | 2662072.5856 | 1260991.7254
170 | 2662056.752 | 1260988.8354 | 2662056.06 | 1260988.7091 | 2662040.3944 | 1260985.1363
171 | 2662102.0411 | 1260997.1015 | 2662117.9772 | 1261000.0102
172 | 2662022.3947 | 1260981.0311 | 2662040.3944 | 1260985.1363
173 | 2662009.0445 | 1260977.9863 | 2662022.3947 | 1260981.0311
174 | 2662009.0445 | 1260977.9863 | 2661978.5904 | 1260971.04
175 | 2662064.2774 | 1261035.6004 | 2662071.2466 | 1261035.158 | 2662077.883 | 1261035.7848
176 | 2662064.2774 | 1261035.6004 | 2662062.2281 | 1261035.7305 | 2662052.073 | 1261037.7419
177 | 2662036.8173 | 1261040.7636 | 2662052.073 | 1261037.7419
178 | 2661878.397 | 1261014.8885 | 2661890.3082 | 1261015.8712 | 2661895.5763 | 1261016.5745
179 | 2661878.397 | 1261014.8885 | 2661871.4779 | 1261014.3177
180 | 2661934.794 | 1261000.4586 | 2661936.1108 | 1261000.6503 | 2661937.3185 | 1260994.7031
181 | 2661978.5904 | 1260971.04 | 2661991.791 | 1260979.8514 | 2661989.7589 | 1260992.8685
182 | 2661806.2559 | 1261028.1575 | 2661789.7383 | 1261028.8411 | 2661776.2962 | 1261033.6796
183 | 2661806.2559 | 1261028.1575 | 2661819.4063 | 1261016.3007
184 | 2661756.1465 | 1261040.9326 | 2661776.2962 | 1261033.6796
185 | 2661819.4063 | 1261016.3007 | 2661842.634 | 1260995.3579 | 2661850.2186 | 1260989.2327 | 2661865.2325 | 1260983.9079 | 2661873.254 | 1260982.8009
186 | 2661756.1465 | 1261040.9326 | 2661756.4857 | 1261030.8177 | 2661758.2398 | 1261028.0895 | 2661762.1041 | 1261026.2725
187 | 2661756.1465 | 1261040.9326 | 2661753.0787 | 1261042.2989
188 | 2661877.7923 | 1260982.1745 | 2661873.254 | 1260982.8009
189 | 2661989.7589 | 1260992.8685 | 2661989.0187 | 1260997.6099
190 | 2661988.2124 | 1261002.7751 | 2661989.0187 | 1260997.6099
191 | 2661937.3185 | 1260994.7031 | 2661937.3185 | 1260994.7031 | 2661938.8076 | 1260994.9855 | 2661940.4826 | 1260986.1521 | 2661938.7315 | 1260985.7001 | 2661938.7315 | 1260985.7001
192 | 2661938.7315 | 1260985.7001 | 2661939.9427 | 1260978.6966 | 2661940.2777 | 1260974.0739
193 | 2661877.7923 | 1260982.1745 | 2661885.9025 | 1260981.0552 | 2661897.4559 | 1260980.7928
194 | 2661897.4559 | 1260980.7928 | 2661899.5645 | 1260980.7449
195 | 2661899.5645 | 1260980.7449 | 2661912.2236 | 1260980.4574
196 | 2661776.8159 | 1261019.3548 | 2661762.1041 | 1261026.2725
197 | 2661692.8173 | 1261069.1373 | 2661753.0787 | 1261042.2989
198 | 2661939.083 | 1260968.3996 | 2661934.9423 | 1260973.3514 | 2661925.8789 | 1260978.1935 | 2661917.0698 | 1260980.3474 | 2661912.2236 | 1260980.4574
199 | 2661772.4433 | 1260948.1957 | 2661812.7192 | 1260934.3726
200 | 2661841.6194 | 1260929.1931 | 2661821.2226 | 1260931.4541 | 2661812.7192 | 1260934.3726
201 | 2661692.8173 | 1261069.1373 | 2661693.2361 | 1261062.2144 | 2661706.4078 | 1261047.8078 | 2661714.9102 | 1261043.4465

## bus_geodata
| x | y | coords
0 | 2661761.5595 | 1260493.0494
1 | 2661792.1285 | 1260507.9073
2 | 2661788.8592 | 1260505.6619
3 | 2661777.8648 | 1260526.6384
4 | 2661944.248 | 1260573.3673
5 | 2661949.438 | 1260545.5346
6 | 2661957.8777 | 1260589.4995
7 | 2661946.2263 | 1260654.6155
8 | 2662137.592 | 1260734.4228
9 | 2662141.4925 | 1260765.7729
10 | 2662158.7745 | 1260735.0083
11 | 2661945.5237 | 1260678.9356
12 | 2662108.0981 | 1260804.2112
13 | 2662108.631 | 1260774.6372
14 | 2662107.9265 | 1260813.7362
15 | 2662122.5684 | 1260774.3054
16 | 2662098.3974 | 1260774.6187
17 | 2662135.1299 | 1260851.1379
18 | 2662093.871 | 1260838.2511
19 | 2662139.4155 | 1260774.6808
20 | 2662097.7731 | 1260749.5187
21 | 2662108.4215 | 1260714.213
22 | 2662099.1979 | 1260714.8833
23 | 2662110.5642 | 1260688.1154
24 | 2662129.4203 | 1260850.9001
25 | 2662130.0354 | 1260886.3213
26 | 2662179.5172 | 1260843.1316
27 | 2662169.6722 | 1260842.7167
28 | 2662179.4054 | 1260825.8066
29 | 2662197.6322 | 1260841.6753
30 | 2662093.2146 | 1260867.7547
31 | 2662141.449 | 1260774.7261
32 | 2662032.9283 | 1260719.7364
33 | 2662173.3382 | 1260909.0351
34 | 2662249.3346 | 1260902.7536
35 | 2662201.1789 | 1260876.8894
36 | 2662227.4654 | 1260877.0081
37 | 2662170.5216 | 1260825.7132
38 | 2662178.9886 | 1260809.2783
39 | 2662200.5749 | 1260841.4387
40 | 2662088.7834 | 1260867.7638
41 | 2662079.5126 | 1260898.0887
42 | 2662013.6743 | 1260872.0118
43 | 2662002.7449 | 1260876.6127
44 | 2662230.5854 | 1260838.3203
45 | 2662245.0429 | 1260840.107
46 | 2662170.8092 | 1260775.4127
47 | 2662244.6318 | 1260854.8245
48 | 2662244.6763 | 1260877.0858
49 | 2662041.1018 | 1260662.1853
50 | 2662034.5709 | 1260693.2086
51 | 2662026.0435 | 1260749.6528
52 | 2662022.0149 | 1260767.158
53 | 2662027.2214 | 1260744.5343
54 | 2662017.9295 | 1260784.9104
55 | 2662032.6049 | 1260721.1414
56 | 2662013.4555 | 1260803.8349
57 | 2662008.3583 | 1260824.7126
58 | 2662034.2954 | 1260697.6591
59 | 2661958.0633 | 1260899.5515
60 | 2661953.7847 | 1260885.8961
61 | 2661961.887 | 1260911.755
62 | 2661947.0611 | 1260864.4373
63 | 2661938.2082 | 1260924.8501
64 | 2661996.1399 | 1260889.0641
65 | 2661946.8835 | 1260863.8707
66 | 2661911.1463 | 1260927.0931
67 | 2661941.374 | 1260943.6821
68 | 2661935.4824 | 1260898.2693
69 | 2661940.9033 | 1260844.7845
70 | 2661895.3278 | 1260926.4982
71 | 2661945.2522 | 1260961.0059
72 | 2661989.3077 | 1260846.1788
73 | 2662003.9448 | 1260842.7899
74 | 2662007.639 | 1260827.6589
75 | 2661980.1656 | 1260805.6243
76 | 2661962.1489 | 1260816.2393
77 | 2661977.6878 | 1260795.5569
78 | 2661947.3016 | 1260824.9869
79 | 2661975.1855 | 1260785.3901
80 | 2661936.6639 | 1260831.2543
81 | 2661970.2413 | 1260765.302
82 | 2661940.3119 | 1260842.8971
83 | 2662034.5083 | 1260694.2195
84 | 2661877.0564 | 1260848.1651
85 | 2661890.4695 | 1260843.9538
86 | 2661861.928 | 1260853.8782
87 | 2661907.4012 | 1260838.6378
88 | 2661861.446 | 1260854.0718
89 | 2661866.0838 | 1260869.6726
90 | 2661909.7517 | 1260837.8999
91 | 2661845.4374 | 1260860.5006
92 | 2661869.2771 | 1260881.8088
93 | 2661906.5269 | 1260827.3246
94 | 2661843.6664 | 1260861.2118
95 | 2661854.849 | 1260890.898
96 | 2661878.2266 | 1260679.1424
97 | 2661899.1952 | 1260679.078
98 | 2661865.7721 | 1260679.1806
99 | 2661900.1992 | 1260679.0749
100 | 2661863.3934 | 1260679.188
101 | 2661901.117 | 1260679.0721
102 | 2661848.7336 | 1260679.2618
103 | 2661868.7236 | 1260710.9004
104 | 2661922.6458 | 1260679.0059
105 | 2661832.9042 | 1260679.3415
106 | 2661869.68 | 1260716.5905
107 | 2661927.2572 | 1260678.9918
108 | 2661948.3897 | 1260688.9496
109 | 2661949.1537 | 1260691.6191
110 | 2661942.8681 | 1260767.4954
111 | 2661948.051 | 1260767.0801
112 | 2661935.8866 | 1260768.0548
113 | 2661919.1761 | 1260769.3937
114 | 2661903.9676 | 1260770.6124
115 | 2661958.7156 | 1260725.0296
116 | 2661957.0607 | 1260719.2473
117 | 2661903.7749 | 1260737.1859
118 | 2661893.1822 | 1260771.478
119 | 2661842.9266 | 1260776.0784
120 | 2661863.7212 | 1260773.7437
121 | 2661865.7965 | 1260773.571
122 | 2661883.5977 | 1260772.0893
123 | 2661721.2832 | 1260969.083
124 | 2661711.0202 | 1260992.8601
125 | 2661730.7432 | 1260965.0443
126 | 2661874.4763 | 1260737.391
127 | 2661893.1206 | 1260771.4819
128 | 2661802.4032 | 1260679.4951
129 | 2661817.7336 | 1260679.4179
130 | 2661752.1976 | 1260955.8849
131 | 2661869.8954 | 1260717.8718
132 | 2661819.4823 | 1260679.4091
133 | 2661829.5162 | 1260815.7682
134 | 2661832.0563 | 1260814.9812
135 | 2661847.4105 | 1260810.2239
136 | 2661865.8341 | 1260804.5156
137 | 2661896.6591 | 1260794.9649
138 | 2661895.3304 | 1260785.9893
139 | 2661895.071 | 1260784.2369
140 | 2661899.4825 | 1260804.2237
141 | 2661900.4607 | 1260807.4314
142 | 2661905.5513 | 1260824.1252
143 | 2661871.5802 | 1260925.8719
144 | 2661940.8412 | 1260966.2969
145 | 2662149.64 | 1261005.7892
146 | 2662134.952 | 1261003.1084
147 | 2661972.2882 | 1261030.602
148 | 2661942.6309 | 1261025.6591
149 | 2661973.9544 | 1261030.8797
150 | 2661927.9617 | 1261022.5366
151 | 2661946.5337 | 1261037.6761
152 | 2661977.7607 | 1261018.4198
153 | 2661990.32 | 1261034.403
154 | 2661931.412 | 1261004.6374
155 | 2661919.1515 | 1261020.6586
156 | 2661978.8507 | 1261016.7881
157 | 2662003.9236 | 1261037.3317
158 | 2661933.8638 | 1261005.0967
159 | 2661912.6769 | 1261019.2785
160 | 2661983.5873 | 1261009.6982
161 | 2662004.2896 | 1261034.767
162 | 2662013.579 | 1261039.8939
163 | 2662072.5856 | 1260991.7254
164 | 2662056.752 | 1260988.8354
165 | 2662102.0411 | 1260997.1015
166 | 2662040.3944 | 1260985.1363
167 | 2662117.9772 | 1261000.0102
168 | 2662022.3947 | 1260981.0311
169 | 2662009.0445 | 1260977.9863
170 | 2662077.883 | 1261035.7848
171 | 2662064.2774 | 1261035.6004
172 | 2662052.073 | 1261037.7419
173 | 2662036.8173 | 1261040.7636
174 | 2661895.5763 | 1261016.5745
175 | 2661878.397 | 1261014.8885
176 | 2661871.4779 | 1261014.3177
177 | 2661934.794 | 1261000.4586
178 | 2661978.5904 | 1260971.04
179 | 2661806.2559 | 1261028.1575
180 | 2661776.2962 | 1261033.6796
181 | 2661819.4063 | 1261016.3007
182 | 2661756.1465 | 1261040.9326
183 | 2661873.254 | 1260982.8009
184 | 2661989.7589 | 1260992.8685
185 | 2661989.0187 | 1260997.6099
186 | 2661937.3185 | 1260994.7031
187 | 2661938.7315 | 1260985.7001
188 | 2661940.2777 | 1260974.0738
189 | 2661877.7923 | 1260982.1745
190 | 2661897.4559 | 1260980.7928
191 | 2661899.5645 | 1260980.7449
192 | 2661762.1041 | 1261026.2725
193 | 2661753.0787 | 1261042.2989
194 | 2661912.2236 | 1260980.4574
195 | 2661939.083 | 1260968.3996
196 | 2661772.4433 | 1260948.1957
197 | 2661812.7192 | 1260934.3726
198 | 2661841.6194 | 1260929.1931
199 | 2661692.8173 | 1261069.1373
200 | 2661714.9102 | 1261043.4465
201 | 2661776.8159 | 1261019.3548
202 | 2661988.2124 | 1261002.7751
203 | 2662002.7449 | 1260876.6127

## line_std_types
| c_nf_per_km | r_ohm_per_km | x_ohm_per_km | max_i_ka | type | q_mm2 | alpha | voltage_rating
NAYY 4x50 SE | 210 | 0.642 | 0.083 | 0.142 | cs | 50 | 0.00403 | LV
NAYY 4x120 SE | 264 | 0.225 | 0.08 | 0.242 | cs | 120 | 0.00403 | LV
NAYY 4x150 SE | 261 | 0.208 | 0.08 | 0.27 | cs | 150 | 0.00403 | LV
NA2XS2Y 1x95 RM/25 12/20 kV | 216 | 0.313 | 0.132 | 0.252 | cs | 95 | 0.00403 | MV
NA2XS2Y 1x185 RM/25 12/20 kV | 273 | 0.161 | 0.117 | 0.362 | cs | 185 | 0.00403 | MV
NA2XS2Y 1x240 RM/25 12/20 kV | 304 | 0.122 | 0.112 | 0.421 | cs | 240 | 0.00403 | MV
NA2XS2Y 1x95 RM/25 6/10 kV | 315 | 0.313 | 0.123 | 0.249 | cs | 95 | 0.00403 | MV
NA2XS2Y 1x185 RM/25 6/10 kV | 406 | 0.161 | 0.11 | 0.358 | cs | 185 | 0.00403 | MV
NA2XS2Y 1x240 RM/25 6/10 kV | 456 | 0.122 | 0.105 | 0.416 | cs | 240 | 0.00403 | MV
NA2XS2Y 1x150 RM/25 12/20 kV | 250 | 0.206 | 0.116 | 0.319 | cs | 150 | 0.00403 | MV
NA2XS2Y 1x120 RM/25 12/20 kV | 230 | 0.253 | 0.119 | 0.283 | cs | 120 | 0.00403 | MV
NA2XS2Y 1x70 RM/25 12/20 kV | 190 | 0.443 | 0.132 | 0.22 | cs | 70 | 0.00403 | MV
NA2XS2Y 1x150 RM/25 6/10 kV | 360 | 0.206 | 0.11 | 0.315 | cs | 150 | 0.00403 | MV
NA2XS2Y 1x120 RM/25 6/10 kV | 340 | 0.253 | 0.113 | 0.28 | cs | 120 | 0.00403 | MV
NA2XS2Y 1x70 RM/25 6/10 kV | 280 | 0.443 | 0.123 | 0.217 | cs | 70 | 0.00403 | MV
N2XS(FL)2Y 1x120 RM/35 64/110 kV | 112 | 0.153 | 0.166 | 0.366 | cs | 120 | 0.00393 | HV
N2XS(FL)2Y 1x185 RM/35 64/110 kV | 125 | 0.099 | 0.156 | 0.457 | cs | 185 | 0.00393 | HV
N2XS(FL)2Y 1x240 RM/35 64/110 kV | 135 | 0.075 | 0.149 | 0.526 | cs | 240 | 0.00393 | HV
N2XS(FL)2Y 1x300 RM/35 64/110 kV | 144 | 0.06 | 0.144 | 0.588 | cs | 300 | 0.00393 | HV
15-AL1/3-ST1A 0.4 | 11 | 1.8769 | 0.35 | 0.105 | ol | 16 | 0.00403 | LV
24-AL1/4-ST1A 0.4 | 11.25 | 1.2012 | 0.335 | 0.14 | ol | 24 | 0.00403 | LV
48-AL1/8-ST1A 0.4 | 12.2 | 0.5939 | 0.3 | 0.21 | ol | 48 | 0.00403 | LV
94-AL1/15-ST1A 0.4 | 13.2 | 0.306 | 0.29 | 0.35 | ol | 94 | 0.00403 | LV
34-AL1/6-ST1A 10.0 | 9.7 | 0.8342 | 0.36 | 0.17 | ol | 34 | 0.00403 | MV
48-AL1/8-ST1A 10.0 | 10.1 | 0.5939 | 0.35 | 0.21 | ol | 48 | 0.00403 | MV
70-AL1/11-ST1A 10.0 | 10.4 | 0.4132 | 0.339 | 0.29 | ol | 70 | 0.00403 | MV
94-AL1/15-ST1A 10.0 | 10.75 | 0.306 | 0.33 | 0.35 | ol | 94 | 0.00403 | MV
122-AL1/20-ST1A 10.0 | 11.1 | 0.2376 | 0.323 | 0.41 | ol | 122 | 0.00403 | MV
149-AL1/24-ST1A 10.0 | 11.25 | 0.194 | 0.315 | 0.47 | ol | 149 | 0.00403 | MV
34-AL1/6-ST1A 20.0 | 9.15 | 0.8342 | 0.382 | 0.17 | ol | 34 | 0.00403 | MV
48-AL1/8-ST1A 20.0 | 9.5 | 0.5939 | 0.372 | 0.21 | ol | 48 | 0.00403 | MV
70-AL1/11-ST1A 20.0 | 9.7 | 0.4132 | 0.36 | 0.29 | ol | 70 | 0.00403 | MV
94-AL1/15-ST1A 20.0 | 10 | 0.306 | 0.35 | 0.35 | ol | 94 | 0.00403 | MV
122-AL1/20-ST1A 20.0 | 10.3 | 0.2376 | 0.344 | 0.41 | ol | 122 | 0.00403 | MV
149-AL1/24-ST1A 20.0 | 10.5 | 0.194 | 0.337 | 0.47 | ol | 149 | 0.00403 | MV
184-AL1/30-ST1A 20.0 | 10.75 | 0.1571 | 0.33 | 0.535 | ol | 184 | 0.00403 | MV
243-AL1/39-ST1A 20.0 | 11 | 0.1188 | 0.32 | 0.645 | ol | 243 | 0.00403 | MV
48-AL1/8-ST1A 110.0 | 8 | 0.5939 | 0.46 | 0.21 | ol | 48 | 0.00403 | HV
70-AL1/11-ST1A 110.0 | 8.4 | 0.4132 | 0.45 | 0.29 | ol | 70 | 0.00403 | HV
94-AL1/15-ST1A 110.0 | 8.65 | 0.306 | 0.44 | 0.35 | ol | 94 | 0.00403 | HV
122-AL1/20-ST1A 110.0 | 8.5 | 0.2376 | 0.43 | 0.41 | ol | 122 | 0.00403 | HV
149-AL1/24-ST1A 110.0 | 8.75 | 0.194 | 0.41 | 0.47 | ol | 149 | 0.00403 | HV
184-AL1/30-ST1A 110.0 | 8.8 | 0.1571 | 0.4 | 0.535 | ol | 184 | 0.00403 | HV
243-AL1/39-ST1A 110.0 | 9 | 0.1188 | 0.39 | 0.645 | ol | 243 | 0.00403 | HV
305-AL1/39-ST1A 110.0 | 9.2 | 0.0949 | 0.38 | 0.74 | ol | 305 | 0.00403 | HV
490-AL1/64-ST1A 110.0 | 9.75 | 0.059 | 0.37 | 0.96 | ol | 490 | 0.00403 | HV
679-AL1/86-ST1A 110.0 | 9.95 | 0.042 | 0.36 | 1.15 | ol | 679 | 0.00403 | HV
490-AL1/64-ST1A 220.0 | 10 | 0.059 | 0.285 | 0.96 | ol | 490 | 0.00403 | HV
679-AL1/86-ST1A 220.0 | 11.7 | 0.042 | 0.275 | 1.15 | ol | 679 | 0.00403 | HV
490-AL1/64-ST1A 380.0 | 11 | 0.059 | 0.253 | 0.96 | ol | 490 | 0.00403 | HV
679-AL1/86-ST1A 380.0 | 14.6 | 0.042 | 0.25 | 1.15 | ol | 679 | 0.00403 | HV

## trafo_std_types
| i0_percent | pfe_kw | vkr_percent | sn_mva | vn_lv_kv | vn_hv_kv | vk_percent | shift_degree | vector_group | tap_side | tap_neutral | tap_min | tap_max | tap_step_degree | tap_step_percent | tap_phase_shifter
160 MVA 380/110 kV | 0.06 | 60 | 0.25 | 160 | 110 | 380 | 12.2 | 0 | Yy0 | hv | 0 | -9 | 9 | 0 | 1.5 | FALSE
100 MVA 220/110 kV | 0.06 | 55 | 0.26 | 100 | 110 | 220 | 12 | 0 | Yy0 | hv | 0 | -9 | 9 | 0 | 1.5 | FALSE
63 MVA 110/20 kV | 0.04 | 22 | 0.32 | 63 | 20 | 110 | 18 | 150 | YNd5 | hv | 0 | -9 | 9 | 0 | 1.5 | FALSE
40 MVA 110/20 kV | 0.05 | 18 | 0.34 | 40 | 20 | 110 | 16.2 | 150 | YNd5 | hv | 0 | -9 | 9 | 0 | 1.5 | FALSE
25 MVA 110/20 kV | 0.07 | 14 | 0.41 | 25 | 20 | 110 | 12 | 150 | YNd5 | hv | 0 | -9 | 9 | 0 | 1.5 | FALSE
63 MVA 110/10 kV | 0.04 | 22 | 0.32 | 63 | 10 | 110 | 18 | 150 | YNd5 | hv | 0 | -9 | 9 | 0 | 1.5 | FALSE
40 MVA 110/10 kV | 0.05 | 18 | 0.34 | 40 | 10 | 110 | 16.2 | 150 | YNd5 | hv | 0 | -9 | 9 | 0 | 1.5 | FALSE
25 MVA 110/10 kV | 0.07 | 14 | 0.41 | 25 | 10 | 110 | 12 | 150 | YNd5 | hv | 0 | -9 | 9 | 0 | 1.5 | FALSE
0.25 MVA 20/0.4 kV | 0.32 | 0.8 | 1.44 | 0.25 | 0.4 | 20 | 6 | 150 | Yzn5 | hv | 0 | -2 | 2 | 0 | 2.5 | FALSE
0.4 MVA 20/0.4 kV | 0.3375 | 1.35 | 1.425 | 0.4 | 0.4 | 20 | 6 | 150 | Dyn5 | hv | 0 | -2 | 2 | 0 | 2.5 | FALSE
0.63 MVA 20/0.4 kV | 0.2619 | 1.65 | 1.206 | 0.63 | 0.4 | 20 | 6 | 150 | Dyn5 | hv | 0 | -2 | 2 | 0 | 2.5 | FALSE
0.25 MVA 10/0.4 kV | 0.24 | 0.6 | 1.2 | 0.25 | 0.4 | 10 | 4 | 150 | Dyn5 | hv | 0 | -2 | 2 | 0 | 2.5 | FALSE
0.4 MVA 10/0.4 kV | 0.2375 | 0.95 | 1.325 | 0.4 | 0.4 | 10 | 4 | 150 | Dyn5 | hv | 0 | -2 | 2 | 0 | 2.5 | FALSE
0.63 MVA 10/0.4 kV | 0.1873 | 1.18 | 1.0794 | 0.63 | 0.4 | 10 | 4 | 150 | Dyn5 | hv | 0 | -2 | 2 | 0 | 2.5 | FALSE

## trafo3w_std_types
| sn_hv_mva | sn_mv_mva | sn_lv_mva | vn_hv_kv | vn_mv_kv | vn_lv_kv | vk_hv_percent | vk_mv_percent | vk_lv_percent | vkr_hv_percent | vkr_mv_percent | vkr_lv_percent | pfe_kw | i0_percent | shift_mv_degree | shift_lv_degree | vector_group | tap_side | tap_neutral | tap_min | tap_max | tap_step_percent
63/25/38 MVA 110/20/10 kV | 63 | 25 | 38 | 110 | 20 | 10 | 10.4 | 10.4 | 10.4 | 0.28 | 0.32 | 0.35 | 35 | 0.89 | 0 | 0 | YN0yn0yn0 | hv | 0 | -10 | 10 | 1.2
63/25/38 MVA 110/10/10 kV | 63 | 25 | 38 | 110 | 10 | 10 | 10.4 | 10.4 | 10.4 | 0.28 | 0.32 | 0.35 | 35 | 0.89 | 0 | 0 | YN0yn0yn0 | hv | 0 | -10 | 10 | 1.2

## fuse_std_types
| fuse_type | i_rated_a | t_avg | t_min | t_total | x_avg | x_min | x_total
HV 100A | HV 100A | 100 | 0 | [10.0, 3.64, 0.854, 0.281, 0.1, 0.0531, 0.022, 0.01] | [10.0, 4.267, 1.21, 0.403, 0.1, 0.058, 0.022, 0.01] | 0 | [300.0, 350.0, 450.0, 550.0, 700.0, 850.0, 1200.0, 1752.0] | [600.0, 700.0, 900.0, 1150.0, 1665.0, 2000.0, 3000.0, 4313.0]
HV 10A | HV 10A | 10 | 0 | [10.0, 1675.0, 0.344, 0.156, 0.1, 0.0417, 0.0171, 0.01] | [10.0, 1.3, 0.3, 0.155, 0.1, 0.0555, 0.023, 0.01] | 0 | [30.0, 32.0, 35.0, 37.0, 39.0, 50.0, 70.0, 88.0] | [60.0, 70.0, 80.0, 87.0, 94.0, 110.0, 150.0, 216.0]
HV 125A | HV 125A | 125 | 0 | [10.0, 1.82, 0.344, 0.1, 0.0467, 0.0269, 0.01] | [10.0, 2.478, 0.426, 0.1, 0.0427, 0.0211, 0.01] | 0 | [375.0, 500.0, 700.0, 925.0, 1200.0, 1500.0, 2341.0] | [750.0, 1000.0, 1500.0, 2200.0, 3000.0, 4000.0, 5765.0]
HV 160A | HV 160A | 160 | 0 | [10.0, 4.15, 1.03, 0.198, 0.1, 0.051, 0.0172, 0.01] | [10.0, 2.3, 0.734, 0.274, 0.1, 0.046, 0.0177, 0.01] | 0 | [480.0, 550.0, 700.0, 1000.0, 1260.0, 1600.0, 2500.0, 3227.0] | [960.0, 1300.0, 1700.0, 2200.0, 2996.0, 4000.0, 6000.0, 7946.0]
HV 16A | HV 16A | 16 | 0 | [10.0, 0.352, 0.164, 0.1, 0.0649, 0.0342, 0.01] | [10.0, 2.34, 0.722, 0.181, 0.1, 0.055, 0.0296, 0.01] | 0 | [48.0, 60.0, 65.0, 71.0, 80.0, 100.0, 162.0] | [96.0, 110.0, 125.0, 150.0, 168.0, 200.0, 250.0, 398.0]
HV 200A | HV 200A | 200 | 0 | [10.0, 4.267, 1.21, 0.403, 0.1, 0.058, 0.022, 0.01] | [10.0, 3.73, 1.654, 0.328, 0.1, 0.0531, 0.019, 0.01] | 0 | [600.0, 700.0, 900.0, 1150.0, 1665.0, 2000.0, 3000.0, 4313.0] | [1200.0, 1500.0, 1800.0, 2700.0, 3960.0, 5000.0, 7500.0, 10620.0]
HV 20A | HV 20A | 20 | 0 | [10.0, 1.3, 0.3, 0.155, 0.1, 0.0555, 0.023, 0.01] | [10.0, 1.3, 0.161, 0.1, 0.0611, 0.0399, 0.0141, 0.01] | 0 | [60.0, 70.0, 80.0, 87.0, 94.0, 110.0, 150.0, 216.0] | [120.0, 150.0, 200.0, 223.0, 260.0, 300.0, 450.0, 532.0]
HV 25A | HV 25A | 25 | 0 | [10.0, 2.512, 0.833, 0.299, 0.1, 0.0372, 0.0223, 0.01] | [10.0, 3.125, 0.597, 0.198, 0.1, 0.0378, 0.022, 0.01] | 0 | [75.0, 82.0, 90.0, 100.0, 124.0, 170.0, 200.0, 289.0] | [150.0, 170.0, 210.0, 250.0, 294.0, 400.0, 500.0, 711.0]
HV 31.5A | HV 31.5A | 31.5 | 0 | [10.0, 2.34, 0.722, 0.181, 0.1, 0.055, 0.0296, 0.01] | [10.0, 2.84, 0.368, 0.164, 0.1, 0.0621, 0.0378, 0.0195, 0.01] | 0 | [95.0, 110.0, 125.0, 150.0, 165.0, 200.0, 250.0, 390.0] | [189.0, 220.0, 300.0, 350.0, 393.0, 450.0, 530.0, 700.0, 960.0]
HV 40A | HV 40A | 40 | 0 | [10.0, 1.3, 0.161, 0.1, 0.0611, 0.0399, 0.0141, 0.01] | [10.0, 2.05, 0.369, 0.198, 0.1, 0.051, 0.0298, 0.01] | 0 | [120.0, 150.0, 200.0, 223.0, 260.0, 300.0, 450.0, 532.0] | [240.0, 300.0, 400.0, 450.0, 530.0, 650.0, 800.0, 1311.0]
HV 50A | HV 50A | 50 | 0 | [10.0, 3.215, 0.597, 0.198, 0.1, 0.0378, 0.022, 0.01] | [10.0, 3.64, 0.854, 0.281, 0.1, 0.0531, 0.022, 0.01] | 0 | [150.0, 170.0, 210.0, 250.0, 294.0, 400.0, 500.0, 711.0] | [300.0, 350.0, 450.0, 550.0, 700.0, 850.0, 1200.0, 1752.0]
HV 6.3A | HV 6.3A | 6.3 | 0 | [10.0, 1.39, 0.344, 0.168, 0.1, 0.056, 0.0263, 0.01] | [10.0, 1.711, 0.516, 0.198, 0.1, 0.0634, 0.0303, 0.01] | 0 | [19.0, 19.5, 20.4, 20.8, 22.0, 25.0, 32.0, 48.0] | [38.0, 40.0, 43.0, 48.0, 53.0, 60.0, 75.0, 118.0]
HV 63A | HV 63A | 63 | 0 | [10.0, 2.84, 0.368, 0.164, 0.1, 0.0621, 0.0378, 0.0195, 0.01] | [10.0, 1.82, 0.344, 0.1, 0.0467, 0.0269, 0.01] | 0 | [189.0, 220.0, 300.0, 350.0, 393.0, 450.0, 530.0, 700.0, 961.0] | [378.0, 500.0, 700.0, 934.0, 1200.0, 1500.0, 2366.0]
HV 80A | HV 80A | 80 | 0 | [10.0, 2.05, 0.369, 0.198, 0.1, 0.051, 0.0298, 0.01] | [10.0, 4.15, 1.03, 0.198, 0.1, 0.051, 0.0172, 0.01] | 0 | [240.0, 300.0, 400.0, 450.0, 530.0, 650.0, 800.0, 1311.0] | [480.0, 550.0, 700.0, 1000.0, 1260.0, 1600.0, 2500.0, 3227.0]
Siemens NH-1-100 | Siemens NH-1-100 | 100 | [5400.0, 2000.0, 400.0, 20.0, 1.0, 0.2, 0.012, 0.004] | 0 | 0 | [150.0, 190.0, 250.0, 430.0, 900.0, 1250.0, 2700.0, 3600.0] | 0 | 0
Siemens NH-1-125 | Siemens NH-1-125 | 125 | [4800.0, 120.0, 7.0, 0.1, 0.004] | 0 | 0 | [180.0, 400.0, 740.0, 2000.0, 4250.0] | 0 | 0
Siemens NH-1-16 | Siemens NH-1-16 | 16 | [4000.0, 400.0, 2.0, 0.1, 0.04, 0.01] | 0 | 0 | [26.0, 35.0, 75.0, 150.0, 200.0, 300.0] | 0 | 0
Siemens NH-1-160 | Siemens NH-1-160 | 160 | [4800.0, 120.0, 7.0, 0.1, 0.004] | 0 | 0 | [210.0, 500.0, 900.0, 2300.0, 5000.0] | 0 | 0
Siemens NH-1-25 | Siemens NH-1-25 | 25 | [4000.0, 1000.0, 10.0, 0.2, 0.02, 0.01] | 0 | 0 | [40.0, 50.0, 100.0, 210.0, 400.0, 500.0] | 0 | 0
Siemens NH-1-50 | Siemens NH-1-50 | 50 | [4000.0, 40.0, 4.0, 1.0, 0.02, 0.01] | 0 | 0 | [86.0, 200.0, 300.0, 400.0, 1000.0, 1280.0] | 0 | 0
Siemens NH-1-63 | Siemens NH-1-63 | 63 | [4000.0, 100.0, 10.0, 2.0, 0.04, 0.01] | 0 | 0 | [100.0, 200.0, 300.0, 400.0, 1000.0, 1500.0] | 0 | 0
Siemens NH-1-80 | Siemens NH-1-80 | 80 | [4800.0, 120.0, 7.0, 0.1, 0.01] | 0 | 0 | [150.58, 250.0, 450.0, 1150.0, 2470.0] | 0 | 0
Siemens NH-2-1000 | Siemens NH-2-1000 | 1000 | [4800.0, 120.0, 7.0, 0.1, 0.004] | 0 | 0 | [1900.0, 3500.0, 8400.0, 24000.0, 52000.0] | 0 | 0
Siemens NH-2-200 | Siemens NH-2-200 | 200 | [4800.0, 120.0, 7.0, 0.1, 0.004] | 0 | 0 | [280.0, 650.0, 1200.0, 3000.0, 7000.0] | 0 | 0
Siemens NH-2-224 | Siemens NH-2-224 | 224 | [4800.0, 120.0, 7.0, 0.2, 0.04, 0.004] | 0 | 0 | [400.0, 750.0, 1453.0, 3025.0, 4315.0, 7600.0] | 0 | 0
Siemens NH-2-250 | Siemens NH-2-250 | 250 | [4800.0, 120.0, 7.0, 0.1, 0.004] | 0 | 0 | [450.0, 800.0, 1650.0, 4000.0, 8500.0] | 0 | 0
Siemens NH-2-315 | Siemens NH-2-315 | 315 | [4800.0, 120.0, 7.0, 0.1, 0.004] | 0 | 0 | [550.0, 920.0, 1900.0, 5000.0, 11000.0] | 0 | 0
Siemens NH-2-355 | Siemens NH-2-355 | 355 | [4800.0, 120.0, 6.0, 0.1, 0.004] | 0 | 0 | [650.0, 1116.27, 2350.0, 5840.0, 12790.0] | 0 | 0
Siemens NH-2-400 | Siemens NH-2-400 | 400 | [4800.0, 120.0, 7.0, 0.1, 0.004] | 0 | 0 | [720.0, 1350.0, 2800.0, 6500.0, 15000.0] | 0 | 0
Siemens NH-2-425 | Siemens NH-2-425 | 425 | [4800.0, 120.0, 7.0, 0.1, 0.004] | 0 | 0 | [850.0, 1500.0, 3050.0, 7500.0, 16500.0] | 0 | 0
Siemens NH-2-630 | Siemens NH-2-630 | 630 | [4800.0, 120.0, 7.0, 0.1, 0.004] | 0 | 0 | [1200.0, 2000.0, 4800.0, 12000.0, 26000.0] | 0 | 0

## dtypes
| element | column | dtype
0 | bus | name | object
1 | bus | vn_kv | float64
2 | bus | type | object
3 | bus | zone | object
4 | bus | in_service | bool
5 | load | name | object
6 | load | bus | uint32
7 | load | p_mw | float64
8 | load | q_mvar | float64
9 | load | const_z_percent | float64
10 | load | const_i_percent | float64
11 | load | sn_mva | float64
12 | load | scaling | float64
13 | load | in_service | bool
14 | load | type | object
15 | ext_grid | name | object
16 | ext_grid | bus | uint32
17 | ext_grid | vm_pu | float64
18 | ext_grid | va_degree | float64
19 | ext_grid | slack_weight | float64
20 | ext_grid | in_service | bool
21 | line | name | object
22 | line | std_type | object
23 | line | from_bus | uint32
24 | line | to_bus | uint32
25 | line | length_km | float64
26 | line | r_ohm_per_km | float64
27 | line | x_ohm_per_km | float64
28 | line | c_nf_per_km | float64
29 | line | g_us_per_km | float64
30 | line | max_i_ka | float64
31 | line | df | float64
32 | line | parallel | uint32
33 | line | type | object
34 | line | in_service | bool
35 | trafo | name | object
36 | trafo | std_type | object
37 | trafo | hv_bus | uint32
38 | trafo | lv_bus | uint32
39 | trafo | sn_mva | float64
40 | trafo | vn_hv_kv | float64
41 | trafo | vn_lv_kv | float64
42 | trafo | vk_percent | float64
43 | trafo | vkr_percent | float64
44 | trafo | pfe_kw | float64
45 | trafo | i0_percent | float64
46 | trafo | shift_degree | float64
47 | trafo | tap_side | object
48 | trafo | tap_neutral | int32
49 | trafo | tap_min | int32
50 | trafo | tap_max | int32
51 | trafo | tap_step_percent | float64
52 | trafo | tap_step_degree | float64
53 | trafo | tap_pos | int32
54 | trafo | tap_phase_shifter | bool
55 | trafo | parallel | uint32
56 | trafo | df | float64
57 | trafo | in_service | bool
58 | line_geodata | coords | object
59 | bus_geodata | x | float64
60 | bus_geodata | y | float64
61 | bus_geodata | coords | object

## parameters
| version | format_version | converged | OPF_converged | name | f_hz | sn_mva
0 | 2.14.6 | 2.14.0 | FALSE | FALSE |  | 50 | 1