## bus
| name | vn_kv | type | zone | in_service
0 | bus_LV_4045-31_0_6_node_0 | 0.4 | n |  | TRUE
1 | bus_LV_4045-31_0_6_node_1 | 0.4 | n |  | TRUE
2 | bus_LV_4045-31_0_6_node_2 | 0.4 | n |  | TRUE
3 | bus_LV_4045-31_0_6_node_41 | 0.4 | n |  | TRUE
4 | bus_LV_4045-31_0_6_node_42 | 0.4 | n |  | TRUE
5 | bus_LV_4045-31_0_6_node_3 | 0.4 | n |  | TRUE
6 | bus_LV_4045-31_0_6_node_4 | 0.4 | n |  | TRUE
7 | bus_LV_4045-31_0_6_node_5 | 0.4 | n |  | TRUE
8 | bus_LV_4045-31_0_6_node_12 | 0.4 | n |  | TRUE
9 | bus_LV_4045-31_0_6_node_8 | 0.4 | n |  | TRUE
10 | bus_LV_4045-31_0_6_node_6 | 0.4 | n |  | TRUE
11 | bus_LV_4045-31_0_6_node_7 | 0.4 | n |  | TRUE
12 | bus_LV_4045-31_0_6_node_9 | 0.4 | n |  | TRUE
13 | bus_LV_4045-31_0_6_node_10 | 0.4 | n |  | TRUE
14 | bus_LV_4045-31_0_6_node_11 | 0.4 | n |  | TRUE
15 | bus_LV_4045-31_0_6_node_21 | 0.4 | n |  | TRUE
16 | bus_LV_4045-31_0_6_node_19 | 0.4 | n |  | TRUE
17 | bus_LV_4045-31_0_6_node_24 | 0.4 | n |  | TRUE
18 | bus_LV_4045-31_0_6_node_34 | 0.4 | n |  | TRUE
19 | bus_LV_4045-31_0_6_node_31 | 0.4 | n |  | TRUE
20 | bus_LV_4045-31_0_6_node_25 | 0.4 | n |  | TRUE
21 | bus_LV_4045-31_0_6_node_35 | 0.4 | n |  | TRUE
22 | bus_LV_4045-31_0_6_node_13 | 0.4 | n |  | TRUE
23 | bus_LV_4045-31_0_6_node_14 | 0.4 | n |  | TRUE
24 | bus_LV_4045-31_0_6_node_15 | 0.4 | n |  | TRUE
25 | bus_LV_4045-31_0_6_node_16 | 0.4 | n |  | TRUE
26 | bus_LV_4045-31_0_6_node_17 | 0.4 | n |  | TRUE
27 | bus_LV_4045-31_0_6_node_18 | 0.4 | n |  | TRUE
28 | bus_LV_4045-31_0_6_node_22 | 0.4 | n |  | TRUE
29 | bus_LV_4045-31_0_6_node_39 | 0.4 | n |  | TRUE
30 | bus_LV_4045-31_0_6_node_66 | 0.4 | n |  | TRUE
31 | bus_LV_4045-31_0_6_node_20 | 0.4 | n |  | TRUE
32 | bus_LV_4045-31_0_6_node_40 | 0.4 | n |  | TRUE
33 | bus_LV_4045-31_0_6_node_23 | 0.4 | n |  | TRUE
34 | bus_LV_4045-31_0_6_node_46 | 0.4 | n |  | TRUE
35 | bus_LV_4045-31_0_6_node_32 | 0.4 | n |  | TRUE
36 | bus_LV_4045-31_0_6_node_64 | 0.4 | n |  | TRUE
37 | bus_LV_4045-31_0_6_node_38 | 0.4 | n |  | TRUE
38 | bus_LV_4045-31_0_6_node_26 | 0.4 | n |  | TRUE
39 | bus_LV_4045-31_0_6_node_27 | 0.4 | n |  | TRUE
40 | bus_LV_4045-31_0_6_node_28 | 0.4 | n |  | TRUE
41 | bus_LV_4045-31_0_6_node_29 | 0.4 | n |  | TRUE
42 | bus_LV_4045-31_0_6_node_36 | 0.4 | n |  | TRUE
43 | bus_LV_4045-31_0_6_node_37 | 0.4 | n |  | TRUE
44 | bus_LV_4045-31_0_6_node_33 | 0.4 | n |  | TRUE
45 | bus_LV_4045-31_0_6_node_43 | 0.4 | n |  | TRUE
46 | bus_LV_4045-31_0_6_node_44 | 0.4 | n |  | TRUE
47 | bus_LV_4045-31_0_6_node_83 | 0.4 | n |  | TRUE
48 | bus_LV_4045-31_0_6_node_81 | 0.4 | n |  | TRUE
49 | bus_LV_4045-31_0_6_node_45 | 0.4 | n |  | TRUE
50 | bus_LV_4045-31_0_6_node_47 | 0.4 | n |  | TRUE
51 | bus_LV_4045-31_0_6_node_48 | 0.4 | n |  | TRUE
52 | bus_LV_4045-31_0_6_node_49 | 0.4 | n |  | TRUE
53 | bus_LV_4045-31_0_6_node_50 | 0.4 | n |  | TRUE
54 | bus_LV_4045-31_0_6_node_51 | 0.4 | n |  | TRUE
55 | bus_LV_4045-31_0_6_node_52 | 0.4 | n |  | TRUE
56 | bus_LV_4045-31_0_6_node_70 | 0.4 | n |  | TRUE
57 | bus_LV_4045-31_0_6_node_53 | 0.4 | n |  | TRUE
58 | bus_LV_4045-31_0_6_node_71 | 0.4 | n |  | TRUE
59 | bus_LV_4045-31_0_6_node_59 | 0.4 | n |  | TRUE
60 | bus_LV_4045-31_0_6_node_55 | 0.4 | n |  | TRUE
61 | bus_LV_4045-31_0_6_node_56 | 0.4 | n |  | TRUE
62 | bus_LV_4045-31_0_6_node_57 | 0.4 | n |  | TRUE
63 | bus_LV_4045-31_0_6_node_58 | 0.4 | n |  | TRUE
64 | bus_LV_4045-31_0_6_node_62 | 0.4 | n |  | TRUE
65 | bus_LV_4045-31_0_6_node_63 | 0.4 | n |  | TRUE
66 | bus_LV_4045-31_0_6_node_60 | 0.4 | n |  | TRUE
67 | bus_LV_4045-31_0_6_node_61 | 0.4 | n |  | TRUE
68 | bus_LV_4045-31_0_6_node_97 | 0.4 | n |  | TRUE
69 | bus_LV_4045-31_0_6_node_77 | 0.4 | n |  | TRUE
70 | bus_LV_4045-31_0_6_node_74 | 0.4 | n |  | TRUE
71 | bus_LV_4045-31_0_6_node_73 | 0.4 | n |  | TRUE
72 | bus_LV_4045-31_0_6_node_72 | 0.4 | n |  | TRUE
73 | bus_LV_4045-31_0_6_node_68 | 0.4 | n |  | TRUE
74 | bus_LV_4045-31_0_6_node_78 | 0.4 | n |  | TRUE
75 | bus_LV_4045-31_0_6_node_111 | 0.4 | n |  | TRUE
76 | bus_LV_4045-31_0_6_node_158 | 0.4 | n |  | TRUE
77 | bus_LV_4045-31_0_6_node_98 | 0.4 | n |  | TRUE
78 | bus_LV_4045-31_0_6_node_120 | 0.4 | n |  | TRUE
79 | bus_LV_4045-31_0_6_node_75 | 0.4 | n |  | TRUE
80 | bus_LV_4045-31_0_6_node_80 | 0.4 | n |  | TRUE
81 | bus_LV_4045-31_0_6_node_67 | 0.4 | n |  | TRUE
82 | bus_LV_4045-31_0_6_node_69 | 0.4 | n |  | TRUE
83 | bus_LV_4045-31_0_6_node_65 | 0.4 | n |  | TRUE
84 | bus_LV_4045-31_0_6_node_76 | 0.4 | n |  | TRUE
85 | bus_LV_4045-31_0_6_node_121 | 0.4 | n |  | TRUE
86 | bus_LV_4045-31_0_6_node_150 | 0.4 | n |  | TRUE
87 | bus_LV_4045-31_0_6_node_110 | 0.4 | n |  | TRUE
88 | bus_LV_4045-31_0_6_node_157 | 0.4 | n |  | TRUE
89 | bus_LV_4045-31_0_6_node_163 | 0.4 | n |  | TRUE
90 | bus_LV_4045-31_0_6_node_164 | 0.4 | n |  | TRUE
91 | bus_LV_4045-31_0_6_node_82 | 0.4 | n |  | TRUE
92 | bus_LV_4045-31_0_6_node_84 | 0.4 | n |  | TRUE
93 | bus_LV_4045-31_0_6_node_94 | 0.4 | n |  | TRUE
94 | bus_LV_4045-31_0_6_node_95 | 0.4 | n |  | TRUE
95 | bus_LV_4045-31_0_6_node_85 | 0.4 | n |  | TRUE
96 | bus_LV_4045-31_0_6_node_86 | 0.4 | n |  | TRUE
97 | bus_LV_4045-31_0_6_node_87 | 0.4 | n |  | TRUE
98 | bus_LV_4045-31_0_6_node_123 | 0.4 | n |  | TRUE
99 | bus_LV_4045-31_0_6_node_132 | 0.4 | n |  | TRUE
100 | bus_LV_4045-31_0_6_node_88 | 0.4 | n |  | TRUE
101 | bus_LV_4045-31_0_6_node_89 | 0.4 | n |  | TRUE
102 | bus_LV_4045-31_0_6_node_90 | 0.4 | n |  | TRUE
103 | bus_LV_4045-31_0_6_node_91 | 0.4 | n |  | TRUE
104 | bus_LV_4045-31_0_6_node_92 | 0.4 | n |  | TRUE
105 | bus_LV_4045-31_0_6_node_93 | 0.4 | n |  | TRUE
106 | bus_LV_4045-31_0_6_node_107 | 0.4 | n |  | TRUE
107 | bus_LV_4045-31_0_6_node_122 | 0.4 | n |  | TRUE
108 | bus_LV_4045-31_0_6_node_101 | 0.4 | n |  | TRUE
109 | bus_LV_4045-31_0_6_node_130 | 0.4 | n |  | TRUE
110 | bus_LV_4045-31_0_6_node_104 | 0.4 | n |  | TRUE
111 | bus_LV_4045-31_0_6_node_162 | 0.4 | n |  | TRUE
112 | bus_LV_4045-31_0_6_node_102 | 0.4 | n |  | TRUE
113 | bus_LV_4045-31_0_6_node_129 | 0.4 | n |  | TRUE
114 | bus_LV_4045-31_0_6_node_96 | 0.4 | n |  | TRUE
115 | bus_LV_4045-31_0_6_node_100 | 0.4 | n |  | TRUE
116 | bus_LV_4045-31_0_6_node_134 | 0.4 | n |  | TRUE
117 | bus_LV_4045-31_0_6_node_99 | 0.4 | n |  | TRUE
118 | bus_LV_4045-31_0_6_node_141 | 0.4 | n |  | TRUE
119 | bus_LV_4045-31_0_6_node_142 | 0.4 | n |  | TRUE
120 | bus_LV_4045-31_0_6_node_133 | 0.4 | n |  | TRUE
121 | bus_LV_4045-31_0_6_node_103 | 0.4 | n |  | TRUE
122 | bus_LV_4045-31_0_6_node_105 | 0.4 | n |  | TRUE
123 | bus_LV_4045-31_0_6_node_106 | 0.4 | n |  | TRUE
124 | bus_LV_4045-31_0_6_node_108 | 0.4 | n |  | TRUE
125 | bus_LV_4045-31_0_6_node_109 | 0.4 | n |  | TRUE
126 | bus_LV_4045-31_0_6_node_143 | 0.4 | n |  | TRUE
127 | bus_LV_4045-31_0_6_node_144 | 0.4 | n |  | TRUE
128 | bus_LV_4045-31_0_6_node_140 | 0.4 | n |  | TRUE
129 | bus_LV_4045-31_0_6_node_149 | 0.4 | n |  | TRUE
130 | bus_LV_4045-31_0_6_node_112 | 0.4 | n |  | TRUE
131 | bus_LV_4045-31_0_6_node_113 | 0.4 | n |  | TRUE
132 | bus_LV_4045-31_0_6_node_114 | 0.4 | n |  | TRUE
133 | bus_LV_4045-31_0_6_node_115 | 0.4 | n |  | TRUE
134 | bus_LV_4045-31_0_6_node_116 | 0.4 | n |  | TRUE
135 | bus_LV_4045-31_0_6_node_151 | 0.4 | n |  | TRUE
136 | bus_LV_4045-31_0_6_node_161 | 0.4 | n |  | TRUE
137 | bus_LV_4045-31_0_6_node_117 | 0.4 | n |  | TRUE
138 | bus_LV_4045-31_0_6_node_119 | 0.4 | n |  | TRUE
139 | bus_LV_4045-31_0_6_node_177 | 0.4 | n |  | TRUE
140 | bus_LV_4045-31_0_6_node_118 | 0.4 | n |  | TRUE
141 | bus_LV_4045-31_0_6_node_155 | 0.4 | n |  | TRUE
142 | bus_LV_4045-31_0_6_node_160 | 0.4 | n |  | TRUE
143 | bus_LV_4045-31_0_6_node_182 | 0.4 | n |  | TRUE
144 | bus_LV_4045-31_0_6_node_152 | 0.4 | n |  | TRUE
145 | bus_LV_4045-31_0_6_node_159 | 0.4 | n |  | TRUE
146 | bus_LV_4045-31_0_6_node_169 | 0.4 | n |  | TRUE
147 | bus_LV_4045-31_0_6_node_153 | 0.4 | n |  | TRUE
148 | bus_LV_4045-31_0_6_node_180 | 0.4 | n |  | TRUE
149 | bus_LV_4045-31_0_6_node_184 | 0.4 | n |  | TRUE
150 | bus_LV_4045-31_0_6_node_185 | 0.4 | n |  | TRUE
151 | bus_LV_4045-31_0_6_node_137 | 0.4 | n |  | TRUE
152 | bus_LV_4045-31_0_6_node_138 | 0.4 | n |  | TRUE
153 | bus_LV_4045-31_0_6_node_136 | 0.4 | n |  | TRUE
154 | bus_LV_4045-31_0_6_node_131 | 0.4 | n |  | TRUE
155 | bus_LV_4045-31_0_6_node_124 | 0.4 | n |  | TRUE
156 | bus_LV_4045-31_0_6_node_125 | 0.4 | n |  | TRUE
157 | bus_LV_4045-31_0_6_node_126 | 0.4 | n |  | TRUE
158 | bus_LV_4045-31_0_6_node_127 | 0.4 | n |  | TRUE
159 | bus_LV_4045-31_0_6_node_128 | 0.4 | n |  | TRUE
160 | bus_LV_4045-31_0_6_node_139 | 0.4 | n |  | TRUE
161 | bus_LV_4045-31_0_6_node_135 | 0.4 | n |  | TRUE
162 | bus_LV_4045-31_0_6_node_156 | 0.4 | n |  | TRUE
163 | bus_LV_4045-31_0_6_node_154 | 0.4 | n |  | TRUE
164 | bus_LV_4045-31_0_6_node_183 | 0.4 | n |  | TRUE
165 | bus_LV_4045-31_0_6_node_181 | 0.4 | n |  | TRUE
166 | bus_LV_4045-31_0_6_node_165 | 0.4 | n |  | TRUE
167 | bus_LV_4045-31_0_6_node_172 | 0.4 | n |  | TRUE
168 | bus_LV_4045-31_0_6_node_178 | 0.4 | n |  | TRUE
169 | bus_LV_4045-31_0_6_node_166 | 0.4 | n |  | TRUE
170 | bus_LV_4045-31_0_6_node_167 | 0.4 | n |  | TRUE
171 | bus_LV_4045-31_0_6_node_168 | 0.4 | n |  | TRUE
172 | bus_LV_4045-31_0_6_node_170 | 0.4 | n |  | TRUE
173 | bus_LV_4045-31_0_6_node_171 | 0.4 | n |  | TRUE
174 | bus_LV_4045-31_0_6_node_173 | 0.4 | n |  | TRUE
175 | bus_LV_4045-31_0_6_node_174 | 0.4 | n |  | TRUE
176 | bus_LV_4045-31_0_6_node_176 | 0.4 | n |  | TRUE
177 | bus_LV_4045-31_0_6_node_175 | 0.4 | n |  | TRUE
178 | bus_LV_4045-31_0_6_node_179 | 0.4 | n |  | TRUE
179 | bus_MV_614_0_node_94 | 20 | n |  | TRUE

## load
| name | bus | p_mw | q_mvar | const_z_percent | const_i_percent | sn_mva | scaling | in_service | type
0 | LV_4045-31_0_6_load_0 | 0 | 0.0022612 | 0.00056671 | 0 | 0 |  | 1 | TRUE | wye
1 | LV_4045-31_0_6_load_2 | 2 | 0.002593 | 0.00064987 | 0 | 0 |  | 1 | TRUE | wye
2 | LV_4045-31_0_6_load_41 | 3 | 0.0033309 | 0.0008348 | 0 | 0 |  | 1 | TRUE | wye
3 | LV_4045-31_0_6_load_3 | 5 | 0.0064882 | 0.0016261 | 0 | 0 |  | 1 | TRUE | wye
4 | LV_4045-31_0_6_load_4 | 6 | 0.0027557 | 0.00069064 | 0 | 0 |  | 1 | TRUE | wye
5 | LV_4045-31_0_6_load_5 | 7 | 0.003006 | 0.00075338 | 0 | 0 |  | 1 | TRUE | wye
6 | LV_4045-31_0_6_load_12 | 8 | 0.0014441 | 0.00036193 | 0 | 0 |  | 1 | TRUE | wye
7 | LV_4045-31_0_6_load_6 | 10 | 0.0023166 | 0.00058061 | 0 | 0 |  | 1 | TRUE | wye
8 | LV_4045-31_0_6_load_7 | 11 | 0.0024139 | 0.00060498 | 0 | 0 |  | 1 | TRUE | wye
9 | LV_4045-31_0_6_load_10 | 13 | 0.0024355 | 0.0006104 | 0 | 0 |  | 1 | TRUE | wye
10 | LV_4045-31_0_6_load_11 | 14 | 0.0020271 | 0.00050805 | 0 | 0 |  | 1 | TRUE | wye
11 | LV_4045-31_0_6_load_21 | 15 | 0.0013391 | 0.00033561 | 0 | 0 |  | 1 | TRUE | wye
12 | LV_4045-31_0_6_load_19 | 16 | 0.0015347 | 0.00038464 | 0 | 0 |  | 1 | TRUE | wye
13 | LV_4045-31_0_6_load_24 | 17 | 0.0020038 | 0.00050219 | 0 | 0 |  | 1 | TRUE | wye
14 | LV_4045-31_0_6_load_34 | 18 | 0.0017571 | 0.00044037 | 0 | 0 |  | 1 | TRUE | wye
15 | LV_4045-31_0_6_load_31 | 19 | 0.0019259 | 0.00048267 | 0 | 0 |  | 1 | TRUE | wye
16 | LV_4045-31_0_6_load_25 | 20 | 0.0029518 | 0.00073979 | 0 | 0 |  | 1 | TRUE | wye
17 | LV_4045-31_0_6_load_35 | 21 | 0.0012471 | 0.00031255 | 0 | 0 |  | 1 | TRUE | wye
18 | LV_4045-31_0_6_load_13 | 22 | 0.0022614 | 0.00056675 | 0 | 0 |  | 1 | TRUE | wye
19 | LV_4045-31_0_6_load_14 | 23 | 0.0036822 | 0.00092286 | 0 | 0 |  | 1 | TRUE | wye
20 | LV_4045-31_0_6_load_15 | 24 | 0.0016312 | 0.00040881 | 0 | 0 |  | 1 | TRUE | wye
21 | LV_4045-31_0_6_load_16 | 25 | 0.0034549 | 0.00086588 | 0 | 0 |  | 1 | TRUE | wye
22 | LV_4045-31_0_6_load_18 | 27 | 0.002471 | 0.00061929 | 0 | 0 |  | 1 | TRUE | wye
23 | LV_4045-31_0_6_load_39 | 29 | 0.0024733 | 0.00061986 | 0 | 0 |  | 1 | TRUE | wye
24 | LV_4045-31_0_6_load_66 | 30 | 0.0023527 | 0.00058965 | 0 | 0 |  | 1 | TRUE | wye
25 | LV_4045-31_0_6_load_40 | 32 | 0.002471 | 0.00061929 | 0 | 0 |  | 1 | TRUE | wye
26 | LV_4045-31_0_6_load_23 | 33 | 0.00054723 | 0.00013715 | 0 | 0 |  | 1 | TRUE | wye
27 | LV_4045-31_0_6_load_46 | 34 | 0.0015536 | 0.00038936 | 0 | 0 |  | 1 | TRUE | wye
28 | LV_4045-31_0_6_load_32 | 35 | 0.0013656 | 0.00034224 | 0 | 0 |  | 1 | TRUE | wye
29 | LV_4045-31_0_6_load_64 | 36 | 0.0028156 | 0.00070565 | 0 | 0 |  | 1 | TRUE | wye
30 | LV_4045-31_0_6_load_38 | 37 | 0.0012285 | 0.0003079 | 0 | 0 |  | 1 | TRUE | wye
31 | LV_4045-31_0_6_load_26 | 38 | 0.0013439 | 0.0003368 | 0 | 0 |  | 1 | TRUE | wye
32 | LV_4045-31_0_6_load_27 | 39 | 0.00098803 | 0.00024762 | 0 | 0 |  | 1 | TRUE | wye
33 | LV_4045-31_0_6_load_28 | 40 | 0.0012901 | 0.00032333 | 0 | 0 |  | 1 | TRUE | wye
34 | LV_4045-31_0_6_load_29 | 41 | 0.00098803 | 0.00024762 | 0 | 0 |  | 1 | TRUE | wye
35 | LV_4045-31_0_6_load_36 | 42 | 0.0022151 | 0.00055515 | 0 | 0 |  | 1 | TRUE | wye
36 | LV_4045-31_0_6_load_37 | 43 | 0.0010972 | 0.00027498 | 0 | 0 |  | 1 | TRUE | wye
37 | LV_4045-31_0_6_load_33 | 44 | 0.0045858 | 0.0011493 | 0 | 0 |  | 1 | TRUE | wye
38 | LV_4045-31_0_6_load_43 | 45 | 0.0013837 | 0.00034679 | 0 | 0 |  | 1 | TRUE | wye
39 | LV_4045-31_0_6_load_44 | 46 | 0.0013957 | 0.00034978 | 0 | 0 |  | 1 | TRUE | wye
40 | LV_4045-31_0_6_load_83 | 47 | 0.0024701 | 0.00061906 | 0 | 0 |  | 1 | TRUE | wye
41 | LV_4045-31_0_6_load_81 | 48 | 0.0032144 | 0.00080559 | 0 | 0 |  | 1 | TRUE | wye
42 | LV_4045-31_0_6_load_45 | 49 | 0.00088454 | 0.00022169 | 0 | 0 |  | 1 | TRUE | wye
43 | LV_4045-31_0_6_load_47 | 50 | 0.0016253 | 0.00040733 | 0 | 0 |  | 1 | TRUE | wye
44 | LV_4045-31_0_6_load_48 | 51 | 0.0015292 | 0.00038326 | 0 | 0 |  | 1 | TRUE | wye
45 | LV_4045-31_0_6_load_50 | 53 | 0.00059246 | 0.00014849 | 0 | 0 |  | 1 | TRUE | wye
46 | LV_4045-31_0_6_load_51 | 54 | 0.00098472 | 0.00024679 | 0 | 0 |  | 1 | TRUE | wye
47 | LV_4045-31_0_6_load_52 | 55 | 0.005484 | 0.0013744 | 0 | 0 |  | 1 | TRUE | wye
48 | LV_4045-31_0_6_load_70 | 56 | 0.0016474 | 0.00041287 | 0 | 0 |  | 1 | TRUE | wye
49 | LV_4045-31_0_6_load_53 | 57 | 0.0019089 | 0.00047841 | 0 | 0 |  | 1 | TRUE | wye
50 | LV_4045-31_0_6_load_59 | 59 | 0.0017037 | 0.00042698 | 0 | 0 |  | 1 | TRUE | wye
51 | LV_4045-31_0_6_load_55 | 60 | 0.00064441 | 0.0001615 | 0 | 0 |  | 1 | TRUE | wye
52 | LV_4045-31_0_6_load_56 | 61 | 0.001455 | 0.00036465 | 0 | 0 |  | 1 | TRUE | wye
53 | LV_4045-31_0_6_load_63 | 65 | 0.0010007 | 0.00025079 | 0 | 0 |  | 1 | TRUE | wye
54 | LV_4045-31_0_6_load_97 | 68 | 0.0036938 | 0.00092576 | 0 | 0 |  | 1 | TRUE | wye
55 | LV_4045-31_0_6_load_77 | 69 | 0.0020112 | 0.00050405 | 0 | 0 |  | 1 | TRUE | wye
56 | LV_4045-31_0_6_load_74 | 70 | 0.0046836 | 0.0011738 | 0 | 0 |  | 1 | TRUE | wye
57 | LV_4045-31_0_6_load_73 | 71 | 0.0023918 | 0.00059944 | 0 | 0 |  | 1 | TRUE | wye
58 | LV_4045-31_0_6_load_72 | 72 | 0.0031158 | 0.00078089 | 0 | 0 |  | 1 | TRUE | wye
59 | LV_4045-31_0_6_load_68 | 73 | 0.0020721 | 0.00051931 | 0 | 0 |  | 1 | TRUE | wye
60 | LV_4045-31_0_6_load_158 | 76 | 0.0017627 | 0.00044178 | 0 | 0 |  | 1 | TRUE | wye
61 | LV_4045-31_0_6_load_98 | 77 | 0.0014119 | 0.00035386 | 0 | 0 |  | 1 | TRUE | wye
62 | LV_4045-31_0_6_load_120 | 78 | 0.0020791 | 0.00052107 | 0 | 0 |  | 1 | TRUE | wye
63 | LV_4045-31_0_6_load_75 | 79 | 0.0020834 | 0.00052214 | 0 | 0 |  | 1 | TRUE | wye
64 | LV_4045-31_0_6_load_80 | 80 | 0.0023816 | 0.00059688 | 0 | 0 |  | 1 | TRUE | wye
65 | LV_4045-31_0_6_load_67 | 81 | 0.0059876 | 0.0015006 | 0 | 0 |  | 1 | TRUE | wye
66 | LV_4045-31_0_6_load_69 | 82 | 0.0026084 | 0.00065372 | 0 | 0 |  | 1 | TRUE | wye
67 | LV_4045-31_0_6_load_65 | 83 | 0.0031988 | 0.00080171 | 0 | 0 |  | 1 | TRUE | wye
68 | LV_4045-31_0_6_load_76 | 84 | 0.0042515 | 0.0010655 | 0 | 0 |  | 1 | TRUE | wye
69 | LV_4045-31_0_6_load_121 | 85 | 0.0043804 | 0.0010978 | 0 | 0 |  | 1 | TRUE | wye
70 | LV_4045-31_0_6_load_150 | 86 | 0.0015465 | 0.0003876 | 0 | 0 |  | 1 | TRUE | wye
71 | LV_4045-31_0_6_load_110 | 87 | 0.0017388 | 0.00043578 | 0 | 0 |  | 1 | TRUE | wye
72 | LV_4045-31_0_6_load_157 | 88 | 0.0014408 | 0.0003611 | 0 | 0 |  | 1 | TRUE | wye
73 | LV_4045-31_0_6_load_163 | 89 | 0.00098426 | 0.00024668 | 0 | 0 |  | 1 | TRUE | wye
74 | LV_4045-31_0_6_load_164 | 90 | 0.0012725 | 0.00031891 | 0 | 0 |  | 1 | TRUE | wye
75 | LV_4045-31_0_6_load_82 | 91 | 0.0013165 | 0.00032993 | 0 | 0 |  | 1 | TRUE | wye
76 | LV_4045-31_0_6_load_84 | 92 | 0.00223 | 0.00055889 | 0 | 0 |  | 1 | TRUE | wye
77 | LV_4045-31_0_6_load_94 | 93 | 0.0024522 | 0.00061457 | 0 | 0 |  | 1 | TRUE | wye
78 | LV_4045-31_0_6_load_95 | 94 | 0.0019092 | 0.00047848 | 0 | 0 |  | 1 | TRUE | wye
79 | LV_4045-31_0_6_load_85 | 95 | 0.0022943 | 0.00057501 | 0 | 0 |  | 1 | TRUE | wye
80 | LV_4045-31_0_6_load_86 | 96 | 0.0020778 | 0.00052075 | 0 | 0 |  | 1 | TRUE | wye
81 | LV_4045-31_0_6_load_87 | 97 | 0.0040602 | 0.0010176 | 0 | 0 |  | 1 | TRUE | wye
82 | LV_4045-31_0_6_load_123 | 98 | 0.0024537 | 0.00061496 | 0 | 0 |  | 1 | TRUE | wye
83 | LV_4045-31_0_6_load_132 | 99 | 0.0031814 | 0.00079732 | 0 | 0 |  | 1 | TRUE | wye
84 | LV_4045-31_0_6_load_88 | 100 | 0.0040473 | 0.0010144 | 0 | 0 |  | 1 | TRUE | wye
85 | LV_4045-31_0_6_load_89 | 101 | 0.0012676 | 0.00031769 | 0 | 0 |  | 1 | TRUE | wye
86 | LV_4045-31_0_6_load_91 | 103 | 0.0020248 | 0.00050747 | 0 | 0 |  | 1 | TRUE | wye
87 | LV_4045-31_0_6_load_92 | 104 | 0.0012922 | 0.00032386 | 0 | 0 |  | 1 | TRUE | wye
88 | LV_4045-31_0_6_load_93 | 105 | 0.0022314 | 0.00055923 | 0 | 0 |  | 1 | TRUE | wye
89 | LV_4045-31_0_6_load_107 | 106 | 0.0041337 | 0.001036 | 0 | 0 |  | 1 | TRUE | wye
90 | LV_4045-31_0_6_load_101 | 108 | 0.0033655 | 0.00084347 | 0 | 0 |  | 1 | TRUE | wye
91 | LV_4045-31_0_6_load_130 | 109 | 0.0019715 | 0.0004941 | 0 | 0 |  | 1 | TRUE | wye
92 | LV_4045-31_0_6_load_162 | 111 | 0.0035345 | 0.00088582 | 0 | 0 |  | 1 | TRUE | wye
93 | LV_4045-31_0_6_load_102 | 112 | 0.0014401 | 0.00036092 | 0 | 0 |  | 1 | TRUE | wye
94 | LV_4045-31_0_6_load_129 | 113 | 0.0021806 | 0.0005465 | 0 | 0 |  | 1 | TRUE | wye
95 | LV_4045-31_0_6_load_96 | 114 | 0.0032514 | 0.00081487 | 0 | 0 |  | 1 | TRUE | wye
96 | LV_4045-31_0_6_load_100 | 115 | 0.0023607 | 0.00059165 | 0 | 0 |  | 1 | TRUE | wye
97 | LV_4045-31_0_6_load_134 | 116 | 0.0028966 | 0.00072595 | 0 | 0 |  | 1 | TRUE | wye
98 | LV_4045-31_0_6_load_99 | 117 | 0.0020201 | 0.00050629 | 0 | 0 |  | 1 | TRUE | wye
99 | LV_4045-31_0_6_load_141 | 118 | 0.0017171 | 0.00043034 | 0 | 0 |  | 1 | TRUE | wye
100 | LV_4045-31_0_6_load_142 | 119 | 0.0014342 | 0.00035943 | 0 | 0 |  | 1 | TRUE | wye
101 | LV_4045-31_0_6_load_133 | 120 | 0.0073727 | 0.0018478 | 0 | 0 |  | 1 | TRUE | wye
102 | LV_4045-31_0_6_load_103 | 121 | 0.0022819 | 0.0005719 | 0 | 0 |  | 1 | TRUE | wye
103 | LV_4045-31_0_6_load_108 | 124 | 0.0018274 | 0.00045799 | 0 | 0 |  | 1 | TRUE | wye
104 | LV_4045-31_0_6_load_109 | 125 | 0.0019002 | 0.00047622 | 0 | 0 |  | 1 | TRUE | wye
105 | LV_4045-31_0_6_load_143 | 126 | 0.0024498 | 0.00061399 | 0 | 0 |  | 1 | TRUE | wye
106 | LV_4045-31_0_6_load_144 | 127 | 0.0057744 | 0.0014472 | 0 | 0 |  | 1 | TRUE | wye
107 | LV_4045-31_0_6_load_140 | 128 | 0.0023452 | 0.00058775 | 0 | 0 |  | 1 | TRUE | wye
108 | LV_4045-31_0_6_load_149 | 129 | 0.0014338 | 0.00035933 | 0 | 0 |  | 1 | TRUE | wye
109 | LV_4045-31_0_6_load_112 | 130 | 0.0027309 | 0.00068444 | 0 | 0 |  | 1 | TRUE | wye
110 | LV_4045-31_0_6_load_113 | 131 | 0.0027632 | 0.00069253 | 0 | 0 |  | 1 | TRUE | wye
111 | LV_4045-31_0_6_load_115 | 133 | 0.0010804 | 0.00027077 | 0 | 0 |  | 1 | TRUE | wye
112 | LV_4045-31_0_6_load_116 | 134 | 0.094317 | 0.023638 | 0 | 0 |  | 1 | TRUE | wye
113 | LV_4045-31_0_6_load_151 | 135 | 0.001316 | 0.00032982 | 0 | 0 |  | 1 | TRUE | wye
114 | LV_4045-31_0_6_load_177 | 139 | 0.0020235 | 0.00050713 | 0 | 0 |  | 1 | TRUE | wye
115 | LV_4045-31_0_6_load_160 | 142 | 0.065258 | 0.016355 | 0 | 0 |  | 1 | TRUE | wye
116 | LV_4045-31_0_6_load_182 | 143 | 0.003053 | 0.00076516 | 0 | 0 |  | 1 | TRUE | wye
117 | LV_4045-31_0_6_load_152 | 144 | 0.0014408 | 0.0003611 | 0 | 0 |  | 1 | TRUE | wye
118 | LV_4045-31_0_6_load_159 | 145 | 0.075501 | 0.018922 | 0 | 0 |  | 1 | TRUE | wye
119 | LV_4045-31_0_6_load_169 | 146 | 0.0019112 | 0.00047899 | 0 | 0 |  | 1 | TRUE | wye
120 | LV_4045-31_0_6_load_153 | 147 | 0.0011213 | 0.00028101 | 0 | 0 |  | 1 | TRUE | wye
121 | LV_4045-31_0_6_load_180 | 148 | 0.012008 | 0.0030096 | 0 | 0 |  | 1 | TRUE | wye
122 | LV_4045-31_0_6_load_184 | 149 | 0.00089195 | 0.00022354 | 0 | 0 |  | 1 | TRUE | wye
123 | LV_4045-31_0_6_load_185 | 150 | 0.0014337 | 0.00035931 | 0 | 0 |  | 1 | TRUE | wye
124 | LV_4045-31_0_6_load_137 | 151 | 0.0048483 | 0.0012151 | 0 | 0 |  | 1 | TRUE | wye
125 | LV_4045-31_0_6_load_138 | 152 | 0.0041078 | 0.0010295 | 0 | 0 |  | 1 | TRUE | wye
126 | LV_4045-31_0_6_load_136 | 153 | 0.0094205 | 0.002361 | 0 | 0 |  | 1 | TRUE | wye
127 | LV_4045-31_0_6_load_131 | 154 | 0.0024686 | 0.0006187 | 0 | 0 |  | 1 | TRUE | wye
128 | LV_4045-31_0_6_load_124 | 155 | 0.00187 | 0.00046866 | 0 | 0 |  | 1 | TRUE | wye
129 | LV_4045-31_0_6_load_125 | 156 | 0.0022055 | 0.00055275 | 0 | 0 |  | 1 | TRUE | wye
130 | LV_4045-31_0_6_load_126 | 157 | 0.0029484 | 0.00073893 | 0 | 0 |  | 1 | TRUE | wye
131 | LV_4045-31_0_6_load_127 | 158 | 0.0017496 | 0.0004385 | 0 | 0 |  | 1 | TRUE | wye
132 | LV_4045-31_0_6_load_128 | 159 | 0.0018901 | 0.00047371 | 0 | 0 |  | 1 | TRUE | wye
133 | LV_4045-31_0_6_load_139 | 160 | 0.0024829 | 0.00062227 | 0 | 0 |  | 1 | TRUE | wye
134 | LV_4045-31_0_6_load_135 | 161 | 0.0033298 | 0.00083452 | 0 | 0 |  | 1 | TRUE | wye
135 | LV_4045-31_0_6_load_156 | 162 | 0.0025068 | 0.00062828 | 0 | 0 |  | 1 | TRUE | wye
136 | LV_4045-31_0_6_load_154 | 163 | 0.0016302 | 0.00040858 | 0 | 0 |  | 1 | TRUE | wye
137 | LV_4045-31_0_6_load_183 | 164 | 0.0044764 | 0.0011219 | 0 | 0 |  | 1 | TRUE | wye
138 | LV_4045-31_0_6_load_181 | 165 | 0.0047718 | 0.0011959 | 0 | 0 |  | 1 | TRUE | wye
139 | LV_4045-31_0_6_load_165 | 166 | 0.0067461 | 0.0016907 | 0 | 0 |  | 1 | TRUE | wye
140 | LV_4045-31_0_6_load_178 | 168 | 0.003628 | 0.00090927 | 0 | 0 |  | 1 | TRUE | wye
141 | LV_4045-31_0_6_load_166 | 169 | 0.0025477 | 0.00063851 | 0 | 0 |  | 1 | TRUE | wye
142 | LV_4045-31_0_6_load_167 | 170 | 0.00239 | 0.000599 | 0 | 0 |  | 1 | TRUE | wye
143 | LV_4045-31_0_6_load_170 | 172 | 0.0014945 | 0.00037456 | 0 | 0 |  | 1 | TRUE | wye
144 | LV_4045-31_0_6_load_173 | 174 | 0.0015442 | 0.00038702 | 0 | 0 |  | 1 | TRUE | wye
145 | LV_4045-31_0_6_load_174 | 175 | 0.0029617 | 0.00074226 | 0 | 0 |  | 1 | TRUE | wye
146 | LV_4045-31_0_6_load_176 | 176 | 0.0045926 | 0.001151 | 0 | 0 |  | 1 | TRUE | wye
147 | LV_4045-31_0_6_load_175 | 177 | 0.0040438 | 0.0010135 | 0 | 0 |  | 1 | TRUE | wye
148 | LV_4045-31_0_6_load_179 | 178 | 0.0032104 | 0.0008046 | 0 | 0 |  | 1 | TRUE | wye

## ext_grid
| name | bus | vm_pu | va_degree | slack_weight | in_service
0 |  | 112 | 1 | 0 | 1 | TRUE

## line
| name | std_type | from_bus | to_bus | length_km | r_ohm_per_km | x_ohm_per_km | c_nf_per_km | g_us_per_km | max_i_ka | df | parallel | type | in_service
0 | LV_4045-31_0_6_line_0 |  | 0 | 1 | 0.094983 | 0.125 | 0.08 | 261 | 0 | 0.364 | 1 | 1 | cs | TRUE
1 | LV_4045-31_0_6_line_1 |  | 1 | 2 | 0.077595 | 0.125 | 0.08 | 261 | 0 | 0.364 | 1 | 1 | cs | TRUE
2 | LV_4045-31_0_6_line_2 |  | 2 | 3 | 0.027936 | 0.125 | 0.08 | 261 | 0 | 0.364 | 1 | 1 | cs | TRUE
3 | LV_4045-31_0_6_line_3 |  | 3 | 4 | 0.036436 | 0.125 | 0.08 | 261 | 0 | 0.364 | 1 | 1 | cs | TRUE
4 | LV_4045-31_0_6_line_4 |  | 4 | 20 | 0.01239 | 0.125 | 0.08 | 261 | 0 | 0.364 | 1 | 1 | cs | TRUE
5 | LV_4045-31_0_6_line_5 |  | 5 | 6 | 0.0084679 | 0.125 | 0.08 | 261 | 0 | 0.364 | 1 | 1 | cs | TRUE
6 | LV_4045-31_0_6_line_6 |  | 6 | 7 | 0.0072777 | 0.125 | 0.08 | 261 | 0 | 0.364 | 1 | 1 | cs | TRUE
7 | LV_4045-31_0_6_line_7 |  | 7 | 8 | 0.026302 | 0.125 | 0.08 | 261 | 0 | 0.364 | 1 | 1 | cs | TRUE
8 | LV_4045-31_0_6_line_8 |  | 8 | 9 | 0.01365 | 0.125 | 0.08 | 261 | 0 | 0.364 | 1 | 1 | cs | TRUE
9 | LV_4045-31_0_6_line_9 |  | 9 | 13 | 0.016183 | 0.125 | 0.08 | 261 | 0 | 0.364 | 1 | 1 | cs | TRUE
10 | LV_4045-31_0_6_line_10 |  | 9 | 14 | 0.03026 | 0.125 | 0.08 | 261 | 0 | 0.364 | 1 | 1 | cs | TRUE
11 | LV_4045-31_0_6_line_11 |  | 9 | 10 | 0.015062 | 0.125 | 0.08 | 261 | 0 | 0.364 | 1 | 1 | cs | TRUE
12 | LV_4045-31_0_6_line_12 |  | 10 | 11 | 0.0019369 | 0.125 | 0.08 | 261 | 0 | 0.364 | 1 | 1 | cs | TRUE
13 | LV_4045-31_0_6_line_13 |  | 11 | 12 | 0.015504 | 0.125 | 0.08 | 261 | 0 | 0.364 | 1 | 1 | cs | TRUE
14 | LV_4045-31_0_6_line_14 |  | 12 | 15 | 0.014177 | 0.125 | 0.08 | 261 | 0 | 0.364 | 1 | 1 | cs | TRUE
15 | LV_4045-31_0_6_line_15 |  | 12 | 16 | 0.025069 | 0.125 | 0.08 | 261 | 0 | 0.364 | 1 | 1 | cs | TRUE
16 | LV_4045-31_0_6_line_16 |  | 13 | 17 | 0.016681 | 0.125 | 0.08 | 261 | 0 | 0.364 | 1 | 1 | cs | TRUE
17 | LV_4045-31_0_6_line_17 |  | 14 | 18 | 0.025929 | 0.125 | 0.08 | 261 | 0 | 0.364 | 1 | 1 | cs | TRUE
18 | LV_4045-31_0_6_line_18 |  | 15 | 19 | 0.0087729 | 0.125 | 0.08 | 261 | 0 | 0.364 | 1 | 1 | cs | TRUE
19 | LV_4045-31_0_6_line_19 |  | 17 | 20 | 0.0029059 | 0.125 | 0.08 | 261 | 0 | 0.364 | 1 | 1 | cs | TRUE
20 | LV_4045-31_0_6_line_20 |  | 18 | 21 | 0.0072018 | 0.125 | 0.08 | 261 | 0 | 0.364 | 1 | 1 | cs | TRUE
21 | LV_4045-31_0_6_line_21 |  | 19 | 35 | 0.0061609 | 0.125 | 0.08 | 261 | 0 | 0.364 | 1 | 1 | cs | TRUE
22 | LV_4045-31_0_6_line_22 |  | 21 | 26 | 0.01567 | 0.125 | 0.08 | 261 | 0 | 0.364 | 1 | 1 | cs | TRUE
23 | LV_4045-31_0_6_line_23 |  | 22 | 23 | 0.028452 | 0.125 | 0.08 | 261 | 0 | 0.364 | 1 | 1 | cs | TRUE
24 | LV_4045-31_0_6_line_24 |  | 22 | 24 | 0.0068717 | 0.125 | 0.08 | 261 | 0 | 0.364 | 1 | 1 | cs | TRUE
25 | LV_4045-31_0_6_line_25 |  | 23 | 25 | 0.027245 | 0.125 | 0.08 | 261 | 0 | 0.364 | 1 | 1 | cs | TRUE
26 | LV_4045-31_0_6_line_26 |  | 24 | 26 | 0.031441 | 0.125 | 0.08 | 261 | 0 | 0.364 | 1 | 1 | cs | TRUE
27 | LV_4045-31_0_6_line_27 |  | 25 | 27 | 0.0012775 | 0.125 | 0.08 | 261 | 0 | 0.364 | 1 | 1 | cs | TRUE
28 | LV_4045-31_0_6_line_28 |  | 26 | 28 | 0.011653 | 0.125 | 0.08 | 261 | 0 | 0.364 | 1 | 1 | cs | TRUE
29 | LV_4045-31_0_6_line_29 |  | 27 | 29 | 0.00032692 | 0.125 | 0.08 | 261 | 0 | 0.364 | 1 | 1 | cs | TRUE
30 | LV_4045-31_0_6_line_30 |  | 28 | 30 | 0.030805 | 0.125 | 0.08 | 261 | 0 | 0.364 | 1 | 1 | cs | TRUE
31 | LV_4045-31_0_6_line_31 |  | 28 | 31 | 0.011656 | 0.125 | 0.08 | 261 | 0 | 0.364 | 1 | 1 | cs | TRUE
32 | LV_4045-31_0_6_line_32 |  | 29 | 32 | 0.00032692 | 0.125 | 0.08 | 261 | 0 | 0.364 | 1 | 1 | cs | TRUE
33 | LV_4045-31_0_6_line_33 |  | 30 | 36 | 0.0060441 | 0.125 | 0.08 | 261 | 0 | 0.364 | 1 | 1 | cs | TRUE
34 | LV_4045-31_0_6_line_34 |  | 31 | 33 | 0.010792 | 0.125 | 0.08 | 261 | 0 | 0.364 | 1 | 1 | cs | TRUE
35 | LV_4045-31_0_6_line_35 |  | 32 | 47 | 0.00032892 | 0.125 | 0.08 | 261 | 0 | 0.364 | 1 | 1 | cs | TRUE
36 | LV_4045-31_0_6_line_36 |  | 33 | 34 | 0.011054 | 0.125 | 0.08 | 261 | 0 | 0.364 | 1 | 1 | cs | TRUE
37 | LV_4045-31_0_6_line_37 |  | 34 | 37 | 0.0074638 | 0.125 | 0.08 | 261 | 0 | 0.364 | 1 | 1 | cs | TRUE
38 | LV_4045-31_0_6_line_38 |  | 35 | 44 | 0.021212 | 0.125 | 0.08 | 261 | 0 | 0.364 | 1 | 1 | cs | TRUE
39 | LV_4045-31_0_6_line_39 |  | 37 | 43 | 0.012873 | 0.125 | 0.08 | 261 | 0 | 0.364 | 1 | 1 | cs | TRUE
40 | LV_4045-31_0_6_line_40 |  | 38 | 39 | 0.0034654 | 0.125 | 0.08 | 261 | 0 | 0.364 | 1 | 1 | cs | TRUE
41 | LV_4045-31_0_6_line_41 |  | 38 | 40 | 0.021094 | 0.125 | 0.08 | 261 | 0 | 0.364 | 1 | 1 | cs | TRUE
42 | LV_4045-31_0_6_line_42 |  | 39 | 41 | 0.014315 | 0.125 | 0.08 | 261 | 0 | 0.364 | 1 | 1 | cs | TRUE
43 | LV_4045-31_0_6_line_43 |  | 41 | 42 | 0.0040392 | 0.125 | 0.08 | 261 | 0 | 0.364 | 1 | 1 | cs | TRUE
44 | LV_4045-31_0_6_line_44 |  | 42 | 43 | 0.015478 | 0.125 | 0.08 | 261 | 0 | 0.364 | 1 | 1 | cs | TRUE
45 | LV_4045-31_0_6_line_45 |  | 44 | 45 | 0.0087914 | 0.125 | 0.08 | 261 | 0 | 0.364 | 1 | 1 | cs | TRUE
46 | LV_4045-31_0_6_line_46 |  | 45 | 46 | 0.0077004 | 0.125 | 0.08 | 261 | 0 | 0.364 | 1 | 1 | cs | TRUE
47 | LV_4045-31_0_6_line_47 |  | 46 | 49 | 0.007836 | 0.125 | 0.08 | 261 | 0 | 0.364 | 1 | 1 | cs | TRUE
48 | LV_4045-31_0_6_line_48 |  | 47 | 48 | 0.021405 | 0.125 | 0.08 | 261 | 0 | 0.364 | 1 | 1 | cs | TRUE
49 | LV_4045-31_0_6_line_49 |  | 48 | 91 | 0.0076006 | 0.125 | 0.08 | 261 | 0 | 0.364 | 1 | 1 | cs | TRUE
50 | LV_4045-31_0_6_line_50 |  | 50 | 51 | 0.0091724 | 0.125 | 0.08 | 261 | 0 | 0.364 | 1 | 1 | cs | TRUE
51 | LV_4045-31_0_6_line_51 |  | 50 | 52 | 0.018946 | 0.125 | 0.08 | 261 | 0 | 0.364 | 1 | 1 | cs | TRUE
52 | LV_4045-31_0_6_line_52 |  | 52 | 53 | 0.015126 | 0.125 | 0.08 | 261 | 0 | 0.364 | 1 | 1 | cs | TRUE
53 | LV_4045-31_0_6_line_53 |  | 52 | 54 | 0.016568 | 0.125 | 0.08 | 261 | 0 | 0.364 | 1 | 1 | cs | TRUE
54 | LV_4045-31_0_6_line_54 |  | 53 | 55 | 0.0037824 | 0.125 | 0.08 | 261 | 0 | 0.364 | 1 | 1 | cs | TRUE
55 | LV_4045-31_0_6_line_55 |  | 54 | 56 | 0.02286 | 0.125 | 0.08 | 261 | 0 | 0.364 | 1 | 1 | cs | TRUE
56 | LV_4045-31_0_6_line_56 |  | 55 | 57 | 0.03664 | 0.125 | 0.08 | 261 | 0 | 0.364 | 1 | 1 | cs | TRUE
57 | LV_4045-31_0_6_line_57 |  | 56 | 58 | 0.017233 | 0.125 | 0.08 | 261 | 0 | 0.364 | 1 | 1 | cs | TRUE
58 | LV_4045-31_0_6_line_58 |  | 58 | 59 | 0.035216 | 0.125 | 0.08 | 261 | 0 | 0.364 | 1 | 1 | cs | TRUE
59 | LV_4045-31_0_6_line_59 |  | 59 | 62 | 0.030427 | 0.125 | 0.08 | 261 | 0 | 0.364 | 1 | 1 | cs | TRUE
60 | LV_4045-31_0_6_line_60 |  | 60 | 61 | 0.021047 | 0.125 | 0.08 | 261 | 0 | 0.364 | 1 | 1 | cs | TRUE
61 | LV_4045-31_0_6_line_61 |  | 60 | 62 | 0.0096031 | 0.125 | 0.08 | 261 | 0 | 0.364 | 1 | 1 | cs | TRUE
62 | LV_4045-31_0_6_line_62 |  | 61 | 63 | 0.01048 | 0.125 | 0.08 | 261 | 0 | 0.364 | 1 | 1 | cs | TRUE
63 | LV_4045-31_0_6_line_63 |  | 63 | 64 | 0.005128 | 0.125 | 0.08 | 261 | 0 | 0.364 | 1 | 1 | cs | TRUE
64 | LV_4045-31_0_6_line_64 |  | 63 | 65 | 0.017144 | 0.125 | 0.08 | 261 | 0 | 0.364 | 1 | 1 | cs | TRUE
65 | LV_4045-31_0_6_line_65 |  | 64 | 71 | 0.010201 | 0.125 | 0.08 | 261 | 0 | 0.364 | 1 | 1 | cs | TRUE
66 | LV_4045-31_0_6_line_66 |  | 64 | 72 | 0.014806 | 0.125 | 0.08 | 261 | 0 | 0.364 | 1 | 1 | cs | TRUE
67 | LV_4045-31_0_6_line_67 |  | 65 | 73 | 0.0177 | 0.125 | 0.08 | 261 | 0 | 0.364 | 1 | 1 | cs | TRUE
68 | LV_4045-31_0_6_line_68 |  | 66 | 67 | 0.004413 | 0.125 | 0.08 | 261 | 0 | 0.364 | 1 | 1 | cs | TRUE
69 | LV_4045-31_0_6_line_69 |  | 66 | 68 | 0.022343 | 0.125 | 0.08 | 261 | 0 | 0.364 | 1 | 1 | cs | TRUE
70 | LV_4045-31_0_6_line_70 |  | 67 | 69 | 0.018779 | 0.125 | 0.08 | 261 | 0 | 0.364 | 1 | 1 | cs | TRUE
71 | LV_4045-31_0_6_line_71 |  | 67 | 70 | 0.013755 | 0.125 | 0.08 | 261 | 0 | 0.364 | 1 | 1 | cs | TRUE
72 | LV_4045-31_0_6_line_72 |  | 68 | 77 | 0.025914 | 0.125 | 0.08 | 261 | 0 | 0.364 | 1 | 1 | cs | TRUE
73 | LV_4045-31_0_6_line_73 |  | 69 | 78 | 0.029012 | 0.125 | 0.08 | 261 | 0 | 0.364 | 1 | 1 | cs | TRUE
74 | LV_4045-31_0_6_line_74 |  | 70 | 79 | 0.019033 | 0.125 | 0.08 | 261 | 0 | 0.364 | 1 | 1 | cs | TRUE
75 | LV_4045-31_0_6_line_75 |  | 71 | 80 | 0.020514 | 0.125 | 0.08 | 261 | 0 | 0.364 | 1 | 1 | cs | TRUE
76 | LV_4045-31_0_6_line_76 |  | 72 | 81 | 0.026325 | 0.125 | 0.08 | 261 | 0 | 0.364 | 1 | 1 | cs | TRUE
77 | LV_4045-31_0_6_line_77 |  | 73 | 82 | 0.023864 | 0.125 | 0.08 | 261 | 0 | 0.364 | 1 | 1 | cs | TRUE
78 | LV_4045-31_0_6_line_78 |  | 74 | 75 | 0.001948 | 0.125 | 0.08 | 261 | 0 | 0.364 | 1 | 3 | cs | TRUE
79 | LV_4045-31_0_6_line_79 |  | 74 | 76 | 0.023269 | 0.125 | 0.08 | 261 | 0 | 0.364 | 1 | 3 | cs | TRUE
80 | LV_4045-31_0_6_line_80 |  | 75 | 86 | 0.03437 | 0.125 | 0.08 | 261 | 0 | 0.364 | 1 | 1 | cs | TRUE
81 | LV_4045-31_0_6_line_81 |  | 75 | 87 | 0.021847 | 0.125 | 0.08 | 261 | 0 | 0.364 | 1 | 3 | cs | TRUE
82 | LV_4045-31_0_6_line_82 |  | 76 | 88 | 0.016478 | 0.125 | 0.08 | 261 | 0 | 0.364 | 1 | 3 | cs | TRUE
83 | LV_4045-31_0_6_line_83 |  | 77 | 117 | 0.018136 | 0.125 | 0.08 | 261 | 0 | 0.364 | 1 | 1 | cs | TRUE
84 | LV_4045-31_0_6_line_84 |  | 78 | 85 | 0.003764 | 0.125 | 0.08 | 261 | 0 | 0.364 | 1 | 1 | cs | TRUE
85 | LV_4045-31_0_6_line_85 |  | 79 | 84 | 0.0061056 | 0.125 | 0.08 | 261 | 0 | 0.364 | 1 | 1 | cs | TRUE
86 | LV_4045-31_0_6_line_86 |  | 80 | 84 | 0.004157 | 0.125 | 0.08 | 261 | 0 | 0.364 | 1 | 1 | cs | TRUE
87 | LV_4045-31_0_6_line_87 |  | 81 | 83 | 0.0068661 | 0.125 | 0.08 | 261 | 0 | 0.364 | 1 | 1 | cs | TRUE
88 | LV_4045-31_0_6_line_88 |  | 85 | 151 | 0.00010876 | 0.125 | 0.08 | 261 | 0 | 0.364 | 1 | 1 | cs | TRUE
89 | LV_4045-31_0_6_line_89 |  | 86 | 129 | 0.024419 | 0.125 | 0.08 | 261 | 0 | 0.364 | 1 | 1 | cs | TRUE
90 | LV_4045-31_0_6_line_90 |  | 87 | 112 | 0.0027791 | 0.125 | 0.08 | 261 | 0 | 0.364 | 1 | 3 | cs | TRUE
91 | LV_4045-31_0_6_line_91 |  | 88 | 144 | 0.015565 | 0.125 | 0.08 | 261 | 0 | 0.364 | 1 | 3 | cs | TRUE
92 | LV_4045-31_0_6_line_92 |  | 89 | 90 | 0.01509 | 0.125 | 0.08 | 261 | 0 | 0.364 | 1 | 1 | cs | TRUE
93 | LV_4045-31_0_6_line_93 |  | 90 | 166 | 0.021877 | 0.125 | 0.08 | 261 | 0 | 0.364 | 1 | 1 | cs | TRUE
94 | LV_4045-31_0_6_line_94 |  | 91 | 92 | 0.011395 | 0.125 | 0.08 | 261 | 0 | 0.364 | 1 | 1 | cs | TRUE
95 | LV_4045-31_0_6_line_95 |  | 92 | 93 | 0.015933 | 0.125 | 0.08 | 261 | 0 | 0.364 | 1 | 1 | cs | TRUE
96 | LV_4045-31_0_6_line_96 |  | 93 | 94 | 0.0024465 | 0.125 | 0.08 | 261 | 0 | 0.364 | 1 | 1 | cs | TRUE
97 | LV_4045-31_0_6_line_97 |  | 94 | 114 | 0.01572 | 0.125 | 0.08 | 261 | 0 | 0.364 | 1 | 1 | cs | TRUE
98 | LV_4045-31_0_6_line_98 |  | 95 | 96 | 0.010666 | 0.125 | 0.08 | 261 | 0 | 0.364 | 1 | 1 | cs | TRUE
99 | LV_4045-31_0_6_line_99 |  | 96 | 97 | 0.014542 | 0.125 | 0.08 | 261 | 0 | 0.364 | 1 | 1 | cs | TRUE
100 | LV_4045-31_0_6_line_100 |  | 97 | 98 | 0.0051432 | 0.125 | 0.08 | 261 | 0 | 0.364 | 1 | 1 | cs | TRUE
101 | LV_4045-31_0_6_line_101 |  | 98 | 99 | 0.024628 | 0.125 | 0.08 | 261 | 0 | 0.364 | 1 | 1 | cs | TRUE
102 | LV_4045-31_0_6_line_102 |  | 99 | 154 | 0.0008389 | 0.125 | 0.08 | 261 | 0 | 0.364 | 1 | 1 | cs | TRUE
103 | LV_4045-31_0_6_line_103 |  | 100 | 101 | 0.0069608 | 0.125 | 0.08 | 261 | 0 | 0.364 | 1 | 3 | cs | TRUE
104 | LV_4045-31_0_6_line_104 |  | 100 | 102 | 0.025508 | 0.125 | 0.08 | 261 | 0 | 0.364 | 1 | 3 | cs | TRUE
105 | LV_4045-31_0_6_line_105 |  | 101 | 103 | 0.018394 | 0.125 | 0.08 | 261 | 0 | 0.364 | 1 | 3 | cs | TRUE
106 | LV_4045-31_0_6_line_106 |  | 102 | 104 | 0.011969 | 0.125 | 0.08 | 261 | 0 | 0.364 | 1 | 3 | cs | TRUE
107 | LV_4045-31_0_6_line_107 |  | 102 | 105 | 0.032442 | 0.125 | 0.08 | 261 | 0 | 0.364 | 1 | 1 | cs | TRUE
108 | LV_4045-31_0_6_line_108 |  | 103 | 106 | 0.018707 | 0.125 | 0.08 | 261 | 0 | 0.364 | 1 | 1 | cs | TRUE
109 | LV_4045-31_0_6_line_109 |  | 103 | 107 | 0.015744 | 0.125 | 0.08 | 261 | 0 | 0.364 | 1 | 3 | cs | TRUE
110 | LV_4045-31_0_6_line_110 |  | 104 | 108 | 0.0050515 | 0.125 | 0.08 | 261 | 0 | 0.364 | 1 | 3 | cs | TRUE
111 | LV_4045-31_0_6_line_111 |  | 105 | 109 | 0.021976 | 0.125 | 0.08 | 261 | 0 | 0.364 | 1 | 1 | cs | TRUE
112 | LV_4045-31_0_6_line_112 |  | 106 | 110 | 0.01488 | 0.125 | 0.08 | 261 | 0 | 0.364 | 1 | 1 | cs | TRUE
113 | LV_4045-31_0_6_line_113 |  | 107 | 111 | 0.011192 | 0.125 | 0.08 | 261 | 0 | 0.364 | 1 | 3 | cs | TRUE
114 | LV_4045-31_0_6_line_114 |  | 108 | 112 | 0.02943 | 0.125 | 0.08 | 261 | 0 | 0.364 | 1 | 3 | cs | TRUE
115 | LV_4045-31_0_6_line_115 |  | 109 | 113 | 0.022371 | 0.125 | 0.08 | 261 | 0 | 0.364 | 1 | 1 | cs | TRUE
116 | LV_4045-31_0_6_line_116 |  | 110 | 123 | 0.009872 | 0.125 | 0.08 | 261 | 0 | 0.364 | 1 | 1 | cs | TRUE
117 | LV_4045-31_0_6_line_117 |  | 110 | 121 | 0.02234 | 0.125 | 0.08 | 261 | 0 | 0.364 | 1 | 1 | cs | TRUE
118 | LV_4045-31_0_6_line_118 |  | 111 | 153 | 0.027677 | 0.125 | 0.08 | 261 | 0 | 0.364 | 1 | 3 | cs | TRUE
119 | LV_4045-31_0_6_line_119 |  | 113 | 154 | 0.025312 | 0.125 | 0.08 | 261 | 0 | 0.364 | 1 | 1 | cs | TRUE
120 | LV_4045-31_0_6_line_120 |  | 114 | 115 | 0.013346 | 0.125 | 0.08 | 261 | 0 | 0.364 | 1 | 1 | cs | TRUE
121 | LV_4045-31_0_6_line_121 |  | 115 | 116 | 0.015722 | 0.125 | 0.08 | 261 | 0 | 0.364 | 1 | 2 | cs | TRUE
122 | LV_4045-31_0_6_line_122 |  | 116 | 120 | 0.01477 | 0.125 | 0.08 | 261 | 0 | 0.364 | 1 | 3 | cs | TRUE
123 | LV_4045-31_0_6_line_123 |  | 117 | 118 | 0.018424 | 0.125 | 0.08 | 261 | 0 | 0.364 | 1 | 1 | cs | TRUE
124 | LV_4045-31_0_6_line_124 |  | 118 | 119 | 0.018949 | 0.125 | 0.08 | 261 | 0 | 0.364 | 1 | 1 | cs | TRUE
125 | LV_4045-31_0_6_line_125 |  | 119 | 129 | 0.008782 | 0.125 | 0.08 | 261 | 0 | 0.364 | 1 | 1 | cs | TRUE
126 | LV_4045-31_0_6_line_126 |  | 120 | 161 | 0.016489 | 0.125 | 0.08 | 261 | 0 | 0.364 | 1 | 3 | cs | TRUE
127 | LV_4045-31_0_6_line_127 |  | 121 | 122 | 0.034201 | 0.125 | 0.08 | 261 | 0 | 0.364 | 1 | 1 | cs | TRUE
128 | LV_4045-31_0_6_line_128 |  | 122 | 124 | 0.0062446 | 0.125 | 0.08 | 261 | 0 | 0.364 | 1 | 1 | cs | TRUE
129 | LV_4045-31_0_6_line_129 |  | 122 | 125 | 0.040227 | 0.125 | 0.08 | 261 | 0 | 0.364 | 1 | 1 | cs | TRUE
130 | LV_4045-31_0_6_line_130 |  | 123 | 126 | 0.010467 | 0.125 | 0.08 | 261 | 0 | 0.364 | 1 | 1 | cs | TRUE
131 | LV_4045-31_0_6_line_131 |  | 124 | 127 | 0.029401 | 0.125 | 0.08 | 261 | 0 | 0.364 | 1 | 1 | cs | TRUE
132 | LV_4045-31_0_6_line_132 |  | 126 | 128 | 0.0083338 | 0.125 | 0.08 | 261 | 0 | 0.364 | 1 | 1 | cs | TRUE
133 | LV_4045-31_0_6_line_133 |  | 128 | 160 | 0.0032299 | 0.125 | 0.08 | 261 | 0 | 0.364 | 1 | 1 | cs | TRUE
134 | LV_4045-31_0_6_line_134 |  | 130 | 131 | 0.015638 | 0.125 | 0.08 | 261 | 0 | 0.364 | 1 | 3 | cs | TRUE
135 | LV_4045-31_0_6_line_135 |  | 130 | 132 | 0.0058849 | 0.125 | 0.08 | 261 | 0 | 0.364 | 1 | 3 | cs | TRUE
136 | LV_4045-31_0_6_line_136 |  | 131 | 133 | 0.020566 | 0.125 | 0.08 | 261 | 0 | 0.364 | 1 | 3 | cs | TRUE
137 | LV_4045-31_0_6_line_137 |  | 132 | 134 | 0.0039542 | 0.125 | 0.08 | 261 | 0 | 0.364 | 1 | 3 | cs | TRUE
138 | LV_4045-31_0_6_line_138 |  | 133 | 135 | 0.007494 | 0.125 | 0.08 | 261 | 0 | 0.364 | 1 | 3 | cs | TRUE
139 | LV_4045-31_0_6_line_139 |  | 134 | 136 | 0.0060878 | 0.125 | 0.08 | 261 | 0 | 0.364 | 1 | 3 | cs | TRUE
140 | LV_4045-31_0_6_line_140 |  | 135 | 144 | 0.016148 | 0.125 | 0.08 | 261 | 0 | 0.364 | 1 | 3 | cs | TRUE
141 | LV_4045-31_0_6_line_141 |  | 136 | 145 | 0.013317 | 0.125 | 0.08 | 261 | 0 | 0.364 | 1 | 2 | cs | TRUE
142 | LV_4045-31_0_6_line_142 |  | 137 | 138 | 0.012731 | 0.125 | 0.08 | 261 | 0 | 0.364 | 1 | 1 | cs | TRUE
143 | LV_4045-31_0_6_line_143 |  | 137 | 139 | 0.020542 | 0.125 | 0.08 | 261 | 0 | 0.364 | 1 | 1 | cs | TRUE
144 | LV_4045-31_0_6_line_144 |  | 138 | 143 | 0.027768 | 0.125 | 0.08 | 261 | 0 | 0.364 | 1 | 1 | cs | TRUE
145 | LV_4045-31_0_6_line_145 |  | 138 | 141 | 0.047179 | 0.125 | 0.08 | 261 | 0 | 0.364 | 1 | 1 | cs | TRUE
146 | LV_4045-31_0_6_line_146 |  | 139 | 146 | 0.015778 | 0.125 | 0.08 | 261 | 0 | 0.364 | 1 | 1 | cs | TRUE
147 | LV_4045-31_0_6_line_147 |  | 140 | 141 | 0.006005 | 0.125 | 0.08 | 261 | 0 | 0.364 | 1 | 1 | cs | TRUE
148 | LV_4045-31_0_6_line_148 |  | 140 | 142 | 0.0061203 | 0.125 | 0.08 | 261 | 0 | 0.364 | 1 | 1 | cs | TRUE
149 | LV_4045-31_0_6_line_149 |  | 141 | 147 | 0.007646 | 0.125 | 0.08 | 261 | 0 | 0.364 | 1 | 1 | cs | TRUE
150 | LV_4045-31_0_6_line_150 |  | 142 | 145 | 0.012317 | 0.125 | 0.08 | 261 | 0 | 0.364 | 1 | 1 | cs | TRUE
151 | LV_4045-31_0_6_line_151 |  | 143 | 148 | 0.0052465 | 0.125 | 0.08 | 261 | 0 | 0.364 | 1 | 1 | cs | TRUE
152 | LV_4045-31_0_6_line_152 |  | 146 | 170 | 0.017803 | 0.125 | 0.08 | 261 | 0 | 0.364 | 1 | 1 | cs | TRUE
153 | LV_4045-31_0_6_line_153 |  | 147 | 163 | 0.01762 | 0.125 | 0.08 | 261 | 0 | 0.364 | 1 | 1 | cs | TRUE
154 | LV_4045-31_0_6_line_154 |  | 148 | 178 | 0.022936 | 0.125 | 0.08 | 261 | 0 | 0.364 | 1 | 1 | cs | TRUE
155 | LV_4045-31_0_6_line_155 |  | 149 | 150 | 0.0053993 | 0.125 | 0.08 | 261 | 0 | 0.364 | 1 | 1 | cs | TRUE
156 | LV_4045-31_0_6_line_156 |  | 150 | 173 | 0.021409 | 0.125 | 0.08 | 261 | 0 | 0.364 | 1 | 1 | cs | TRUE
157 | LV_4045-31_0_6_line_157 |  | 151 | 152 | 0.011614 | 0.125 | 0.08 | 261 | 0 | 0.364 | 1 | 1 | cs | TRUE
158 | LV_4045-31_0_6_line_158 |  | 153 | 161 | 0.017309 | 0.125 | 0.08 | 261 | 0 | 0.364 | 1 | 3 | cs | TRUE
159 | LV_4045-31_0_6_line_159 |  | 155 | 156 | 0.0058306 | 0.125 | 0.08 | 261 | 0 | 0.364 | 1 | 1 | cs | TRUE
160 | LV_4045-31_0_6_line_160 |  | 155 | 157 | 0.0062249 | 0.125 | 0.08 | 261 | 0 | 0.364 | 1 | 1 | cs | TRUE
161 | LV_4045-31_0_6_line_161 |  | 156 | 158 | 0.0035646 | 0.125 | 0.08 | 261 | 0 | 0.364 | 1 | 1 | cs | TRUE
162 | LV_4045-31_0_6_line_162 |  | 157 | 159 | 0.003535 | 0.125 | 0.08 | 261 | 0 | 0.364 | 1 | 1 | cs | TRUE
163 | LV_4045-31_0_6_line_163 |  | 158 | 160 | 0.0074129 | 0.125 | 0.08 | 261 | 0 | 0.364 | 1 | 1 | cs | TRUE
164 | LV_4045-31_0_6_line_164 |  | 162 | 163 | 0.025388 | 0.125 | 0.08 | 261 | 0 | 0.364 | 1 | 1 | cs | TRUE
165 | LV_4045-31_0_6_line_165 |  | 164 | 165 | 0.017845 | 0.125 | 0.08 | 261 | 0 | 0.364 | 1 | 1 | cs | TRUE
166 | LV_4045-31_0_6_line_166 |  | 165 | 178 | 0.0076917 | 0.125 | 0.08 | 261 | 0 | 0.364 | 1 | 1 | cs | TRUE
167 | LV_4045-31_0_6_line_167 |  | 166 | 167 | 0.012269 | 0.125 | 0.08 | 261 | 0 | 0.364 | 1 | 1 | cs | TRUE
168 | LV_4045-31_0_6_line_168 |  | 167 | 168 | 0.034643 | 0.125 | 0.08 | 261 | 0 | 0.364 | 1 | 1 | cs | TRUE
169 | LV_4045-31_0_6_line_169 |  | 168 | 176 | 0.017128 | 0.125 | 0.08 | 261 | 0 | 0.364 | 1 | 1 | cs | TRUE
170 | LV_4045-31_0_6_line_170 |  | 169 | 170 | 0.021841 | 0.125 | 0.08 | 261 | 0 | 0.364 | 1 | 1 | cs | TRUE
171 | LV_4045-31_0_6_line_171 |  | 169 | 171 | 0.018564 | 0.125 | 0.08 | 261 | 0 | 0.364 | 1 | 1 | cs | TRUE
172 | LV_4045-31_0_6_line_172 |  | 171 | 172 | 0.016657 | 0.125 | 0.08 | 261 | 0 | 0.364 | 1 | 1 | cs | TRUE
173 | LV_4045-31_0_6_line_173 |  | 171 | 173 | 0.044441 | 0.125 | 0.08 | 261 | 0 | 0.364 | 1 | 1 | cs | TRUE
174 | LV_4045-31_0_6_line_174 |  | 172 | 174 | 0.014788 | 0.125 | 0.08 | 261 | 0 | 0.364 | 1 | 1 | cs | TRUE
175 | LV_4045-31_0_6_line_175 |  | 174 | 175 | 0.0065008 | 0.125 | 0.08 | 261 | 0 | 0.364 | 1 | 1 | cs | TRUE
176 | LV_4045-31_0_6_line_176 |  | 175 | 177 | 0.011508 | 0.125 | 0.08 | 261 | 0 | 0.364 | 1 | 1 | cs | TRUE
177 | LV_4045-31_0_6_line_177 |  | 176 | 177 | 0.020022 | 0.125 | 0.08 | 261 | 0 | 0.364 | 1 | 1 | cs | TRUE

## trafo
| name | std_type | hv_bus | lv_bus | sn_mva | vn_hv_kv | vn_lv_kv | vk_percent | vkr_percent | pfe_kw | i0_percent | shift_degree | tap_side | tap_neutral | tap_min | tap_max | tap_step_percent | tap_step_degree | tap_pos | tap_phase_shifter | parallel | df | in_service
0 | LV_4045-31_0_6_trafo_102 | 0.63 MVA 20/0.4 kV | 179 | 112 | 0.63 | 20 | 0.4 | 6 | 1.206 | 1.65 | 0.2619 | 150 | hv | 0 | -2 | 2 | 2.5 | 0 | 0 | FALSE | 1 | 1 | TRUE

## line_geodata
| x0 | y0 | x1 | y1 | x2 | y2 | x3 | y3 | x4 | y4
0 | 2666926.3834 | 1258430.9714 | 2666950.644 | 1258419.6484 | 2666973.8909 | 1258413.3067 | 2666998.0577 | 1258409.6107 | 2667017.6513 | 1258407.9257
1 | 2666926.3834 | 1258430.9714 | 2666866.2545 | 1258449.4389 | 2666852.1641 | 1258453.6069
2 | 2666824.8681 | 1258457.8725 | 2666837.253 | 1258458.0177 | 2666852.1641 | 1258453.6069
3 | 2666788.4715 | 1258456.3771 | 2666811.4278 | 1258457.7149 | 2666824.8681 | 1258457.8725
4 | 2666788.4715 | 1258456.3771 | 2666787.7869 | 1258444.0057
5 | 2666838.8802 | 1258393.6773 | 2666831.2145 | 1258397.2749
6 | 2666824.6263 | 1258400.3669 | 2666831.2145 | 1258397.2749
7 | 2666824.6263 | 1258400.3669 | 2666816.2756 | 1258404.286 | 2666799.344 | 1258406.5111
8 | 2666785.8103 | 1258408.2896 | 2666799.344 | 1258406.5111
9 | 2666785.8103 | 1258408.2896 | 2666786.7045 | 1258424.4483
10 | 2666785.8103 | 1258408.2896 | 2666786.3251 | 1258384.7226 | 2666783.888 | 1258378.4956
11 | 2666785.8103 | 1258408.2896 | 2666770.9389 | 1258410.6762
12 | 2666769.0265 | 1258410.9831 | 2666770.9389 | 1258410.6762
13 | 2666753.8182 | 1258413.9774 | 2666764.8363 | 1258411.6555 | 2666769.0265 | 1258410.9831
14 | 2666753.8182 | 1258413.9774 | 2666740.1161 | 1258417.6173
15 | 2666753.8182 | 1258413.9774 | 2666751.6083 | 1258389.0061
16 | 2666787.6263 | 1258441.1042 | 2666786.7045 | 1258424.4483
17 | 2666774.1096 | 1258354.4849 | 2666778.2865 | 1258364.1835 | 2666783.888 | 1258378.4956
18 | 2666731.6372 | 1258419.8696 | 2666740.1161 | 1258417.6173
19 | 2666787.6263 | 1258441.1042 | 2666787.7869 | 1258444.0057
20 | 2666774.1096 | 1258354.4849 | 2666771.2609 | 1258347.8704
21 | 2666725.6104 | 1258421.0113 | 2666727.9193 | 1258420.8572 | 2666731.6372 | 1258419.8696
22 | 2666765.0626 | 1258333.4786 | 2666771.2609 | 1258347.8704
23 | 2666799.0313 | 1258315.7579 | 2666824.2567 | 1258302.5984
24 | 2666799.0313 | 1258315.7579 | 2666792.9388 | 1258318.9362
25 | 2666824.2567 | 1258302.5984 | 2666834.6824 | 1258297.1596 | 2666849.1827 | 1258291.7229
26 | 2666765.0626 | 1258333.4786 | 2666792.9388 | 1258318.9362
27 | 2666850.3789 | 1258291.2744 | 2666849.1827 | 1258291.7229
28 | 2666765.0626 | 1258333.4786 | 2666754.2836 | 1258337.9825
29 | 2666850.3789 | 1258291.2744 | 2666850.685 | 1258291.1597
30 | 2666754.2836 | 1258337.9825 | 2666752.4364 | 1258333.3139 | 2666744.0106 | 1258335.0535 | 2666738.9975 | 1258318.6207
31 | 2666754.2836 | 1258337.9825 | 2666743.0878 | 1258341.3366
32 | 2666850.685 | 1258291.1597 | 2666850.9911 | 1258291.0449
33 | 2666737.2339 | 1258312.8397 | 2666738.9975 | 1258318.6207
34 | 2666743.0878 | 1258341.3366 | 2666738.6171 | 1258342.676 | 2666732.5515 | 1258343.5259
35 | 2666850.9911 | 1258291.0449 | 2666851.2991 | 1258290.9294
36 | 2666732.5515 | 1258343.5259 | 2666721.6045 | 1258345.0597
37 | 2666714.2333 | 1258346.2211 | 2666717.0965 | 1258345.6913 | 2666721.6045 | 1258345.0597
38 | 2666725.6104 | 1258421.0113 | 2666714.5199 | 1258421.7513 | 2666704.9108 | 1258418.6507
39 | 2666714.2333 | 1258346.2211 | 2666701.575 | 1258348.5637
40 | 2666668.1373 | 1258353.1279 | 2666664.6736 | 1258353.2335
41 | 2666643.5854 | 1258353.6786 | 2666654.139 | 1258353.5546 | 2666664.6736 | 1258353.2335
42 | 2666668.1373 | 1258353.1279 | 2666678.6421 | 1258352.8077 | 2666682.3836 | 1258352.1153
43 | 2666686.3553 | 1258351.3803 | 2666682.3836 | 1258352.1153
44 | 2666686.3553 | 1258351.3803 | 2666701.575 | 1258348.5637
45 | 2666704.9108 | 1258418.6507 | 2666696.5442 | 1258415.9511
46 | 2666689.2158 | 1258413.5864 | 2666696.5442 | 1258415.9511
47 | 2666681.7584 | 1258411.1801 | 2666689.2158 | 1258413.5864
48 | 2666851.2991 | 1258290.9294 | 2666871.3415 | 1258283.4148
49 | 2666871.3415 | 1258283.4148 | 2666878.4583 | 1258280.7464
50 | 2666622.9399 | 1258272.066 | 2666631.9846 | 1258270.5407
51 | 2666650.1724 | 1258265.9791 | 2666646.3032 | 1258268.126 | 2666631.9846 | 1258270.5407
52 | 2666650.1724 | 1258265.9791 | 2666651.2769 | 1258281.0644
53 | 2666650.1724 | 1258265.9791 | 2666643.4626 | 1258250.8303
54 | 2666651.5531 | 1258284.8366 | 2666651.2769 | 1258281.0644
55 | 2666643.4626 | 1258250.8303 | 2666634.2048 | 1258229.9285
56 | 2666646.3076 | 1258311.1259 | 2666653.6615 | 1258313.6311 | 2666651.5531 | 1258284.8366
57 | 2666627.2258 | 1258214.1718 | 2666634.2048 | 1258229.9285
58 | 2666627.2258 | 1258214.1718 | 2666661.1027 | 1258204.5529
59 | 2666690.5889 | 1258197.2061 | 2666681.9175 | 1258198.6428 | 2666661.1027 | 1258204.5529
60 | 2666693.973 | 1258206.1932 | 2666701.3897 | 1258225.8898
61 | 2666690.5889 | 1258197.2061 | 2666693.973 | 1258206.1932
62 | 2666705.0828 | 1258235.6975 | 2666701.3897 | 1258225.8898
63 | 2666705.0828 | 1258235.6975 | 2666709.8174 | 1258233.6939
64 | 2666705.0828 | 1258235.6975 | 2666690.0471 | 1258243.9342
65 | 2666709.8174 | 1258233.6939 | 2666718.6065 | 1258228.5158
66 | 2666709.8174 | 1258233.6939 | 2666713.456 | 1258241.9743 | 2666715.5276 | 1258247.3507
67 | 2666690.0471 | 1258243.9342 | 2666695.7657 | 1258260.6852
68 | 2666777.1693 | 1258193.9795 | 2666773.374 | 1258196.2495
69 | 2666777.1693 | 1258193.9795 | 2666797.3848 | 1258184.4648
70 | 2666773.374 | 1258196.2495 | 2666781.0678 | 1258213.3806
71 | 2666773.374 | 1258196.2495 | 2666761.5226 | 1258203.2317
72 | 2666797.3848 | 1258184.4648 | 2666820.8315 | 1258173.4291
73 | 2666781.0678 | 1258213.3806 | 2666792.9536 | 1258239.8456
74 | 2666761.5226 | 1258203.2317 | 2666745.1236 | 1258212.8932
75 | 2666736.2815 | 1258218.1025 | 2666718.6065 | 1258228.5158
76 | 2666715.5276 | 1258247.3507 | 2666724.9927 | 1258271.9151
77 | 2666703.4759 | 1258283.2698 | 2666695.7657 | 1258260.6852
78 | 2666933.9239 | 1258124.9545 | 2666935.7415 | 1258124.2412
79 | 2666935.7415 | 1258124.2412 | 2666957.3624 | 1258115.6385
80 | 2666933.9239 | 1258124.9545 | 2666902.1079 | 1258137.9565
81 | 2666933.9239 | 1258124.9545 | 2666942.3722 | 1258145.1019
82 | 2666957.3624 | 1258115.6385 | 2666972.6732 | 1258109.5466
83 | 2666837.2411 | 1258165.7057 | 2666820.8315 | 1258173.4291
84 | 2666794.4957 | 1258243.2793 | 2666792.9536 | 1258239.8456
85 | 2666745.1236 | 1258212.8932 | 2666739.8631 | 1258215.9924
86 | 2666736.2815 | 1258218.1025 | 2666739.8631 | 1258215.9924
87 | 2666726.7853 | 1258278.543 | 2666724.9927 | 1258271.9151 | 2666724.9927 | 1258271.9151
88 | 2666794.5402 | 1258243.3785 | 2666794.4957 | 1258243.2793
89 | 2666902.1079 | 1258137.9565 | 2666879.5039 | 1258147.1939
90 | 2666943.4469 | 1258147.6648 | 2666942.3722 | 1258145.1019
91 | 2666972.6732 | 1258109.5466 | 2666987.1354 | 1258103.7923
92 | 2666900.6936 | 1258013.2266 | 2666903.4681 | 1257998.3942
93 | 2666907.4905 | 1257976.8904 | 2666903.4681 | 1257998.3942
94 | 2666889.128 | 1258276.746 | 2666878.4583 | 1258280.7464
95 | 2666889.128 | 1258276.746 | 2666904.0465 | 1258271.1525
96 | 2666904.0465 | 1258271.1525 | 2666906.3372 | 1258270.2936 | 2666906.3372 | 1258270.2936
97 | 2666906.3372 | 1258270.2936 | 2666920.1641 | 1258262.8152
98 | 2666814.2056 | 1258247.6036 | 2666824.0949 | 1258243.6084
99 | 2666837.5781 | 1258238.1614 | 2666824.0949 | 1258243.6084
100 | 2666842.3468 | 1258236.2349 | 2666837.5781 | 1258238.1614
101 | 2666842.3468 | 1258236.2349 | 2666844.3818 | 1258235.4127 | 2666865.5358 | 1258227.9452
102 | 2666865.5358 | 1258227.9452 | 2666866.3268 | 1258227.666
103 | 2666985.3757 | 1258181.8022 | 2666991.9742 | 1258179.5855
104 | 2666961.4097 | 1258190.5022 | 2666970.6199 | 1258186.7592 | 2666985.3757 | 1258181.8022
105 | 2667009.7857 | 1258175.5496 | 2667002.0958 | 1258176.1853 | 2666991.9742 | 1258179.5855
106 | 2666961.4097 | 1258190.5022 | 2666956.7812 | 1258179.4641
107 | 2666961.4097 | 1258190.5022 | 2666931.284 | 1258202.5412
108 | 2667009.7857 | 1258175.5496 | 2667028.4288 | 1258174.0021
109 | 2667011.3476 | 1258190.7451 | 2667008.6851 | 1258183.5208 | 2667009.7857 | 1258175.5496
110 | 2666956.7812 | 1258179.4641 | 2666954.8277 | 1258174.8055
111 | 2666910.877 | 1258210.6964 | 2666931.284 | 1258202.5412
112 | 2667043.2899 | 1258173.6164 | 2667033.9494 | 1258173.5439 | 2667028.4288 | 1258174.0021
113 | 2667011.3476 | 1258190.7451 | 2667004.6189 | 1258194.3939 | 2667001.8083 | 1258196.5423
114 | 2666943.4469 | 1258147.6648 | 2666954.8277 | 1258174.8055
115 | 2666890.1038 | 1258218.9979 | 2666910.877 | 1258210.6964
116 | 2667043.2899 | 1258173.6164 | 2667034.5076 | 1258178.1758
117 | 2667043.2899 | 1258173.6164 | 2667063.1474 | 1258163.3807
118 | 2667001.8083 | 1258196.5423 | 2666979.8198 | 1258213.3503
119 | 2666890.1038 | 1258218.9979 | 2666884.2125 | 1258221.3522 | 2666866.3268 | 1258227.666
120 | 2666931.1041 | 1258255.2962 | 2666925.8703 | 1258259.7289 | 2666920.1641 | 1258262.8152
121 | 2666931.1041 | 1258255.2962 | 2666943.1018 | 1258245.135
122 | 2666954.247 | 1258235.4427 | 2666943.4773 | 1258244.817 | 2666943.1018 | 1258245.135
123 | 2666837.2411 | 1258165.7057 | 2666853.9109 | 1258157.8597
124 | 2666871.3745 | 1258150.5161 | 2666857.2483 | 1258156.2889 | 2666853.9109 | 1258157.8597
125 | 2666871.3745 | 1258150.5161 | 2666879.5039 | 1258147.1939
126 | 2666966.6845 | 1258224.6167 | 2666954.247 | 1258235.4427
127 | 2667093.5471 | 1258147.7111 | 2667063.1474 | 1258163.3807
128 | 2667093.5471 | 1258147.7111 | 2667099.0513 | 1258144.7618
129 | 2667093.5471 | 1258147.7111 | 2667100.2166 | 1258158.5947 | 2667085.0817 | 1258166.2065 | 2667081.6464 | 1258170.6264 | 2667080.1382 | 1258175.3127
130 | 2667034.5076 | 1258178.1758 | 2667037.2231 | 1258188.284
131 | 2667124.9669 | 1258130.8758 | 2667099.0513 | 1258144.7618
132 | 2667037.2231 | 1258188.284 | 2667039.3853 | 1258196.3324
133 | 2667040.2233 | 1258199.4517 | 2667039.3853 | 1258196.3324
134 | 2667042.7412 | 1258081.6676 | 2667028.2114 | 1258087.4488
135 | 2667048.2091 | 1258079.492 | 2667042.7412 | 1258081.6676
136 | 2667009.1022 | 1258095.052 | 2667028.2114 | 1258087.4488
137 | 2667048.2091 | 1258079.492 | 2667051.8804 | 1258078.023
138 | 2667009.1022 | 1258095.052 | 2667002.1391 | 1258097.8226
139 | 2667057.5325 | 1258075.7615 | 2667051.8804 | 1258078.023
140 | 2667002.1391 | 1258097.8226 | 2666987.1354 | 1258103.7923
141 | 2667057.5325 | 1258075.7615 | 2667069.9029 | 1258070.8299
142 | 2667064.5891 | 1258008.6144 | 2667069.3127 | 1258018.2528 | 2667071.1829 | 1258017.5512
143 | 2667064.5891 | 1258008.6144 | 2667055.5523 | 1257990.1671
144 | 2667071.1829 | 1258017.5512 | 2667085.7252 | 1258012.3677 | 2667095.5582 | 1258004.9293
145 | 2667071.1829 | 1258017.5512 | 2667091.365 | 1258060.2223
146 | 2667055.5523 | 1257990.1671 | 2667048.6113 | 1257975.998
147 | 2667085.5639 | 1258061.8355 | 2667091.365 | 1258060.2223
148 | 2667085.5639 | 1258061.8355 | 2667081.3443 | 1258066.2687
149 | 2667091.365 | 1258060.2223 | 2667098.7316 | 1258058.1743
150 | 2667069.9029 | 1258070.8299 | 2667081.3443 | 1258066.2687
151 | 2667100.5671 | 1258003.3681 | 2667095.5582 | 1258004.9293 | 2667095.5582 | 1258004.9293
152 | 2667048.6113 | 1257975.998 | 2667040.7795 | 1257960.0106
153 | 2667115.7075 | 1258053.4549 | 2667098.7316 | 1258058.1743
154 | 2667120.6701 | 1257993.8411 | 2667116.3499 | 1257995.18 | 2667112.5976 | 1257999.6185 | 2667100.5671 | 1258003.3681
155 | 2667019.5266 | 1257909.6411 | 2667017.1954 | 1257904.771
156 | 2667007.9516 | 1257885.4608 | 2667017.1954 | 1257904.771
157 | 2666799.2984 | 1258253.9731 | 2666794.5402 | 1258243.3785
158 | 2666966.6845 | 1258224.6167 | 2666978.2442 | 1258214.5547 | 2666979.8198 | 1258213.3503
159 | 2667043.0713 | 1258210.0532 | 2667044.584 | 1258215.6842
160 | 2667046.1991 | 1258221.696 | 2667044.584 | 1258215.6842
161 | 2667043.0713 | 1258210.0532 | 2667042.1465 | 1258206.6107
162 | 2667046.1991 | 1258221.696 | 2667047.1162 | 1258225.1099
163 | 2667040.2233 | 1258199.4517 | 2667042.1465 | 1258206.6107
164 | 2667115.7075 | 1258053.4549 | 2667123.1841 | 1258051.3764 | 2667139.9282 | 1258045.8638
165 | 2667128.017 | 1257991.5641 | 2667145.0622 | 1257986.2815
166 | 2667120.6701 | 1257993.8411 | 2667128.017 | 1257991.5641
167 | 2666909.7463 | 1257964.8306 | 2666907.4905 | 1257976.8904
168 | 2666909.7463 | 1257964.8306 | 2666916.6173 | 1257958.6148 | 2666929.687 | 1257953.6367 | 2666940.5349 | 1257950.1597
169 | 2666940.5349 | 1257950.1597 | 2666956.8452 | 1257944.9318
170 | 2667031.1714 | 1257940.3969 | 2667040.7795 | 1257960.0106
171 | 2667023.0048 | 1257923.7259 | 2667031.1714 | 1257940.3969
172 | 2667023.0048 | 1257923.7259 | 2667007.1432 | 1257928.81
173 | 2667023.0048 | 1257923.7259 | 2667005.1611 | 1257886.1965 | 2667007.9516 | 1257885.4608
174 | 2667007.1432 | 1257928.81 | 2666993.0612 | 1257933.3236
175 | 2666993.0612 | 1257933.3236 | 2666986.8707 | 1257935.3078
176 | 2666986.8707 | 1257935.3078 | 2666975.9118 | 1257938.8204
177 | 2666975.9118 | 1257938.8204 | 2666956.8452 | 1257944.9318

## bus_geodata
| x | y | coords
0 | 2667017.6513 | 1258407.9257
1 | 2666926.3834 | 1258430.9714
2 | 2666852.1641 | 1258453.6069
3 | 2666824.8681 | 1258457.8725
4 | 2666788.4715 | 1258456.3771
5 | 2666838.8802 | 1258393.6773
6 | 2666831.2145 | 1258397.2749
7 | 2666824.6263 | 1258400.3669
8 | 2666799.344 | 1258406.5111
9 | 2666785.8103 | 1258408.2896
10 | 2666770.9389 | 1258410.6762
11 | 2666769.0265 | 1258410.9831
12 | 2666753.8182 | 1258413.9774
13 | 2666786.7045 | 1258424.4483
14 | 2666783.888 | 1258378.4956
15 | 2666740.1161 | 1258417.6173
16 | 2666751.6083 | 1258389.0061
17 | 2666787.6263 | 1258441.1042
18 | 2666774.1096 | 1258354.4849
19 | 2666731.6372 | 1258419.8696
20 | 2666787.7869 | 1258444.0057
21 | 2666771.2609 | 1258347.8704
22 | 2666799.0313 | 1258315.7579
23 | 2666824.2567 | 1258302.5984
24 | 2666792.9388 | 1258318.9362
25 | 2666849.1827 | 1258291.7229
26 | 2666765.0626 | 1258333.4786
27 | 2666850.3789 | 1258291.2744
28 | 2666754.2836 | 1258337.9825
29 | 2666850.685 | 1258291.1597
30 | 2666738.9975 | 1258318.6207
31 | 2666743.0878 | 1258341.3366
32 | 2666850.9911 | 1258291.0449
33 | 2666732.5515 | 1258343.5259
34 | 2666721.6045 | 1258345.0597
35 | 2666725.6104 | 1258421.0113
36 | 2666737.2339 | 1258312.8397
37 | 2666714.2333 | 1258346.2211
38 | 2666664.6736 | 1258353.2335
39 | 2666668.1373 | 1258353.1279
40 | 2666643.5854 | 1258353.6786
41 | 2666682.3836 | 1258352.1153
42 | 2666686.3553 | 1258351.3803
43 | 2666701.575 | 1258348.5637
44 | 2666704.9108 | 1258418.6507
45 | 2666696.5442 | 1258415.9511
46 | 2666689.2158 | 1258413.5864
47 | 2666851.2991 | 1258290.9294
48 | 2666871.3415 | 1258283.4148
49 | 2666681.7584 | 1258411.1801
50 | 2666631.9846 | 1258270.5407
51 | 2666622.9399 | 1258272.066
52 | 2666650.1724 | 1258265.9791
53 | 2666651.2769 | 1258281.0644
54 | 2666643.4626 | 1258250.8303
55 | 2666651.5531 | 1258284.8366
56 | 2666634.2048 | 1258229.9285
57 | 2666646.3076 | 1258311.1259
58 | 2666627.2258 | 1258214.1718
59 | 2666661.1027 | 1258204.5529
60 | 2666693.973 | 1258206.1932
61 | 2666701.3897 | 1258225.8898
62 | 2666690.5889 | 1258197.2061
63 | 2666705.0828 | 1258235.6975
64 | 2666709.8174 | 1258233.6939
65 | 2666690.0471 | 1258243.9342
66 | 2666777.1693 | 1258193.9795
67 | 2666773.374 | 1258196.2495
68 | 2666797.3848 | 1258184.4648
69 | 2666781.0678 | 1258213.3806
70 | 2666761.5226 | 1258203.2317
71 | 2666718.6065 | 1258228.5158
72 | 2666715.5276 | 1258247.3507
73 | 2666695.7657 | 1258260.6852
74 | 2666935.7415 | 1258124.2412
75 | 2666933.9239 | 1258124.9545
76 | 2666957.3624 | 1258115.6385
77 | 2666820.8315 | 1258173.4291
78 | 2666792.9536 | 1258239.8456
79 | 2666745.1236 | 1258212.8932
80 | 2666736.2815 | 1258218.1025
81 | 2666724.9927 | 1258271.9151
82 | 2666703.4759 | 1258283.2698
83 | 2666726.7853 | 1258278.543
84 | 2666739.8631 | 1258215.9924
85 | 2666794.4957 | 1258243.2793
86 | 2666902.1079 | 1258137.9565
87 | 2666942.3722 | 1258145.1019
88 | 2666972.6732 | 1258109.5466
89 | 2666900.6936 | 1258013.2266
90 | 2666903.4681 | 1257998.3942
91 | 2666878.4583 | 1258280.7464
92 | 2666889.128 | 1258276.746
93 | 2666904.0465 | 1258271.1525
94 | 2666906.3372 | 1258270.2936
95 | 2666814.2056 | 1258247.6036
96 | 2666824.0949 | 1258243.6084
97 | 2666837.5781 | 1258238.1614
98 | 2666842.3468 | 1258236.2349
99 | 2666865.5358 | 1258227.9452
100 | 2666985.3757 | 1258181.8022
101 | 2666991.9742 | 1258179.5855
102 | 2666961.4097 | 1258190.5022
103 | 2667009.7857 | 1258175.5496
104 | 2666956.7812 | 1258179.4641
105 | 2666931.284 | 1258202.5412
106 | 2667028.4288 | 1258174.0021
107 | 2667011.3476 | 1258190.7451
108 | 2666954.8277 | 1258174.8055
109 | 2666910.877 | 1258210.6964
110 | 2667043.2899 | 1258173.6164
111 | 2667001.8083 | 1258196.5423
112 | 2666943.4469 | 1258147.6648
113 | 2666890.1038 | 1258218.9979
114 | 2666920.1641 | 1258262.8152
115 | 2666931.1041 | 1258255.2962
116 | 2666943.1018 | 1258245.135
117 | 2666837.2411 | 1258165.7057
118 | 2666853.9109 | 1258157.8597
119 | 2666871.3745 | 1258150.5161
120 | 2666954.247 | 1258235.4427
121 | 2667063.1474 | 1258163.3807
122 | 2667093.5471 | 1258147.7111
123 | 2667034.5076 | 1258178.1758
124 | 2667099.0513 | 1258144.7618
125 | 2667080.1382 | 1258175.3127
126 | 2667037.2231 | 1258188.284
127 | 2667124.9669 | 1258130.8758
128 | 2667039.3853 | 1258196.3324
129 | 2666879.5039 | 1258147.1939
130 | 2667042.7412 | 1258081.6676
131 | 2667028.2114 | 1258087.4488
132 | 2667048.2091 | 1258079.492
133 | 2667009.1022 | 1258095.052
134 | 2667051.8804 | 1258078.023
135 | 2667002.1391 | 1258097.8226
136 | 2667057.5325 | 1258075.7615
137 | 2667064.5891 | 1258008.6144
138 | 2667071.1829 | 1258017.5512
139 | 2667055.5523 | 1257990.1671
140 | 2667085.5639 | 1258061.8355
141 | 2667091.365 | 1258060.2223
142 | 2667081.3443 | 1258066.2687
143 | 2667095.5582 | 1258004.9293
144 | 2666987.1354 | 1258103.7923
145 | 2667069.9029 | 1258070.8299
146 | 2667048.6113 | 1257975.998
147 | 2667098.7316 | 1258058.1743
148 | 2667100.5671 | 1258003.3681
149 | 2667019.5266 | 1257909.6411
150 | 2667017.1954 | 1257904.771
151 | 2666794.5402 | 1258243.3785
152 | 2666799.2984 | 1258253.9731
153 | 2666979.8198 | 1258213.3503
154 | 2666866.3268 | 1258227.666
155 | 2667044.584 | 1258215.6842
156 | 2667043.0713 | 1258210.0532
157 | 2667046.1991 | 1258221.696
158 | 2667042.1465 | 1258206.6107
159 | 2667047.1162 | 1258225.1099
160 | 2667040.2233 | 1258199.4517
161 | 2666966.6845 | 1258224.6167
162 | 2667139.9282 | 1258045.8638
163 | 2667115.7075 | 1258053.4549
164 | 2667145.0622 | 1257986.2815
165 | 2667128.017 | 1257991.5641
166 | 2666907.4905 | 1257976.8904
167 | 2666909.7463 | 1257964.8306
168 | 2666940.5349 | 1257950.1597
169 | 2667031.1714 | 1257940.3969
170 | 2667040.7795 | 1257960.0106
171 | 2667023.0048 | 1257923.7259
172 | 2667007.1432 | 1257928.81
173 | 2667007.9516 | 1257885.4608
174 | 2666993.0612 | 1257933.3236
175 | 2666986.8707 | 1257935.3078
176 | 2666956.8452 | 1257944.9318
177 | 2666975.9118 | 1257938.8204
178 | 2667120.6701 | 1257993.8411
179 | 2666933.9239 | 1258124.9545

## line_std_types
| c_nf_per_km | r_ohm_per_km | x_ohm_per_km | max_i_ka | type | q_mm2 | alpha | voltage_rating
NAYY 4x50 SE | 210 | 0.642 | 0.083 | 0.142 | cs | 50 | 0.00403 | LV
NAYY 4x120 SE | 264 | 0.225 | 0.08 | 0.242 | cs | 120 | 0.00403 | LV
NAYY 4x150 SE | 261 | 0.208 | 0.08 | 0.27 | cs | 150 | 0.00403 | LV
NA2XS2Y 1x95 RM/25 12/20 kV | 216 | 0.313 | 0.132 | 0.252 | cs | 95 | 0.00403 | MV
NA2XS2Y 1x185 RM/25 12/20 kV | 273 | 0.161 | 0.117 | 0.362 | cs | 185 | 0.00403 | MV
NA2XS2Y 1x240 RM/25 12/20 kV | 304 | 0.122 | 0.112 | 0.421 | cs | 240 | 0.00403 | MV
NA2XS2Y 1x95 RM/25 6/10 kV | 315 | 0.313 | 0.123 | 0.249 | cs | 95 | 0.00403 | MV
NA2XS2Y 1x185 RM/25 6/10 kV | 406 | 0.161 | 0.11 | 0.358 | cs | 185 | 0.00403 | MV
NA2XS2Y 1x240 RM/25 6/10 kV | 456 | 0.122 | 0.105 | 0.416 | cs | 240 | 0.00403 | MV
NA2XS2Y 1x150 RM/25 12/20 kV | 250 | 0.206 | 0.116 | 0.319 | cs | 150 | 0.00403 | MV
NA2XS2Y 1x120 RM/25 12/20 kV | 230 | 0.253 | 0.119 | 0.283 | cs | 120 | 0.00403 | MV
NA2XS2Y 1x70 RM/25 12/20 kV | 190 | 0.443 | 0.132 | 0.22 | cs | 70 | 0.00403 | MV
NA2XS2Y 1x150 RM/25 6/10 kV | 360 | 0.206 | 0.11 | 0.315 | cs | 150 | 0.00403 | MV
NA2XS2Y 1x120 RM/25 6/10 kV | 340 | 0.253 | 0.113 | 0.28 | cs | 120 | 0.00403 | MV
NA2XS2Y 1x70 RM/25 6/10 kV | 280 | 0.443 | 0.123 | 0.217 | cs | 70 | 0.00403 | MV
N2XS(FL)2Y 1x120 RM/35 64/110 kV | 112 | 0.153 | 0.166 | 0.366 | cs | 120 | 0.00393 | HV
N2XS(FL)2Y 1x185 RM/35 64/110 kV | 125 | 0.099 | 0.156 | 0.457 | cs | 185 | 0.00393 | HV
N2XS(FL)2Y 1x240 RM/35 64/110 kV | 135 | 0.075 | 0.149 | 0.526 | cs | 240 | 0.00393 | HV
N2XS(FL)2Y 1x300 RM/35 64/110 kV | 144 | 0.06 | 0.144 | 0.588 | cs | 300 | 0.00393 | HV
15-AL1/3-ST1A 0.4 | 11 | 1.8769 | 0.35 | 0.105 | ol | 16 | 0.00403 | LV
24-AL1/4-ST1A 0.4 | 11.25 | 1.2012 | 0.335 | 0.14 | ol | 24 | 0.00403 | LV
48-AL1/8-ST1A 0.4 | 12.2 | 0.5939 | 0.3 | 0.21 | ol | 48 | 0.00403 | LV
94-AL1/15-ST1A 0.4 | 13.2 | 0.306 | 0.29 | 0.35 | ol | 94 | 0.00403 | LV
34-AL1/6-ST1A 10.0 | 9.7 | 0.8342 | 0.36 | 0.17 | ol | 34 | 0.00403 | MV
48-AL1/8-ST1A 10.0 | 10.1 | 0.5939 | 0.35 | 0.21 | ol | 48 | 0.00403 | MV
70-AL1/11-ST1A 10.0 | 10.4 | 0.4132 | 0.339 | 0.29 | ol | 70 | 0.00403 | MV
94-AL1/15-ST1A 10.0 | 10.75 | 0.306 | 0.33 | 0.35 | ol | 94 | 0.00403 | MV
122-AL1/20-ST1A 10.0 | 11.1 | 0.2376 | 0.323 | 0.41 | ol | 122 | 0.00403 | MV
149-AL1/24-ST1A 10.0 | 11.25 | 0.194 | 0.315 | 0.47 | ol | 149 | 0.00403 | MV
34-AL1/6-ST1A 20.0 | 9.15 | 0.8342 | 0.382 | 0.17 | ol | 34 | 0.00403 | MV
48-AL1/8-ST1A 20.0 | 9.5 | 0.5939 | 0.372 | 0.21 | ol | 48 | 0.00403 | MV
70-AL1/11-ST1A 20.0 | 9.7 | 0.4132 | 0.36 | 0.29 | ol | 70 | 0.00403 | MV
94-AL1/15-ST1A 20.0 | 10 | 0.306 | 0.35 | 0.35 | ol | 94 | 0.00403 | MV
122-AL1/20-ST1A 20.0 | 10.3 | 0.2376 | 0.344 | 0.41 | ol | 122 | 0.00403 | MV
149-AL1/24-ST1A 20.0 | 10.5 | 0.194 | 0.337 | 0.47 | ol | 149 | 0.00403 | MV
184-AL1/30-ST1A 20.0 | 10.75 | 0.1571 | 0.33 | 0.535 | ol | 184 | 0.00403 | MV
243-AL1/39-ST1A 20.0 | 11 | 0.1188 | 0.32 | 0.645 | ol | 243 | 0.00403 | MV
48-AL1/8-ST1A 110.0 | 8 | 0.5939 | 0.46 | 0.21 | ol | 48 | 0.00403 | HV
70-AL1/11-ST1A 110.0 | 8.4 | 0.4132 | 0.45 | 0.29 | ol | 70 | 0.00403 | HV
94-AL1/15-ST1A 110.0 | 8.65 | 0.306 | 0.44 | 0.35 | ol | 94 | 0.00403 | HV
122-AL1/20-ST1A 110.0 | 8.5 | 0.2376 | 0.43 | 0.41 | ol | 122 | 0.00403 | HV
149-AL1/24-ST1A 110.0 | 8.75 | 0.194 | 0.41 | 0.47 | ol | 149 | 0.00403 | HV
184-AL1/30-ST1A 110.0 | 8.8 | 0.1571 | 0.4 | 0.535 | ol | 184 | 0.00403 | HV
243-AL1/39-ST1A 110.0 | 9 | 0.1188 | 0.39 | 0.645 | ol | 243 | 0.00403 | HV
305-AL1/39-ST1A 110.0 | 9.2 | 0.0949 | 0.38 | 0.74 | ol | 305 | 0.00403 | HV
490-AL1/64-ST1A 110.0 | 9.75 | 0.059 | 0.37 | 0.96 | ol | 490 | 0.00403 | HV
679-AL1/86-ST1A 110.0 | 9.95 | 0.042 | 0.36 | 1.15 | ol | 679 | 0.00403 | HV
490-AL1/64-ST1A 220.0 | 10 | 0.059 | 0.285 | 0.96 | ol | 490 | 0.00403 | HV
679-AL1/86-ST1A 220.0 | 11.7 | 0.042 | 0.275 | 1.15 | ol | 679 | 0.00403 | HV
490-AL1/64-ST1A 380.0 | 11 | 0.059 | 0.253 | 0.96 | ol | 490 | 0.00403 | HV
679-AL1/86-ST1A 380.0 | 14.6 | 0.042 | 0.25 | 1.15 | ol | 679 | 0.00403 | HV

## trafo_std_types
| i0_percent | pfe_kw | vkr_percent | sn_mva | vn_lv_kv | vn_hv_kv | vk_percent | shift_degree | vector_group | tap_side | tap_neutral | tap_min | tap_max | tap_step_degree | tap_step_percent | tap_phase_shifter
160 MVA 380/110 kV | 0.06 | 60 | 0.25 | 160 | 110 | 380 | 12.2 | 0 | Yy0 | hv | 0 | -9 | 9 | 0 | 1.5 | FALSE
100 MVA 220/110 kV | 0.06 | 55 | 0.26 | 100 | 110 | 220 | 12 | 0 | Yy0 | hv | 0 | -9 | 9 | 0 | 1.5 | FALSE
63 MVA 110/20 kV | 0.04 | 22 | 0.32 | 63 | 20 | 110 | 18 | 150 | YNd5 | hv | 0 | -9 | 9 | 0 | 1.5 | FALSE
40 MVA 110/20 kV | 0.05 | 18 | 0.34 | 40 | 20 | 110 | 16.2 | 150 | YNd5 | hv | 0 | -9 | 9 | 0 | 1.5 | FALSE
25 MVA 110/20 kV | 0.07 | 14 | 0.41 | 25 | 20 | 110 | 12 | 150 | YNd5 | hv | 0 | -9 | 9 | 0 | 1.5 | FALSE
63 MVA 110/10 kV | 0.04 | 22 | 0.32 | 63 | 10 | 110 | 18 | 150 | YNd5 | hv | 0 | -9 | 9 | 0 | 1.5 | FALSE
40 MVA 110/10 kV | 0.05 | 18 | 0.34 | 40 | 10 | 110 | 16.2 | 150 | YNd5 | hv | 0 | -9 | 9 | 0 | 1.5 | FALSE
25 MVA 110/10 kV | 0.07 | 14 | 0.41 | 25 | 10 | 110 | 12 | 150 | YNd5 | hv | 0 | -9 | 9 | 0 | 1.5 | FALSE
0.25 MVA 20/0.4 kV | 0.32 | 0.8 | 1.44 | 0.25 | 0.4 | 20 | 6 | 150 | Yzn5 | hv | 0 | -2 | 2 | 0 | 2.5 | FALSE
0.4 MVA 20/0.4 kV | 0.3375 | 1.35 | 1.425 | 0.4 | 0.4 | 20 | 6 | 150 | Dyn5 | hv | 0 | -2 | 2 | 0 | 2.5 | FALSE
0.63 MVA 20/0.4 kV | 0.2619 | 1.65 | 1.206 | 0.63 | 0.4 | 20 | 6 | 150 | Dyn5 | hv | 0 | -2 | 2 | 0 | 2.5 | FALSE
0.25 MVA 10/0.4 kV | 0.24 | 0.6 | 1.2 | 0.25 | 0.4 | 10 | 4 | 150 | Dyn5 | hv | 0 | -2 | 2 | 0 | 2.5 | FALSE
0.4 MVA 10/0.4 kV | 0.2375 | 0.95 | 1.325 | 0.4 | 0.4 | 10 | 4 | 150 | Dyn5 | hv | 0 | -2 | 2 | 0 | 2.5 | FALSE
0.63 MVA 10/0.4 kV | 0.1873 | 1.18 | 1.0794 | 0.63 | 0.4 | 10 | 4 | 150 | Dyn5 | hv | 0 | -2 | 2 | 0 | 2.5 | FALSE

## trafo3w_std_types
| sn_hv_mva | sn_mv_mva | sn_lv_mva | vn_hv_kv | vn_mv_kv | vn_lv_kv | vk_hv_percent | vk_mv_percent | vk_lv_percent | vkr_hv_percent | vkr_mv_percent | vkr_lv_percent | pfe_kw | i0_percent | shift_mv_degree | shift_lv_degree | vector_group | tap_side | tap_neutral | tap_min | tap_max | tap_step_percent
63/25/38 MVA 110/20/10 kV | 63 | 25 | 38 | 110 | 20 | 10 | 10.4 | 10.4 | 10.4 | 0.28 | 0.32 | 0.35 | 35 | 0.89 | 0 | 0 | YN0yn0yn0 | hv | 0 | -10 | 10 | 1.2
63/25/38 MVA 110/10/10 kV | 63 | 25 | 38 | 110 | 10 | 10 | 10.4 | 10.4 | 10.4 | 0.28 | 0.32 | 0.35 | 35 | 0.89 | 0 | 0 | YN0yn0yn0 | hv | 0 | -10 | 10 | 1.2

## fuse_std_types
| fuse_type | i_rated_a | t_avg | t_min | t_total | x_avg | x_min | x_total
HV 100A | HV 100A | 100 | 0 | [10.0, 3.64, 0.854, 0.281, 0.1, 0.0531, 0.022, 0.01] | [10.0, 4.267, 1.21, 0.403, 0.1, 0.058, 0.022, 0.01] | 0 | [300.0, 350.0, 450.0, 550.0, 700.0, 850.0, 1200.0, 1752.0] | [600.0, 700.0, 900.0, 1150.0, 1665.0, 2000.0, 3000.0, 4313.0]
HV 10A | HV 10A | 10 | 0 | [10.0, 1675.0, 0.344, 0.156, 0.1, 0.0417, 0.0171, 0.01] | [10.0, 1.3, 0.3, 0.155, 0.1, 0.0555, 0.023, 0.01] | 0 | [30.0, 32.0, 35.0, 37.0, 39.0, 50.0, 70.0, 88.0] | [60.0, 70.0, 80.0, 87.0, 94.0, 110.0, 150.0, 216.0]
HV 125A | HV 125A | 125 | 0 | [10.0, 1.82, 0.344, 0.1, 0.0467, 0.0269, 0.01] | [10.0, 2.478, 0.426, 0.1, 0.0427, 0.0211, 0.01] | 0 | [375.0, 500.0, 700.0, 925.0, 1200.0, 1500.0, 2341.0] | [750.0, 1000.0, 1500.0, 2200.0, 3000.0, 4000.0, 5765.0]
HV 160A | HV 160A | 160 | 0 | [10.0, 4.15, 1.03, 0.198, 0.1, 0.051, 0.0172, 0.01] | [10.0, 2.3, 0.734, 0.274, 0.1, 0.046, 0.0177, 0.01] | 0 | [480.0, 550.0, 700.0, 1000.0, 1260.0, 1600.0, 2500.0, 3227.0] | [960.0, 1300.0, 1700.0, 2200.0, 2996.0, 4000.0, 6000.0, 7946.0]
HV 16A | HV 16A | 16 | 0 | [10.0, 0.352, 0.164, 0.1, 0.0649, 0.0342, 0.01] | [10.0, 2.34, 0.722, 0.181, 0.1, 0.055, 0.0296, 0.01] | 0 | [48.0, 60.0, 65.0, 71.0, 80.0, 100.0, 162.0] | [96.0, 110.0, 125.0, 150.0, 168.0, 200.0, 250.0, 398.0]
HV 200A | HV 200A | 200 | 0 | [10.0, 4.267, 1.21, 0.403, 0.1, 0.058, 0.022, 0.01] | [10.0, 3.73, 1.654, 0.328, 0.1, 0.0531, 0.019, 0.01] | 0 | [600.0, 700.0, 900.0, 1150.0, 1665.0, 2000.0, 3000.0, 4313.0] | [1200.0, 1500.0, 1800.0, 2700.0, 3960.0, 5000.0, 7500.0, 10620.0]
HV 20A | HV 20A | 20 | 0 | [10.0, 1.3, 0.3, 0.155, 0.1, 0.0555, 0.023, 0.01] | [10.0, 1.3, 0.161, 0.1, 0.0611, 0.0399, 0.0141, 0.01] | 0 | [60.0, 70.0, 80.0, 87.0, 94.0, 110.0, 150.0, 216.0] | [120.0, 150.0, 200.0, 223.0, 260.0, 300.0, 450.0, 532.0]
HV 25A | HV 25A | 25 | 0 | [10.0, 2.512, 0.833, 0.299, 0.1, 0.0372, 0.0223, 0.01] | [10.0, 3.125, 0.597, 0.198, 0.1, 0.0378, 0.022, 0.01] | 0 | [75.0, 82.0, 90.0, 100.0, 124.0, 170.0, 200.0, 289.0] | [150.0, 170.0, 210.0, 250.0, 294.0, 400.0, 500.0, 711.0]
HV 31.5A | HV 31.5A | 31.5 | 0 | [10.0, 2.34, 0.722, 0.181, 0.1, 0.055, 0.0296, 0.01] | [10.0, 2.84, 0.368, 0.164, 0.1, 0.0621, 0.0378, 0.0195, 0.01] | 0 | [95.0, 110.0, 125.0, 150.0, 165.0, 200.0, 250.0, 390.0] | [189.0, 220.0, 300.0, 350.0, 393.0, 450.0, 530.0, 700.0, 960.0]
HV 40A | HV 40A | 40 | 0 | [10.0, 1.3, 0.161, 0.1, 0.0611, 0.0399, 0.0141, 0.01] | [10.0, 2.05, 0.369, 0.198, 0.1, 0.051, 0.0298, 0.01] | 0 | [120.0, 150.0, 200.0, 223.0, 260.0, 300.0, 450.0, 532.0] | [240.0, 300.0, 400.0, 450.0, 530.0, 650.0, 800.0, 1311.0]
HV 50A | HV 50A | 50 | 0 | [10.0, 3.215, 0.597, 0.198, 0.1, 0.0378, 0.022, 0.01] | [10.0, 3.64, 0.854, 0.281, 0.1, 0.0531, 0.022, 0.01] | 0 | [150.0, 170.0, 210.0, 250.0, 294.0, 400.0, 500.0, 711.0] | [300.0, 350.0, 450.0, 550.0, 700.0, 850.0, 1200.0, 1752.0]
HV 6.3A | HV 6.3A | 6.3 | 0 | [10.0, 1.39, 0.344, 0.168, 0.1, 0.056, 0.0263, 0.01] | [10.0, 1.711, 0.516, 0.198, 0.1, 0.0634, 0.0303, 0.01] | 0 | [19.0, 19.5, 20.4, 20.8, 22.0, 25.0, 32.0, 48.0] | [38.0, 40.0, 43.0, 48.0, 53.0, 60.0, 75.0, 118.0]
HV 63A | HV 63A | 63 | 0 | [10.0, 2.84, 0.368, 0.164, 0.1, 0.0621, 0.0378, 0.0195, 0.01] | [10.0, 1.82, 0.344, 0.1, 0.0467, 0.0269, 0.01] | 0 | [189.0, 220.0, 300.0, 350.0, 393.0, 450.0, 530.0, 700.0, 961.0] | [378.0, 500.0, 700.0, 934.0, 1200.0, 1500.0, 2366.0]
HV 80A | HV 80A | 80 | 0 | [10.0, 2.05, 0.369, 0.198, 0.1, 0.051, 0.0298, 0.01] | [10.0, 4.15, 1.03, 0.198, 0.1, 0.051, 0.0172, 0.01] | 0 | [240.0, 300.0, 400.0, 450.0, 530.0, 650.0, 800.0, 1311.0] | [480.0, 550.0, 700.0, 1000.0, 1260.0, 1600.0, 2500.0, 3227.0]
Siemens NH-1-100 | Siemens NH-1-100 | 100 | [5400.0, 2000.0, 400.0, 20.0, 1.0, 0.2, 0.012, 0.004] | 0 | 0 | [150.0, 190.0, 250.0, 430.0, 900.0, 1250.0, 2700.0, 3600.0] | 0 | 0
Siemens NH-1-125 | Siemens NH-1-125 | 125 | [4800.0, 120.0, 7.0, 0.1, 0.004] | 0 | 0 | [180.0, 400.0, 740.0, 2000.0, 4250.0] | 0 | 0
Siemens NH-1-16 | Siemens NH-1-16 | 16 | [4000.0, 400.0, 2.0, 0.1, 0.04, 0.01] | 0 | 0 | [26.0, 35.0, 75.0, 150.0, 200.0, 300.0] | 0 | 0
Siemens NH-1-160 | Siemens NH-1-160 | 160 | [4800.0, 120.0, 7.0, 0.1, 0.004] | 0 | 0 | [210.0, 500.0, 900.0, 2300.0, 5000.0] | 0 | 0
Siemens NH-1-25 | Siemens NH-1-25 | 25 | [4000.0, 1000.0, 10.0, 0.2, 0.02, 0.01] | 0 | 0 | [40.0, 50.0, 100.0, 210.0, 400.0, 500.0] | 0 | 0
Siemens NH-1-50 | Siemens NH-1-50 | 50 | [4000.0, 40.0, 4.0, 1.0, 0.02, 0.01] | 0 | 0 | [86.0, 200.0, 300.0, 400.0, 1000.0, 1280.0] | 0 | 0
Siemens NH-1-63 | Siemens NH-1-63 | 63 | [4000.0, 100.0, 10.0, 2.0, 0.04, 0.01] | 0 | 0 | [100.0, 200.0, 300.0, 400.0, 1000.0, 1500.0] | 0 | 0
Siemens NH-1-80 | Siemens NH-1-80 | 80 | [4800.0, 120.0, 7.0, 0.1, 0.01] | 0 | 0 | [150.58, 250.0, 450.0, 1150.0, 2470.0] | 0 | 0
Siemens NH-2-1000 | Siemens NH-2-1000 | 1000 | [4800.0, 120.0, 7.0, 0.1, 0.004] | 0 | 0 | [1900.0, 3500.0, 8400.0, 24000.0, 52000.0] | 0 | 0
Siemens NH-2-200 | Siemens NH-2-200 | 200 | [4800.0, 120.0, 7.0, 0.1, 0.004] | 0 | 0 | [280.0, 650.0, 1200.0, 3000.0, 7000.0] | 0 | 0
Siemens NH-2-224 | Siemens NH-2-224 | 224 | [4800.0, 120.0, 7.0, 0.2, 0.04, 0.004] | 0 | 0 | [400.0, 750.0, 1453.0, 3025.0, 4315.0, 7600.0] | 0 | 0
Siemens NH-2-250 | Siemens NH-2-250 | 250 | [4800.0, 120.0, 7.0, 0.1, 0.004] | 0 | 0 | [450.0, 800.0, 1650.0, 4000.0, 8500.0] | 0 | 0
Siemens NH-2-315 | Siemens NH-2-315 | 315 | [4800.0, 120.0, 7.0, 0.1, 0.004] | 0 | 0 | [550.0, 920.0, 1900.0, 5000.0, 11000.0] | 0 | 0
Siemens NH-2-355 | Siemens NH-2-355 | 355 | [4800.0, 120.0, 6.0, 0.1, 0.004] | 0 | 0 | [650.0, 1116.27, 2350.0, 5840.0, 12790.0] | 0 | 0
Siemens NH-2-400 | Siemens NH-2-400 | 400 | [4800.0, 120.0, 7.0, 0.1, 0.004] | 0 | 0 | [720.0, 1350.0, 2800.0, 6500.0, 15000.0] | 0 | 0
Siemens NH-2-425 | Siemens NH-2-425 | 425 | [4800.0, 120.0, 7.0, 0.1, 0.004] | 0 | 0 | [850.0, 1500.0, 3050.0, 7500.0, 16500.0] | 0 | 0
Siemens NH-2-630 | Siemens NH-2-630 | 630 | [4800.0, 120.0, 7.0, 0.1, 0.004] | 0 | 0 | [1200.0, 2000.0, 4800.0, 12000.0, 26000.0] | 0 | 0

## dtypes
| element | column | dtype
0 | bus | name | object
1 | bus | vn_kv | float64
2 | bus | type | object
3 | bus | zone | object
4 | bus | in_service | bool
5 | load | name | object
6 | load | bus | uint32
7 | load | p_mw | float64
8 | load | q_mvar | float64
9 | load | const_z_percent | float64
10 | load | const_i_percent | float64
11 | load | sn_mva | float64
12 | load | scaling | float64
13 | load | in_service | bool
14 | load | type | object
15 | ext_grid | name | object
16 | ext_grid | bus | uint32
17 | ext_grid | vm_pu | float64
18 | ext_grid | va_degree | float64
19 | ext_grid | slack_weight | float64
20 | ext_grid | in_service | bool
21 | line | name | object
22 | line | std_type | object
23 | line | from_bus | uint32
24 | line | to_bus | uint32
25 | line | length_km | float64
26 | line | r_ohm_per_km | float64
27 | line | x_ohm_per_km | float64
28 | line | c_nf_per_km | float64
29 | line | g_us_per_km | float64
30 | line | max_i_ka | float64
31 | line | df | float64
32 | line | parallel | uint32
33 | line | type | object
34 | line | in_service | bool
35 | trafo | name | object
36 | trafo | std_type | object
37 | trafo | hv_bus | uint32
38 | trafo | lv_bus | uint32
39 | trafo | sn_mva | float64
40 | trafo | vn_hv_kv | float64
41 | trafo | vn_lv_kv | float64
42 | trafo | vk_percent | float64
43 | trafo | vkr_percent | float64
44 | trafo | pfe_kw | float64
45 | trafo | i0_percent | float64
46 | trafo | shift_degree | float64
47 | trafo | tap_side | object
48 | trafo | tap_neutral | int32
49 | trafo | tap_min | int32
50 | trafo | tap_max | int32
51 | trafo | tap_step_percent | float64
52 | trafo | tap_step_degree | float64
53 | trafo | tap_pos | int32
54 | trafo | tap_phase_shifter | bool
55 | trafo | parallel | uint32
56 | trafo | df | float64
57 | trafo | in_service | bool
58 | line_geodata | coords | object
59 | bus_geodata | x | float64
60 | bus_geodata | y | float64
61 | bus_geodata | coords | object

## parameters
| version | format_version | converged | OPF_converged | name | f_hz | sn_mva
0 | 2.14.6 | 2.14.0 | FALSE | FALSE |  | 50 | 1