## bus
| name | vn_kv | type | zone | in_service
0 | bus_LV_4045-36_0_5_node_0 | 0.4 | n |  | TRUE
1 | bus_LV_4045-36_0_5_node_1 | 0.4 | n |  | TRUE
2 | bus_LV_4045-36_0_5_node_2 | 0.4 | n |  | TRUE
3 | bus_LV_4045-36_0_5_node_3 | 0.4 | n |  | TRUE
4 | bus_LV_4045-36_0_5_node_4 | 0.4 | n |  | TRUE
5 | bus_LV_4045-36_0_5_node_6 | 0.4 | n |  | TRUE
6 | bus_LV_4045-36_0_5_node_48 | 0.4 | n |  | TRUE
7 | bus_LV_4045-36_0_5_node_5 | 0.4 | n |  | TRUE
8 | bus_LV_4045-36_0_5_node_122 | 0.4 | n |  | TRUE
9 | bus_LV_4045-36_0_5_node_127 | 0.4 | n |  | TRUE
10 | bus_LV_4045-36_0_5_node_47 | 0.4 | n |  | TRUE
11 | bus_LV_4045-36_0_5_node_24 | 0.4 | n |  | TRUE
12 | bus_LV_4045-36_0_5_node_7 | 0.4 | n |  | TRUE
13 | bus_LV_4045-36_0_5_node_8 | 0.4 | n |  | TRUE
14 | bus_LV_4045-36_0_5_node_29 | 0.4 | n |  | TRUE
15 | bus_LV_4045-36_0_5_node_27 | 0.4 | n |  | TRUE
16 | bus_LV_4045-36_0_5_node_9 | 0.4 | n |  | TRUE
17 | bus_LV_4045-36_0_5_node_10 | 0.4 | n |  | TRUE
18 | bus_LV_4045-36_0_5_node_11 | 0.4 | n |  | TRUE
19 | bus_LV_4045-36_0_5_node_12 | 0.4 | n |  | TRUE
20 | bus_LV_4045-36_0_5_node_13 | 0.4 | n |  | TRUE
21 | bus_LV_4045-36_0_5_node_14 | 0.4 | n |  | TRUE
22 | bus_LV_4045-36_0_5_node_128 | 0.4 | n |  | TRUE
23 | bus_LV_4045-36_0_5_node_120 | 0.4 | n |  | TRUE
24 | bus_LV_4045-36_0_5_node_131 | 0.4 | n |  | TRUE
25 | bus_LV_4045-36_0_5_node_118 | 0.4 | n |  | TRUE
26 | bus_LV_4045-36_0_5_node_15 | 0.4 | n |  | TRUE
27 | bus_LV_4045-36_0_5_node_16 | 0.4 | n |  | TRUE
28 | bus_LV_4045-36_0_5_node_17 | 0.4 | n |  | TRUE
29 | bus_LV_4045-36_0_5_node_18 | 0.4 | n |  | TRUE
30 | bus_LV_4045-36_0_5_node_19 | 0.4 | n |  | TRUE
31 | bus_LV_4045-36_0_5_node_33 | 0.4 | n |  | TRUE
32 | bus_LV_4045-36_0_5_node_54 | 0.4 | n |  | TRUE
33 | bus_LV_4045-36_0_5_node_62 | 0.4 | n |  | TRUE
34 | bus_LV_4045-36_0_5_node_63 | 0.4 | n |  | TRUE
35 | bus_LV_4045-36_0_5_node_20 | 0.4 | n |  | TRUE
36 | bus_LV_4045-36_0_5_node_21 | 0.4 | n |  | TRUE
37 | bus_LV_4045-36_0_5_node_22 | 0.4 | n |  | TRUE
38 | bus_LV_4045-36_0_5_node_23 | 0.4 | n |  | TRUE
39 | bus_LV_4045-36_0_5_node_25 | 0.4 | n |  | TRUE
40 | bus_LV_4045-36_0_5_node_32 | 0.4 | n |  | TRUE
41 | bus_LV_4045-36_0_5_node_43 | 0.4 | n |  | TRUE
42 | bus_LV_4045-36_0_5_node_41 | 0.4 | n |  | TRUE
43 | bus_LV_4045-36_0_5_node_44 | 0.4 | n |  | TRUE
44 | bus_LV_4045-36_0_5_node_26 | 0.4 | n |  | TRUE
45 | bus_LV_4045-36_0_5_node_28 | 0.4 | n |  | TRUE
46 | bus_LV_4045-36_0_5_node_30 | 0.4 | n |  | TRUE
47 | bus_LV_4045-36_0_5_node_31 | 0.4 | n |  | TRUE
48 | bus_LV_4045-36_0_5_node_51 | 0.4 | n |  | TRUE
49 | bus_LV_4045-36_0_5_node_50 | 0.4 | n |  | TRUE
50 | bus_LV_4045-36_0_5_node_42 | 0.4 | n |  | TRUE
51 | bus_LV_4045-36_0_5_node_61 | 0.4 | n |  | TRUE
52 | bus_LV_4045-36_0_5_node_34 | 0.4 | n |  | TRUE
53 | bus_LV_4045-36_0_5_node_35 | 0.4 | n |  | TRUE
54 | bus_LV_4045-36_0_5_node_36 | 0.4 | n |  | TRUE
55 | bus_LV_4045-36_0_5_node_37 | 0.4 | n |  | TRUE
56 | bus_LV_4045-36_0_5_node_38 | 0.4 | n |  | TRUE
57 | bus_LV_4045-36_0_5_node_39 | 0.4 | n |  | TRUE
58 | bus_LV_4045-36_0_5_node_40 | 0.4 | n |  | TRUE
59 | bus_LV_4045-36_0_5_node_45 | 0.4 | n |  | TRUE
60 | bus_LV_4045-36_0_5_node_67 | 0.4 | n |  | TRUE
61 | bus_LV_4045-36_0_5_node_46 | 0.4 | n |  | TRUE
62 | bus_LV_4045-36_0_5_node_68 | 0.4 | n |  | TRUE
63 | bus_LV_4045-36_0_5_node_49 | 0.4 | n |  | TRUE
64 | bus_LV_4045-36_0_5_node_119 | 0.4 | n |  | TRUE
65 | bus_LV_4045-36_0_5_node_55 | 0.4 | n |  | TRUE
66 | bus_LV_4045-36_0_5_node_56 | 0.4 | n |  | TRUE
67 | bus_LV_4045-36_0_5_node_57 | 0.4 | n |  | TRUE
68 | bus_LV_4045-36_0_5_node_58 | 0.4 | n |  | TRUE
69 | bus_LV_4045-36_0_5_node_59 | 0.4 | n |  | TRUE
70 | bus_LV_4045-36_0_5_node_60 | 0.4 | n |  | TRUE
71 | bus_LV_4045-36_0_5_node_64 | 0.4 | n |  | TRUE
72 | bus_LV_4045-36_0_5_node_88 | 0.4 | n |  | TRUE
73 | bus_LV_4045-36_0_5_node_65 | 0.4 | n |  | TRUE
74 | bus_LV_4045-36_0_5_node_89 | 0.4 | n |  | TRUE
75 | bus_LV_4045-36_0_5_node_66 | 0.4 | n |  | TRUE
76 | bus_LV_4045-36_0_5_node_93 | 0.4 | n |  | TRUE
77 | bus_LV_4045-36_0_5_node_125 | 0.4 | n |  | TRUE
78 | bus_LV_4045-36_0_5_node_91 | 0.4 | n |  | TRUE
79 | bus_LV_4045-36_0_5_node_69 | 0.4 | n |  | TRUE
80 | bus_LV_4045-36_0_5_node_70 | 0.4 | n |  | TRUE
81 | bus_LV_4045-36_0_5_node_71 | 0.4 | n |  | TRUE
82 | bus_LV_4045-36_0_5_node_72 | 0.4 | n |  | TRUE
83 | bus_LV_4045-36_0_5_node_78 | 0.4 | n |  | TRUE
84 | bus_LV_4045-36_0_5_node_79 | 0.4 | n |  | TRUE
85 | bus_LV_4045-36_0_5_node_73 | 0.4 | n |  | TRUE
86 | bus_LV_4045-36_0_5_node_74 | 0.4 | n |  | TRUE
87 | bus_LV_4045-36_0_5_node_75 | 0.4 | n |  | TRUE
88 | bus_LV_4045-36_0_5_node_76 | 0.4 | n |  | TRUE
89 | bus_LV_4045-36_0_5_node_77 | 0.4 | n |  | TRUE
90 | bus_LV_4045-36_0_5_node_96 | 0.4 | n |  | TRUE
91 | bus_LV_4045-36_0_5_node_85 | 0.4 | n |  | TRUE
92 | bus_LV_4045-36_0_5_node_156 | 0.4 | n |  | TRUE
93 | bus_LV_4045-36_0_5_node_169 | 0.4 | n |  | TRUE
94 | bus_LV_4045-36_0_5_node_97 | 0.4 | n |  | TRUE
95 | bus_LV_4045-36_0_5_node_86 | 0.4 | n |  | TRUE
96 | bus_LV_4045-36_0_5_node_87 | 0.4 | n |  | TRUE
97 | bus_LV_4045-36_0_5_node_83 | 0.4 | n |  | TRUE
98 | bus_LV_4045-36_0_5_node_80 | 0.4 | n |  | TRUE
99 | bus_LV_4045-36_0_5_node_81 | 0.4 | n |  | TRUE
100 | bus_LV_4045-36_0_5_node_82 | 0.4 | n |  | TRUE
101 | bus_LV_4045-36_0_5_node_84 | 0.4 | n |  | TRUE
102 | bus_LV_4045-36_0_5_node_92 | 0.4 | n |  | TRUE
103 | bus_LV_4045-36_0_5_node_90 | 0.4 | n |  | TRUE
104 | bus_LV_4045-36_0_5_node_94 | 0.4 | n |  | TRUE
105 | bus_LV_4045-36_0_5_node_133 | 0.4 | n |  | TRUE
106 | bus_LV_4045-36_0_5_node_144 | 0.4 | n |  | TRUE
107 | bus_LV_4045-36_0_5_node_145 | 0.4 | n |  | TRUE
108 | bus_LV_4045-36_0_5_node_126 | 0.4 | n |  | TRUE
109 | bus_LV_4045-36_0_5_node_134 | 0.4 | n |  | TRUE
110 | bus_LV_4045-36_0_5_node_155 | 0.4 | n |  | TRUE
111 | bus_LV_4045-36_0_5_node_108 | 0.4 | n |  | TRUE
112 | bus_LV_4045-36_0_5_node_98 | 0.4 | n |  | TRUE
113 | bus_LV_4045-36_0_5_node_99 | 0.4 | n |  | TRUE
114 | bus_LV_4045-36_0_5_node_100 | 0.4 | n |  | TRUE
115 | bus_LV_4045-36_0_5_node_101 | 0.4 | n |  | TRUE
116 | bus_LV_4045-36_0_5_node_110 | 0.4 | n |  | TRUE
117 | bus_LV_4045-36_0_5_node_109 | 0.4 | n |  | TRUE
118 | bus_LV_4045-36_0_5_node_102 | 0.4 | n |  | TRUE
119 | bus_LV_4045-36_0_5_node_103 | 0.4 | n |  | TRUE
120 | bus_LV_4045-36_0_5_node_104 | 0.4 | n |  | TRUE
121 | bus_LV_4045-36_0_5_node_105 | 0.4 | n |  | TRUE
122 | bus_LV_4045-36_0_5_node_106 | 0.4 | n |  | TRUE
123 | bus_LV_4045-36_0_5_node_107 | 0.4 | n |  | TRUE
124 | bus_LV_4045-36_0_5_node_185 | 0.4 | n |  | TRUE
125 | bus_LV_4045-36_0_5_node_186 | 0.4 | n |  | TRUE
126 | bus_LV_4045-36_0_5_node_111 | 0.4 | n |  | TRUE
127 | bus_LV_4045-36_0_5_node_112 | 0.4 | n |  | TRUE
128 | bus_LV_4045-36_0_5_node_113 | 0.4 | n |  | TRUE
129 | bus_LV_4045-36_0_5_node_114 | 0.4 | n |  | TRUE
130 | bus_LV_4045-36_0_5_node_115 | 0.4 | n |  | TRUE
131 | bus_LV_4045-36_0_5_node_116 | 0.4 | n |  | TRUE
132 | bus_LV_4045-36_0_5_node_129 | 0.4 | n |  | TRUE
133 | bus_LV_4045-36_0_5_node_162 | 0.4 | n |  | TRUE
134 | bus_LV_4045-36_0_5_node_143 | 0.4 | n |  | TRUE
135 | bus_LV_4045-36_0_5_node_154 | 0.4 | n |  | TRUE
136 | bus_LV_4045-36_0_5_node_130 | 0.4 | n |  | TRUE
137 | bus_LV_4045-36_0_5_node_163 | 0.4 | n |  | TRUE
138 | bus_LV_4045-36_0_5_node_142 | 0.4 | n |  | TRUE
139 | bus_LV_4045-36_0_5_node_153 | 0.4 | n |  | TRUE
140 | bus_LV_4045-36_0_5_node_117 | 0.4 | n |  | TRUE
141 | bus_LV_4045-36_0_5_node_121 | 0.4 | n |  | TRUE
142 | bus_LV_4045-36_0_5_node_123 | 0.4 | n |  | TRUE
143 | bus_LV_4045-36_0_5_node_124 | 0.4 | n |  | TRUE
144 | bus_LV_4045-36_0_5_node_132 | 0.4 | n |  | TRUE
145 | bus_LV_4045-36_0_5_node_164 | 0.4 | n |  | TRUE
146 | bus_LV_4045-36_0_5_node_165 | 0.4 | n |  | TRUE
147 | bus_LV_4045-36_0_5_node_135 | 0.4 | n |  | TRUE
148 | bus_LV_4045-36_0_5_node_136 | 0.4 | n |  | TRUE
149 | bus_LV_4045-36_0_5_node_137 | 0.4 | n |  | TRUE
150 | bus_LV_4045-36_0_5_node_138 | 0.4 | n |  | TRUE
151 | bus_LV_4045-36_0_5_node_139 | 0.4 | n |  | TRUE
152 | bus_LV_4045-36_0_5_node_140 | 0.4 | n |  | TRUE
153 | bus_LV_4045-36_0_5_node_141 | 0.4 | n |  | TRUE
154 | bus_LV_4045-36_0_5_node_146 | 0.4 | n |  | TRUE
155 | bus_LV_4045-36_0_5_node_147 | 0.4 | n |  | TRUE
156 | bus_LV_4045-36_0_5_node_148 | 0.4 | n |  | TRUE
157 | bus_LV_4045-36_0_5_node_149 | 0.4 | n |  | TRUE
158 | bus_LV_4045-36_0_5_node_150 | 0.4 | n |  | TRUE
159 | bus_LV_4045-36_0_5_node_151 | 0.4 | n |  | TRUE
160 | bus_LV_4045-36_0_5_node_152 | 0.4 | n |  | TRUE
161 | bus_LV_4045-36_0_5_node_160 | 0.4 | n |  | TRUE
162 | bus_LV_4045-36_0_5_node_158 | 0.4 | n |  | TRUE
163 | bus_LV_4045-36_0_5_node_157 | 0.4 | n |  | TRUE
164 | bus_LV_4045-36_0_5_node_159 | 0.4 | n |  | TRUE
165 | bus_LV_4045-36_0_5_node_161 | 0.4 | n |  | TRUE
166 | bus_LV_4045-36_0_5_node_166 | 0.4 | n |  | TRUE
167 | bus_LV_4045-36_0_5_node_167 | 0.4 | n |  | TRUE
168 | bus_LV_4045-36_0_5_node_168 | 0.4 | n |  | TRUE
169 | bus_LV_4045-36_0_5_node_170 | 0.4 | n |  | TRUE
170 | bus_LV_4045-36_0_5_node_187 | 0.4 | n |  | TRUE
171 | bus_LV_4045-36_0_5_node_188 | 0.4 | n |  | TRUE
172 | bus_LV_4045-36_0_5_node_175 | 0.4 | n |  | TRUE
173 | bus_LV_4045-36_0_5_node_171 | 0.4 | n |  | TRUE
174 | bus_LV_4045-36_0_5_node_172 | 0.4 | n |  | TRUE
175 | bus_LV_4045-36_0_5_node_173 | 0.4 | n |  | TRUE
176 | bus_LV_4045-36_0_5_node_174 | 0.4 | n |  | TRUE
177 | bus_LV_4045-36_0_5_node_190 | 0.4 | n |  | TRUE
178 | bus_LV_4045-36_0_5_node_189 | 0.4 | n |  | TRUE
179 | bus_LV_4045-36_0_5_node_197 | 0.4 | n |  | TRUE
180 | bus_LV_4045-36_0_5_node_184 | 0.4 | n |  | TRUE
181 | bus_LV_4045-36_0_5_node_176 | 0.4 | n |  | TRUE
182 | bus_LV_4045-36_0_5_node_177 | 0.4 | n |  | TRUE
183 | bus_LV_4045-36_0_5_node_178 | 0.4 | n |  | TRUE
184 | bus_LV_4045-36_0_5_node_179 | 0.4 | n |  | TRUE
185 | bus_LV_4045-36_0_5_node_180 | 0.4 | n |  | TRUE
186 | bus_LV_4045-36_0_5_node_181 | 0.4 | n |  | TRUE
187 | bus_LV_4045-36_0_5_node_182 | 0.4 | n |  | TRUE
188 | bus_LV_4045-36_0_5_node_183 | 0.4 | n |  | TRUE
189 | bus_LV_4045-36_0_5_node_196 | 0.4 | n |  | TRUE
190 | bus_LV_4045-36_0_5_node_191 | 0.4 | n |  | TRUE
191 | bus_LV_4045-36_0_5_node_192 | 0.4 | n |  | TRUE
192 | bus_LV_4045-36_0_5_node_193 | 0.4 | n |  | TRUE
193 | bus_LV_4045-36_0_5_node_194 | 0.4 | n |  | TRUE
194 | bus_LV_4045-36_0_5_node_195 | 0.4 | n |  | TRUE
195 | bus_LV_4045-36_0_5_node_198 | 0.4 | n |  | TRUE
196 | bus_LV_4045-36_0_5_node_199 | 0.4 | n |  | TRUE
197 | bus_MV_614_0_node_101 | 20 | n |  | TRUE

## load
| name | bus | p_mw | q_mvar | const_z_percent | const_i_percent | sn_mva | scaling | in_service | type
0 | LV_4045-36_0_5_load_0 | 0 | 0.004552 | 0.0011408 | 0 | 0 |  | 1 | TRUE | wye
1 | LV_4045-36_0_5_load_1 | 1 | 0.0018432 | 0.00046195 | 0 | 0 |  | 1 | TRUE | wye
2 | LV_4045-36_0_5_load_2 | 2 | 0.0022457 | 0.00056282 | 0 | 0 |  | 1 | TRUE | wye
3 | LV_4045-36_0_5_load_3 | 3 | 0.0079897 | 0.0020024 | 0 | 0 |  | 1 | TRUE | wye
4 | LV_4045-36_0_5_load_6 | 5 | 0.00175 | 0.00043858 | 0 | 0 |  | 1 | TRUE | wye
5 | LV_4045-36_0_5_load_5 | 7 | 0.0024398 | 0.00061147 | 0 | 0 |  | 1 | TRUE | wye
6 | LV_4045-36_0_5_load_122 | 8 | 0.0081772 | 0.0020494 | 0 | 0 |  | 1 | TRUE | wye
7 | LV_4045-36_0_5_load_127 | 9 | 0.002897 | 0.00072607 | 0 | 0 |  | 1 | TRUE | wye
8 | LV_4045-36_0_5_load_47 | 10 | 0.00087173 | 0.00021848 | 0 | 0 |  | 1 | TRUE | wye
9 | LV_4045-36_0_5_load_8 | 13 | 0.001903 | 0.00047694 | 0 | 0 |  | 1 | TRUE | wye
10 | LV_4045-36_0_5_load_29 | 14 | 0.0015824 | 0.00039657 | 0 | 0 |  | 1 | TRUE | wye
11 | LV_4045-36_0_5_load_27 | 15 | 0.0034297 | 0.00085957 | 0 | 0 |  | 1 | TRUE | wye
12 | LV_4045-36_0_5_load_9 | 16 | 0.0031779 | 0.00079646 | 0 | 0 |  | 1 | TRUE | wye
13 | LV_4045-36_0_5_load_10 | 17 | 0.0015222 | 0.00038149 | 0 | 0 |  | 1 | TRUE | wye
14 | LV_4045-36_0_5_load_11 | 18 | 0.0037568 | 0.00094155 | 0 | 0 |  | 1 | TRUE | wye
15 | LV_4045-36_0_5_load_13 | 20 | 0.0028547 | 0.00071546 | 0 | 0 |  | 1 | TRUE | wye
16 | LV_4045-36_0_5_load_120 | 23 | 0.0020166 | 0.0005054 | 0 | 0 |  | 1 | TRUE | wye
17 | LV_4045-36_0_5_load_131 | 24 | 0.0057514 | 0.0014414 | 0 | 0 |  | 1 | TRUE | wye
18 | LV_4045-36_0_5_load_118 | 25 | 0.0025081 | 0.00062858 | 0 | 0 |  | 1 | TRUE | wye
19 | LV_4045-36_0_5_load_15 | 26 | 0.004264 | 0.0010687 | 0 | 0 |  | 1 | TRUE | wye
20 | LV_4045-36_0_5_load_16 | 27 | 0.0055142 | 0.001382 | 0 | 0 |  | 1 | TRUE | wye
21 | LV_4045-36_0_5_load_17 | 28 | 0.0047472 | 0.0011898 | 0 | 0 |  | 1 | TRUE | wye
22 | LV_4045-36_0_5_load_19 | 30 | 0.003721 | 0.00093258 | 0 | 0 |  | 1 | TRUE | wye
23 | LV_4045-36_0_5_load_54 | 32 | 0.0011287 | 0.00028288 | 0 | 0 |  | 1 | TRUE | wye
24 | LV_4045-36_0_5_load_62 | 33 | 0.0044361 | 0.0011118 | 0 | 0 |  | 1 | TRUE | wye
25 | LV_4045-36_0_5_load_63 | 34 | 0.0062101 | 0.0015564 | 0 | 0 |  | 1 | TRUE | wye
26 | LV_4045-36_0_5_load_20 | 35 | 0.0020227 | 0.00050693 | 0 | 0 |  | 1 | TRUE | wye
27 | LV_4045-36_0_5_load_21 | 36 | 0.0012406 | 0.00031093 | 0 | 0 |  | 1 | TRUE | wye
28 | LV_4045-36_0_5_load_23 | 38 | 0.00094124 | 0.0002359 | 0 | 0 |  | 1 | TRUE | wye
29 | LV_4045-36_0_5_load_25 | 39 | 0.0011257 | 0.00028212 | 0 | 0 |  | 1 | TRUE | wye
30 | LV_4045-36_0_5_load_32 | 40 | 0.001042 | 0.00026116 | 0 | 0 |  | 1 | TRUE | wye
31 | LV_4045-36_0_5_load_43 | 41 | 0.0027258 | 0.00068315 | 0 | 0 |  | 1 | TRUE | wye
32 | LV_4045-36_0_5_load_41 | 42 | 0.0011106 | 0.00027834 | 0 | 0 |  | 1 | TRUE | wye
33 | LV_4045-36_0_5_load_44 | 43 | 0.0053153 | 0.0013321 | 0 | 0 |  | 1 | TRUE | wye
34 | LV_4045-36_0_5_load_26 | 44 | 0.0017804 | 0.00044622 | 0 | 0 |  | 1 | TRUE | wye
35 | LV_4045-36_0_5_load_30 | 46 | 0.0013419 | 0.00033632 | 0 | 0 |  | 1 | TRUE | wye
36 | LV_4045-36_0_5_load_31 | 47 | 0.0012681 | 0.00031782 | 0 | 0 |  | 1 | TRUE | wye
37 | LV_4045-36_0_5_load_51 | 48 | 0.0012678 | 0.00031775 | 0 | 0 |  | 1 | TRUE | wye
38 | LV_4045-36_0_5_load_50 | 49 | 0.00107 | 0.00026817 | 0 | 0 |  | 1 | TRUE | wye
39 | LV_4045-36_0_5_load_42 | 50 | 0.0010911 | 0.00027345 | 0 | 0 |  | 1 | TRUE | wye
40 | LV_4045-36_0_5_load_61 | 51 | 0.0042488 | 0.0010648 | 0 | 0 |  | 1 | TRUE | wye
41 | LV_4045-36_0_5_load_34 | 52 | 0.0063323 | 0.001587 | 0 | 0 |  | 1 | TRUE | wye
42 | LV_4045-36_0_5_load_35 | 53 | 0.0012617 | 0.0003162 | 0 | 0 |  | 1 | TRUE | wye
43 | LV_4045-36_0_5_load_37 | 55 | 0.0023896 | 0.00059888 | 0 | 0 |  | 1 | TRUE | wye
44 | LV_4045-36_0_5_load_38 | 56 | 0.0036183 | 0.00090683 | 0 | 0 |  | 1 | TRUE | wye
45 | LV_4045-36_0_5_load_39 | 57 | 0.0022624 | 0.00056702 | 0 | 0 |  | 1 | TRUE | wye
46 | LV_4045-36_0_5_load_40 | 58 | 0.0040345 | 0.0010111 | 0 | 0 |  | 1 | TRUE | wye
47 | LV_4045-36_0_5_load_45 | 59 | 0.0018404 | 0.00046125 | 0 | 0 |  | 1 | TRUE | wye
48 | LV_4045-36_0_5_load_67 | 60 | 0.0038589 | 0.00096713 | 0 | 0 |  | 1 | TRUE | wye
49 | LV_4045-36_0_5_load_46 | 61 | 0.0018347 | 0.00045982 | 0 | 0 |  | 1 | TRUE | wye
50 | LV_4045-36_0_5_load_49 | 63 | 0.0010285 | 0.00025777 | 0 | 0 |  | 1 | TRUE | wye
51 | LV_4045-36_0_5_load_55 | 65 | 0.0035434 | 0.00088806 | 0 | 0 |  | 1 | TRUE | wye
52 | LV_4045-36_0_5_load_56 | 66 | 0.013818 | 0.0034631 | 0 | 0 |  | 1 | TRUE | wye
53 | LV_4045-36_0_5_load_57 | 67 | 0.0041628 | 0.0010433 | 0 | 0 |  | 1 | TRUE | wye
54 | LV_4045-36_0_5_load_58 | 68 | 0.008808 | 0.0022075 | 0 | 0 |  | 1 | TRUE | wye
55 | LV_4045-36_0_5_load_59 | 69 | 0.0029844 | 0.00074796 | 0 | 0 |  | 1 | TRUE | wye
56 | LV_4045-36_0_5_load_60 | 70 | 0.0034117 | 0.00085506 | 0 | 0 |  | 1 | TRUE | wye
57 | LV_4045-36_0_5_load_64 | 71 | 0.0029186 | 0.00073146 | 0 | 0 |  | 1 | TRUE | wye
58 | LV_4045-36_0_5_load_88 | 72 | 0.021232 | 0.0053213 | 0 | 0 |  | 1 | TRUE | wye
59 | LV_4045-36_0_5_load_65 | 73 | 0.007486 | 0.0018762 | 0 | 0 |  | 1 | TRUE | wye
60 | LV_4045-36_0_5_load_89 | 74 | 0.0086428 | 0.0021661 | 0 | 0 |  | 1 | TRUE | wye
61 | LV_4045-36_0_5_load_66 | 75 | 0.0034233 | 0.00085795 | 0 | 0 |  | 1 | TRUE | wye
62 | LV_4045-36_0_5_load_125 | 77 | 0.0040319 | 0.0010105 | 0 | 0 |  | 1 | TRUE | wye
63 | LV_4045-36_0_5_load_69 | 79 | 0.0030243 | 0.00075797 | 0 | 0 |  | 1 | TRUE | wye
64 | LV_4045-36_0_5_load_70 | 80 | 0.0040713 | 0.0010204 | 0 | 0 |  | 1 | TRUE | wye
65 | LV_4045-36_0_5_load_71 | 81 | 0.003891 | 0.00097517 | 0 | 0 |  | 1 | TRUE | wye
66 | LV_4045-36_0_5_load_72 | 82 | 0.0029626 | 0.00074249 | 0 | 0 |  | 1 | TRUE | wye
67 | LV_4045-36_0_5_load_78 | 83 | 0.0038609 | 0.00096763 | 0 | 0 |  | 1 | TRUE | wye
68 | LV_4045-36_0_5_load_79 | 84 | 0.0045901 | 0.0011504 | 0 | 0 |  | 1 | TRUE | wye
69 | LV_4045-36_0_5_load_73 | 85 | 0.0037281 | 0.00093434 | 0 | 0 |  | 1 | TRUE | wye
70 | LV_4045-36_0_5_load_74 | 86 | 0.0038479 | 0.00096439 | 0 | 0 |  | 1 | TRUE | wye
71 | LV_4045-36_0_5_load_75 | 87 | 0.0062972 | 0.0015782 | 0 | 0 |  | 1 | TRUE | wye
72 | LV_4045-36_0_5_load_76 | 88 | 0.0036479 | 0.00091424 | 0 | 0 |  | 1 | TRUE | wye
73 | LV_4045-36_0_5_load_77 | 89 | 0.0036279 | 0.00090925 | 0 | 0 |  | 1 | TRUE | wye
74 | LV_4045-36_0_5_load_85 | 91 | 0.0029068 | 0.00072852 | 0 | 0 |  | 1 | TRUE | wye
75 | LV_4045-36_0_5_load_156 | 92 | 0.0028922 | 0.00072485 | 0 | 0 |  | 1 | TRUE | wye
76 | LV_4045-36_0_5_load_169 | 93 | 0.0033877 | 0.00084904 | 0 | 0 |  | 1 | TRUE | wye
77 | LV_4045-36_0_5_load_97 | 94 | 0.0062049 | 0.0015551 | 0 | 0 |  | 1 | TRUE | wye
78 | LV_4045-36_0_5_load_87 | 96 | 0.0038667 | 0.00096909 | 0 | 0 |  | 1 | TRUE | wye
79 | LV_4045-36_0_5_load_83 | 97 | 0.0044841 | 0.0011238 | 0 | 0 |  | 1 | TRUE | wye
80 | LV_4045-36_0_5_load_80 | 98 | 0.0040654 | 0.0010189 | 0 | 0 |  | 1 | TRUE | wye
81 | LV_4045-36_0_5_load_81 | 99 | 0.0039405 | 0.00098758 | 0 | 0 |  | 1 | TRUE | wye
82 | LV_4045-36_0_5_load_82 | 100 | 0.0033951 | 0.0008509 | 0 | 0 |  | 1 | TRUE | wye
83 | LV_4045-36_0_5_load_84 | 101 | 0.0049187 | 0.0012327 | 0 | 0 |  | 1 | TRUE | wye
84 | LV_4045-36_0_5_load_92 | 102 | 0.0034017 | 0.00085255 | 0 | 0 |  | 1 | TRUE | wye
85 | LV_4045-36_0_5_load_90 | 103 | 0.0047828 | 0.0011987 | 0 | 0 |  | 1 | TRUE | wye
86 | LV_4045-36_0_5_load_94 | 104 | 0.0038623 | 0.00096798 | 0 | 0 |  | 1 | TRUE | wye
87 | LV_4045-36_0_5_load_133 | 105 | 0.005139 | 0.001288 | 0 | 0 |  | 1 | TRUE | wye
88 | LV_4045-36_0_5_load_144 | 106 | 0.003004 | 0.00075287 | 0 | 0 |  | 1 | TRUE | wye
89 | LV_4045-36_0_5_load_145 | 107 | 0.0061616 | 0.0015442 | 0 | 0 |  | 1 | TRUE | wye
90 | LV_4045-36_0_5_load_126 | 108 | 0.0081576 | 0.0020445 | 0 | 0 |  | 1 | TRUE | wye
91 | LV_4045-36_0_5_load_134 | 109 | 0.0041907 | 0.0010503 | 0 | 0 |  | 1 | TRUE | wye
92 | LV_4045-36_0_5_load_155 | 110 | 0.0025556 | 0.00064051 | 0 | 0 |  | 1 | TRUE | wye
93 | LV_4045-36_0_5_load_108 | 111 | 0.0056485 | 0.0014157 | 0 | 0 |  | 1 | TRUE | wye
94 | LV_4045-36_0_5_load_98 | 112 | 0.0056197 | 0.0014084 | 0 | 0 |  | 1 | TRUE | wye
95 | LV_4045-36_0_5_load_99 | 113 | 0.004247 | 0.0010644 | 0 | 0 |  | 1 | TRUE | wye
96 | LV_4045-36_0_5_load_100 | 114 | 0.0045734 | 0.0011462 | 0 | 0 |  | 1 | TRUE | wye
97 | LV_4045-36_0_5_load_101 | 115 | 0.0035432 | 0.000888 | 0 | 0 |  | 1 | TRUE | wye
98 | LV_4045-36_0_5_load_110 | 116 | 0.0018778 | 0.00047062 | 0 | 0 |  | 1 | TRUE | wye
99 | LV_4045-36_0_5_load_109 | 117 | 0.0051957 | 0.0013022 | 0 | 0 |  | 1 | TRUE | wye
100 | LV_4045-36_0_5_load_102 | 118 | 0.0038337 | 0.00096082 | 0 | 0 |  | 1 | TRUE | wye
101 | LV_4045-36_0_5_load_103 | 119 | 0.0013097 | 0.00032825 | 0 | 0 |  | 1 | TRUE | wye
102 | LV_4045-36_0_5_load_105 | 121 | 0.0036264 | 0.00090886 | 0 | 0 |  | 1 | TRUE | wye
103 | LV_4045-36_0_5_load_106 | 122 | 0.0029065 | 0.00072843 | 0 | 0 |  | 1 | TRUE | wye
104 | LV_4045-36_0_5_load_107 | 123 | 0.0031629 | 0.0007927 | 0 | 0 |  | 1 | TRUE | wye
105 | LV_4045-36_0_5_load_185 | 124 | 0.0022408 | 0.00056159 | 0 | 0 |  | 1 | TRUE | wye
106 | LV_4045-36_0_5_load_186 | 125 | 0.0017076 | 0.00042797 | 0 | 0 |  | 1 | TRUE | wye
107 | LV_4045-36_0_5_load_111 | 126 | 0.0050349 | 0.0012619 | 0 | 0 |  | 1 | TRUE | wye
108 | LV_4045-36_0_5_load_112 | 127 | 0.0017452 | 0.00043738 | 0 | 0 |  | 1 | TRUE | wye
109 | LV_4045-36_0_5_load_114 | 129 | 0.0014905 | 0.00037356 | 0 | 0 |  | 1 | TRUE | wye
110 | LV_4045-36_0_5_load_115 | 130 | 0.0042799 | 0.0010726 | 0 | 0 |  | 1 | TRUE | wye
111 | LV_4045-36_0_5_load_129 | 132 | 0.00095682 | 0.0002398 | 0 | 0 |  | 1 | TRUE | wye
112 | LV_4045-36_0_5_load_162 | 133 | 0.0018181 | 0.00045566 | 0 | 0 |  | 1 | TRUE | wye
113 | LV_4045-36_0_5_load_143 | 134 | 0.0076103 | 0.0019073 | 0 | 0 |  | 1 | TRUE | wye
114 | LV_4045-36_0_5_load_154 | 135 | 0.0027523 | 0.0006898 | 0 | 0 |  | 1 | TRUE | wye
115 | LV_4045-36_0_5_load_163 | 137 | 0.0018626 | 0.0004668 | 0 | 0 |  | 1 | TRUE | wye
116 | LV_4045-36_0_5_load_142 | 138 | 0.0048291 | 0.0012103 | 0 | 0 |  | 1 | TRUE | wye
117 | LV_4045-36_0_5_load_153 | 139 | 0.0059361 | 0.0014877 | 0 | 0 |  | 1 | TRUE | wye
118 | LV_4045-36_0_5_load_117 | 140 | 0.0013589 | 0.00034058 | 0 | 0 |  | 1 | TRUE | wye
119 | LV_4045-36_0_5_load_121 | 141 | 0.0058851 | 0.001475 | 0 | 0 |  | 1 | TRUE | wye
120 | LV_4045-36_0_5_load_123 | 142 | 0.0024275 | 0.00060838 | 0 | 0 |  | 1 | TRUE | wye
121 | LV_4045-36_0_5_load_124 | 143 | 0.0031098 | 0.00077939 | 0 | 0 |  | 1 | TRUE | wye
122 | LV_4045-36_0_5_load_132 | 144 | 0.0034929 | 0.0008754 | 0 | 0 |  | 1 | TRUE | wye
123 | LV_4045-36_0_5_load_164 | 145 | 0.0027093 | 0.00067901 | 0 | 0 |  | 1 | TRUE | wye
124 | LV_4045-36_0_5_load_135 | 147 | 0.0028075 | 0.00070363 | 0 | 0 |  | 1 | TRUE | wye
125 | LV_4045-36_0_5_load_136 | 148 | 0.0037812 | 0.00094766 | 0 | 0 |  | 1 | TRUE | wye
126 | LV_4045-36_0_5_load_137 | 149 | 0.0034823 | 0.00087275 | 0 | 0 |  | 1 | TRUE | wye
127 | LV_4045-36_0_5_load_138 | 150 | 0.002742 | 0.00068722 | 0 | 0 |  | 1 | TRUE | wye
128 | LV_4045-36_0_5_load_139 | 151 | 0.0034408 | 0.00086235 | 0 | 0 |  | 1 | TRUE | wye
129 | LV_4045-36_0_5_load_140 | 152 | 0.0031014 | 0.00077728 | 0 | 0 |  | 1 | TRUE | wye
130 | LV_4045-36_0_5_load_141 | 153 | 0.0099659 | 0.0024977 | 0 | 0 |  | 1 | TRUE | wye
131 | LV_4045-36_0_5_load_146 | 154 | 0.0033543 | 0.00084067 | 0 | 0 |  | 1 | TRUE | wye
132 | LV_4045-36_0_5_load_147 | 155 | 0.0024687 | 0.00061872 | 0 | 0 |  | 1 | TRUE | wye
133 | LV_4045-36_0_5_load_148 | 156 | 0.0026929 | 0.0006749 | 0 | 0 |  | 1 | TRUE | wye
134 | LV_4045-36_0_5_load_149 | 157 | 0.0031097 | 0.00077937 | 0 | 0 |  | 1 | TRUE | wye
135 | LV_4045-36_0_5_load_150 | 158 | 0.0025587 | 0.00064127 | 0 | 0 |  | 1 | TRUE | wye
136 | LV_4045-36_0_5_load_151 | 159 | 0.004816 | 0.001207 | 0 | 0 |  | 1 | TRUE | wye
137 | LV_4045-36_0_5_load_152 | 160 | 0.0025535 | 0.00063996 | 0 | 0 |  | 1 | TRUE | wye
138 | LV_4045-36_0_5_load_160 | 161 | 0.0088493 | 0.0022178 | 0 | 0 |  | 1 | TRUE | wye
139 | LV_4045-36_0_5_load_158 | 162 | 0.0025014 | 0.0006269 | 0 | 0 |  | 1 | TRUE | wye
140 | LV_4045-36_0_5_load_157 | 163 | 0.0016981 | 0.00042557 | 0 | 0 |  | 1 | TRUE | wye
141 | LV_4045-36_0_5_load_159 | 164 | 0.0019117 | 0.00047911 | 0 | 0 |  | 1 | TRUE | wye
142 | LV_4045-36_0_5_load_161 | 165 | 0.0025992 | 0.00065142 | 0 | 0 |  | 1 | TRUE | wye
143 | LV_4045-36_0_5_load_166 | 166 | 0.0019687 | 0.0004934 | 0 | 0 |  | 1 | TRUE | wye
144 | LV_4045-36_0_5_load_167 | 167 | 0.0018937 | 0.0004746 | 0 | 0 |  | 1 | TRUE | wye
145 | LV_4045-36_0_5_load_168 | 168 | 0.0094722 | 0.002374 | 0 | 0 |  | 1 | TRUE | wye
146 | LV_4045-36_0_5_load_170 | 169 | 0.0017611 | 0.00044138 | 0 | 0 |  | 1 | TRUE | wye
147 | LV_4045-36_0_5_load_188 | 171 | 0.0031645 | 0.00079309 | 0 | 0 |  | 1 | TRUE | wye
148 | LV_4045-36_0_5_load_175 | 172 | 0.0017186 | 0.00043071 | 0 | 0 |  | 1 | TRUE | wye
149 | LV_4045-36_0_5_load_171 | 173 | 0.0026939 | 0.00067515 | 0 | 0 |  | 1 | TRUE | wye
150 | LV_4045-36_0_5_load_172 | 174 | 0.00323 | 0.00080953 | 0 | 0 |  | 1 | TRUE | wye
151 | LV_4045-36_0_5_load_173 | 175 | 0.0019197 | 0.00048112 | 0 | 0 |  | 1 | TRUE | wye
152 | LV_4045-36_0_5_load_190 | 177 | 0.0016814 | 0.00042139 | 0 | 0 |  | 1 | TRUE | wye
153 | LV_4045-36_0_5_load_189 | 178 | 0.0017267 | 0.00043276 | 0 | 0 |  | 1 | TRUE | wye
154 | LV_4045-36_0_5_load_197 | 179 | 0.0049385 | 0.0012377 | 0 | 0 |  | 1 | TRUE | wye
155 | LV_4045-36_0_5_load_184 | 180 | 0.0018242 | 0.00045718 | 0 | 0 |  | 1 | TRUE | wye
156 | LV_4045-36_0_5_load_176 | 181 | 0.0021462 | 0.00053789 | 0 | 0 |  | 1 | TRUE | wye
157 | LV_4045-36_0_5_load_177 | 182 | 0.0033163 | 0.00083113 | 0 | 0 |  | 1 | TRUE | wye
158 | LV_4045-36_0_5_load_178 | 183 | 0.0018226 | 0.00045679 | 0 | 0 |  | 1 | TRUE | wye
159 | LV_4045-36_0_5_load_179 | 184 | 0.0025811 | 0.00064687 | 0 | 0 |  | 1 | TRUE | wye
160 | LV_4045-36_0_5_load_180 | 185 | 0.0028469 | 0.00071349 | 0 | 0 |  | 1 | TRUE | wye
161 | LV_4045-36_0_5_load_181 | 186 | 0.0029087 | 0.00072898 | 0 | 0 |  | 1 | TRUE | wye
162 | LV_4045-36_0_5_load_182 | 187 | 0.0023528 | 0.00058966 | 0 | 0 |  | 1 | TRUE | wye
163 | LV_4045-36_0_5_load_183 | 188 | 0.0034559 | 0.00086613 | 0 | 0 |  | 1 | TRUE | wye
164 | LV_4045-36_0_5_load_196 | 189 | 0.0032264 | 0.00080861 | 0 | 0 |  | 1 | TRUE | wye
165 | LV_4045-36_0_5_load_191 | 190 | 0.003252 | 0.00081503 | 0 | 0 |  | 1 | TRUE | wye
166 | LV_4045-36_0_5_load_192 | 191 | 0.0017718 | 0.00044405 | 0 | 0 |  | 1 | TRUE | wye
167 | LV_4045-36_0_5_load_193 | 192 | 0.0022702 | 0.00056896 | 0 | 0 |  | 1 | TRUE | wye
168 | LV_4045-36_0_5_load_194 | 193 | 0.0046867 | 0.0011746 | 0 | 0 |  | 1 | TRUE | wye
169 | LV_4045-36_0_5_load_198 | 195 | 0.0013885 | 0.000348 | 0 | 0 |  | 1 | TRUE | wye
170 | LV_4045-36_0_5_load_199 | 196 | 0.0029903 | 0.00074944 | 0 | 0 |  | 1 | TRUE | wye

## ext_grid
| name | bus | vm_pu | va_degree | slack_weight | in_service
0 |  | 106 | 1 | 0 | 1 | TRUE

## line
| name | std_type | from_bus | to_bus | length_km | r_ohm_per_km | x_ohm_per_km | c_nf_per_km | g_us_per_km | max_i_ka | df | parallel | type | in_service
0 | LV_4045-36_0_5_line_0 |  | 0 | 1 | 0.024806 | 0.125 | 0.08 | 261 | 0 | 0.364 | 1 | 1 | cs | TRUE
1 | LV_4045-36_0_5_line_1 |  | 0 | 2 | 0.0009447 | 0.125 | 0.08 | 261 | 0 | 0.364 | 1 | 1 | cs | TRUE
2 | LV_4045-36_0_5_line_2 |  | 1 | 3 | 0.0065984 | 0.125 | 0.08 | 261 | 0 | 0.364 | 1 | 1 | cs | TRUE
3 | LV_4045-36_0_5_line_3 |  | 2 | 4 | 0.014781 | 0.125 | 0.08 | 261 | 0 | 0.364 | 1 | 1 | cs | TRUE
4 | LV_4045-36_0_5_line_4 |  | 3 | 5 | 0.014341 | 0.125 | 0.08 | 261 | 0 | 0.364 | 1 | 1 | cs | TRUE
5 | LV_4045-36_0_5_line_5 |  | 4 | 6 | 0.018359 | 0.125 | 0.08 | 261 | 0 | 0.364 | 1 | 1 | cs | TRUE
6 | LV_4045-36_0_5_line_6 |  | 5 | 7 | 0.013545 | 0.125 | 0.08 | 261 | 0 | 0.364 | 1 | 1 | cs | TRUE
7 | LV_4045-36_0_5_line_7 |  | 6 | 8 | 0.021402 | 0.125 | 0.08 | 261 | 0 | 0.364 | 1 | 1 | cs | TRUE
8 | LV_4045-36_0_5_line_8 |  | 6 | 9 | 0.015508 | 0.125 | 0.08 | 261 | 0 | 0.364 | 1 | 1 | cs | TRUE
9 | LV_4045-36_0_5_line_9 |  | 7 | 12 | 0.01699 | 0.125 | 0.08 | 261 | 0 | 0.364 | 1 | 1 | cs | TRUE
10 | LV_4045-36_0_5_line_10 |  | 8 | 64 | 0.026565 | 0.125 | 0.08 | 261 | 0 | 0.364 | 1 | 1 | cs | TRUE
11 | LV_4045-36_0_5_line_11 |  | 9 | 20 | 0.018804 | 0.125 | 0.08 | 261 | 0 | 0.364 | 1 | 1 | cs | TRUE
12 | LV_4045-36_0_5_line_12 |  | 10 | 11 | 0.013248 | 0.125 | 0.08 | 261 | 0 | 0.364 | 1 | 1 | cs | TRUE
13 | LV_4045-36_0_5_line_13 |  | 11 | 37 | 0.024806 | 0.125 | 0.08 | 261 | 0 | 0.364 | 1 | 1 | cs | TRUE
14 | LV_4045-36_0_5_line_14 |  | 12 | 13 | 0.013387 | 0.125 | 0.08 | 261 | 0 | 0.364 | 1 | 1 | cs | TRUE
15 | LV_4045-36_0_5_line_15 |  | 13 | 14 | 0.0082566 | 0.125 | 0.08 | 261 | 0 | 0.364 | 1 | 1 | cs | TRUE
16 | LV_4045-36_0_5_line_16 |  | 14 | 15 | 0.001323 | 0.125 | 0.08 | 261 | 0 | 0.364 | 1 | 1 | cs | TRUE
17 | LV_4045-36_0_5_line_17 |  | 15 | 44 | 0.023396 | 0.125 | 0.08 | 261 | 0 | 0.364 | 1 | 1 | cs | TRUE
18 | LV_4045-36_0_5_line_18 |  | 16 | 17 | 0.026394 | 0.125 | 0.08 | 261 | 0 | 0.364 | 1 | 1 | cs | TRUE
19 | LV_4045-36_0_5_line_19 |  | 17 | 18 | 0.027424 | 0.125 | 0.08 | 261 | 0 | 0.364 | 1 | 1 | cs | TRUE
20 | LV_4045-36_0_5_line_20 |  | 18 | 19 | 0.018558 | 0.125 | 0.08 | 261 | 0 | 0.364 | 1 | 1 | cs | TRUE
21 | LV_4045-36_0_5_line_21 |  | 19 | 20 | 0.016065 | 0.125 | 0.08 | 261 | 0 | 0.364 | 1 | 1 | cs | TRUE
22 | LV_4045-36_0_5_line_22 |  | 21 | 22 | 0.028915 | 0.125 | 0.08 | 261 | 0 | 0.364 | 1 | 1 | cs | TRUE
23 | LV_4045-36_0_5_line_23 |  | 21 | 23 | 0.012707 | 0.125 | 0.08 | 261 | 0 | 0.364 | 1 | 1 | cs | TRUE
24 | LV_4045-36_0_5_line_24 |  | 22 | 24 | 0.0041749 | 0.125 | 0.08 | 261 | 0 | 0.364 | 1 | 2 | cs | TRUE
25 | LV_4045-36_0_5_line_25 |  | 23 | 25 | 0.019466 | 0.125 | 0.08 | 261 | 0 | 0.364 | 1 | 1 | cs | TRUE
26 | LV_4045-36_0_5_line_26 |  | 24 | 136 | 0.026277 | 0.125 | 0.08 | 261 | 0 | 0.364 | 1 | 4 | cs | TRUE
27 | LV_4045-36_0_5_line_27 |  | 25 | 140 | 0.016047 | 0.125 | 0.08 | 261 | 0 | 0.364 | 1 | 1 | cs | TRUE
28 | LV_4045-36_0_5_line_28 |  | 26 | 27 | 0.030586 | 0.125 | 0.08 | 261 | 0 | 0.364 | 1 | 1 | cs | TRUE
29 | LV_4045-36_0_5_line_29 |  | 26 | 28 | 0.01027 | 0.125 | 0.08 | 261 | 0 | 0.364 | 1 | 1 | cs | TRUE
30 | LV_4045-36_0_5_line_30 |  | 27 | 29 | 0.038543 | 0.125 | 0.08 | 261 | 0 | 0.364 | 1 | 1 | cs | TRUE
31 | LV_4045-36_0_5_line_31 |  | 28 | 30 | 0.014359 | 0.125 | 0.08 | 261 | 0 | 0.364 | 1 | 1 | cs | TRUE
32 | LV_4045-36_0_5_line_32 |  | 29 | 31 | 0.006263 | 0.125 | 0.08 | 261 | 0 | 0.364 | 1 | 1 | cs | TRUE
33 | LV_4045-36_0_5_line_33 |  | 30 | 32 | 0.0081403 | 0.125 | 0.08 | 261 | 0 | 0.364 | 1 | 1 | cs | TRUE
34 | LV_4045-36_0_5_line_34 |  | 31 | 33 | 0.016513 | 0.125 | 0.08 | 261 | 0 | 0.364 | 1 | 1 | cs | TRUE
35 | LV_4045-36_0_5_line_35 |  | 31 | 34 | 0.0019542 | 0.125 | 0.08 | 261 | 0 | 0.364 | 1 | 1 | cs | TRUE
36 | LV_4045-36_0_5_line_36 |  | 33 | 51 | 0.01987 | 0.125 | 0.08 | 261 | 0 | 0.364 | 1 | 1 | cs | TRUE
37 | LV_4045-36_0_5_line_37 |  | 35 | 36 | 0.020734 | 0.125 | 0.08 | 261 | 0 | 0.364 | 1 | 1 | cs | TRUE
38 | LV_4045-36_0_5_line_38 |  | 35 | 37 | 0.014827 | 0.125 | 0.08 | 261 | 0 | 0.364 | 1 | 1 | cs | TRUE
39 | LV_4045-36_0_5_line_39 |  | 36 | 38 | 0.00051094 | 0.125 | 0.08 | 261 | 0 | 0.364 | 1 | 1 | cs | TRUE
40 | LV_4045-36_0_5_line_40 |  | 37 | 39 | 0.0048477 | 0.125 | 0.08 | 261 | 0 | 0.364 | 1 | 1 | cs | TRUE
41 | LV_4045-36_0_5_line_41 |  | 38 | 40 | 0.0038322 | 0.125 | 0.08 | 261 | 0 | 0.364 | 1 | 1 | cs | TRUE
42 | LV_4045-36_0_5_line_42 |  | 39 | 41 | 0.01342 | 0.125 | 0.08 | 261 | 0 | 0.364 | 1 | 1 | cs | TRUE
43 | LV_4045-36_0_5_line_43 |  | 40 | 42 | 0.0068033 | 0.125 | 0.08 | 261 | 0 | 0.364 | 1 | 1 | cs | TRUE
44 | LV_4045-36_0_5_line_44 |  | 41 | 43 | 0.0040173 | 0.125 | 0.08 | 261 | 0 | 0.364 | 1 | 1 | cs | TRUE
45 | LV_4045-36_0_5_line_45 |  | 42 | 50 | 0.0069288 | 0.125 | 0.08 | 261 | 0 | 0.364 | 1 | 1 | cs | TRUE
46 | LV_4045-36_0_5_line_46 |  | 44 | 45 | 0.014879 | 0.125 | 0.08 | 261 | 0 | 0.364 | 1 | 1 | cs | TRUE
47 | LV_4045-36_0_5_line_47 |  | 45 | 46 | 0.009668 | 0.125 | 0.08 | 261 | 0 | 0.364 | 1 | 1 | cs | TRUE
48 | LV_4045-36_0_5_line_48 |  | 45 | 47 | 0.010173 | 0.125 | 0.08 | 261 | 0 | 0.364 | 1 | 1 | cs | TRUE
49 | LV_4045-36_0_5_line_49 |  | 47 | 48 | 0.00021015 | 0.125 | 0.08 | 261 | 0 | 0.364 | 1 | 1 | cs | TRUE
50 | LV_4045-36_0_5_line_50 |  | 48 | 49 | 0.016157 | 0.125 | 0.08 | 261 | 0 | 0.364 | 1 | 1 | cs | TRUE
51 | LV_4045-36_0_5_line_51 |  | 49 | 63 | 0.0061349 | 0.125 | 0.08 | 261 | 0 | 0.364 | 1 | 1 | cs | TRUE
52 | LV_4045-36_0_5_line_52 |  | 50 | 63 | 0.00068879 | 0.125 | 0.08 | 261 | 0 | 0.364 | 1 | 1 | cs | TRUE
53 | LV_4045-36_0_5_line_53 |  | 51 | 56 | 0.020039 | 0.125 | 0.08 | 261 | 0 | 0.364 | 1 | 1 | cs | TRUE
54 | LV_4045-36_0_5_line_54 |  | 52 | 53 | 0.017354 | 0.125 | 0.08 | 261 | 0 | 0.364 | 1 | 1 | cs | TRUE
55 | LV_4045-36_0_5_line_55 |  | 52 | 54 | 0.01531 | 0.125 | 0.08 | 261 | 0 | 0.364 | 1 | 1 | cs | TRUE
56 | LV_4045-36_0_5_line_56 |  | 53 | 55 | 0.022749 | 0.125 | 0.08 | 261 | 0 | 0.364 | 1 | 1 | cs | TRUE
57 | LV_4045-36_0_5_line_57 |  | 54 | 56 | 0.013313 | 0.125 | 0.08 | 261 | 0 | 0.364 | 1 | 1 | cs | TRUE
58 | LV_4045-36_0_5_line_58 |  | 54 | 57 | 0.032962 | 0.125 | 0.08 | 261 | 0 | 0.364 | 1 | 1 | cs | TRUE
59 | LV_4045-36_0_5_line_59 |  | 54 | 58 | 0.0094813 | 0.125 | 0.08 | 261 | 0 | 0.364 | 1 | 1 | cs | TRUE
60 | LV_4045-36_0_5_line_60 |  | 55 | 59 | 0.019633 | 0.125 | 0.08 | 261 | 0 | 0.364 | 1 | 1 | cs | TRUE
61 | LV_4045-36_0_5_line_61 |  | 57 | 60 | 0.0041654 | 0.125 | 0.08 | 261 | 0 | 0.364 | 1 | 1 | cs | TRUE
62 | LV_4045-36_0_5_line_62 |  | 59 | 61 | 0.01659 | 0.125 | 0.08 | 261 | 0 | 0.364 | 1 | 1 | cs | TRUE
63 | LV_4045-36_0_5_line_63 |  | 60 | 62 | 0.014333 | 0.125 | 0.08 | 261 | 0 | 0.364 | 1 | 1 | cs | TRUE
64 | LV_4045-36_0_5_line_64 |  | 62 | 76 | 0.005829 | 0.125 | 0.08 | 261 | 0 | 0.364 | 1 | 2 | cs | TRUE
65 | LV_4045-36_0_5_line_65 |  | 62 | 75 | 0.01305 | 0.125 | 0.08 | 261 | 0 | 0.364 | 1 | 1 | cs | TRUE
66 | LV_4045-36_0_5_line_66 |  | 64 | 141 | 0.023823 | 0.125 | 0.08 | 261 | 0 | 0.364 | 1 | 1 | cs | TRUE
67 | LV_4045-36_0_5_line_67 |  | 64 | 140 | 0.016316 | 0.125 | 0.08 | 261 | 0 | 0.364 | 1 | 1 | cs | TRUE
68 | LV_4045-36_0_5_line_68 |  | 65 | 66 | 0.022495 | 0.125 | 0.08 | 261 | 0 | 0.364 | 1 | 1 | cs | TRUE
69 | LV_4045-36_0_5_line_69 |  | 65 | 67 | 0.0048116 | 0.125 | 0.08 | 261 | 0 | 0.364 | 1 | 1 | cs | TRUE
70 | LV_4045-36_0_5_line_70 |  | 66 | 68 | 0.0071906 | 0.125 | 0.08 | 261 | 0 | 0.364 | 1 | 1 | cs | TRUE
71 | LV_4045-36_0_5_line_71 |  | 67 | 69 | 0.012826 | 0.125 | 0.08 | 261 | 0 | 0.364 | 1 | 1 | cs | TRUE
72 | LV_4045-36_0_5_line_72 |  | 68 | 70 | 0.00025114 | 0.125 | 0.08 | 261 | 0 | 0.364 | 1 | 1 | cs | TRUE
73 | LV_4045-36_0_5_line_73 |  | 69 | 71 | 0.0082332 | 0.125 | 0.08 | 261 | 0 | 0.364 | 1 | 1 | cs | TRUE
74 | LV_4045-36_0_5_line_74 |  | 70 | 72 | 0.02047 | 0.125 | 0.08 | 261 | 0 | 0.364 | 1 | 1 | cs | TRUE
75 | LV_4045-36_0_5_line_75 |  | 71 | 73 | 0.018943 | 0.125 | 0.08 | 261 | 0 | 0.364 | 1 | 1 | cs | TRUE
76 | LV_4045-36_0_5_line_76 |  | 72 | 74 | 0.013923 | 0.125 | 0.08 | 261 | 0 | 0.364 | 1 | 1 | cs | TRUE
77 | LV_4045-36_0_5_line_77 |  | 73 | 75 | 0.00099569 | 0.125 | 0.08 | 261 | 0 | 0.364 | 1 | 1 | cs | TRUE
78 | LV_4045-36_0_5_line_78 |  | 76 | 77 | 0.023817 | 0.125 | 0.08 | 261 | 0 | 0.364 | 1 | 1 | cs | TRUE
79 | LV_4045-36_0_5_line_79 |  | 76 | 78 | 0.022806 | 0.125 | 0.08 | 261 | 0 | 0.364 | 1 | 5 | cs | TRUE
80 | LV_4045-36_0_5_line_80 |  | 77 | 108 | 0.024751 | 0.125 | 0.08 | 261 | 0 | 0.364 | 1 | 1 | cs | TRUE
81 | LV_4045-36_0_5_line_81 |  | 78 | 104 | 0.010218 | 0.125 | 0.08 | 261 | 0 | 0.364 | 1 | 5 | cs | TRUE
82 | LV_4045-36_0_5_line_82 |  | 78 | 103 | 0.0070215 | 0.125 | 0.08 | 261 | 0 | 0.364 | 1 | 5 | cs | TRUE
83 | LV_4045-36_0_5_line_83 |  | 79 | 80 | 0.0076998 | 0.125 | 0.08 | 261 | 0 | 0.364 | 1 | 1 | cs | TRUE
84 | LV_4045-36_0_5_line_84 |  | 79 | 81 | 0.0012309 | 0.125 | 0.08 | 261 | 0 | 0.364 | 1 | 1 | cs | TRUE
85 | LV_4045-36_0_5_line_85 |  | 80 | 82 | 0.010349 | 0.125 | 0.08 | 261 | 0 | 0.364 | 1 | 1 | cs | TRUE
86 | LV_4045-36_0_5_line_86 |  | 82 | 83 | 0.003504 | 0.125 | 0.08 | 261 | 0 | 0.364 | 1 | 1 | cs | TRUE
87 | LV_4045-36_0_5_line_87 |  | 83 | 84 | 0.0059162 | 0.125 | 0.08 | 261 | 0 | 0.364 | 1 | 1 | cs | TRUE
88 | LV_4045-36_0_5_line_88 |  | 84 | 96 | 0.0067675 | 0.125 | 0.08 | 261 | 0 | 0.364 | 1 | 1 | cs | TRUE
89 | LV_4045-36_0_5_line_89 |  | 85 | 86 | 0.0029766 | 0.125 | 0.08 | 261 | 0 | 0.364 | 1 | 5 | cs | TRUE
90 | LV_4045-36_0_5_line_90 |  | 85 | 87 | 0.0045622 | 0.125 | 0.08 | 261 | 0 | 0.364 | 1 | 5 | cs | TRUE
91 | LV_4045-36_0_5_line_91 |  | 86 | 88 | 0.01718 | 0.125 | 0.08 | 261 | 0 | 0.364 | 1 | 5 | cs | TRUE
92 | LV_4045-36_0_5_line_92 |  | 87 | 89 | 0.015402 | 0.125 | 0.08 | 261 | 0 | 0.364 | 1 | 5 | cs | TRUE
93 | LV_4045-36_0_5_line_93 |  | 88 | 90 | 0.021021 | 0.125 | 0.08 | 261 | 0 | 0.364 | 1 | 5 | cs | TRUE
94 | LV_4045-36_0_5_line_94 |  | 89 | 91 | 0.0038413 | 0.125 | 0.08 | 261 | 0 | 0.364 | 1 | 5 | cs | TRUE
95 | LV_4045-36_0_5_line_95 |  | 90 | 92 | 0.011115 | 0.125 | 0.08 | 261 | 0 | 0.364 | 1 | 5 | cs | TRUE
96 | LV_4045-36_0_5_line_96 |  | 90 | 93 | 0.011722 | 0.125 | 0.08 | 261 | 0 | 0.364 | 1 | 5 | cs | TRUE
97 | LV_4045-36_0_5_line_97 |  | 90 | 94 | 0.017742 | 0.125 | 0.08 | 261 | 0 | 0.364 | 1 | 1 | cs | TRUE
98 | LV_4045-36_0_5_line_98 |  | 91 | 95 | 0.0065252 | 0.125 | 0.08 | 261 | 0 | 0.364 | 1 | 5 | cs | TRUE
99 | LV_4045-36_0_5_line_99 |  | 92 | 110 | 0.01656 | 0.125 | 0.08 | 261 | 0 | 0.364 | 1 | 5 | cs | TRUE
100 | LV_4045-36_0_5_line_100 |  | 93 | 111 | 0.0249 | 0.125 | 0.08 | 261 | 0 | 0.364 | 1 | 5 | cs | TRUE
101 | LV_4045-36_0_5_line_101 |  | 94 | 101 | 0.017175 | 0.125 | 0.08 | 261 | 0 | 0.364 | 1 | 1 | cs | TRUE
102 | LV_4045-36_0_5_line_102 |  | 95 | 102 | 0.012047 | 0.125 | 0.08 | 261 | 0 | 0.364 | 1 | 1 | cs | TRUE
103 | LV_4045-36_0_5_line_103 |  | 95 | 103 | 0.014331 | 0.125 | 0.08 | 261 | 0 | 0.364 | 1 | 5 | cs | TRUE
104 | LV_4045-36_0_5_line_104 |  | 96 | 97 | 0.0096741 | 0.125 | 0.08 | 261 | 0 | 0.364 | 1 | 1 | cs | TRUE
105 | LV_4045-36_0_5_line_105 |  | 97 | 99 | 0.0043894 | 0.125 | 0.08 | 261 | 0 | 0.364 | 1 | 1 | cs | TRUE
106 | LV_4045-36_0_5_line_106 |  | 98 | 99 | 0.0074839 | 0.125 | 0.08 | 261 | 0 | 0.364 | 1 | 1 | cs | TRUE
107 | LV_4045-36_0_5_line_107 |  | 98 | 100 | 0.0099652 | 0.125 | 0.08 | 261 | 0 | 0.364 | 1 | 1 | cs | TRUE
108 | LV_4045-36_0_5_line_108 |  | 100 | 101 | 0.0045353 | 0.125 | 0.08 | 261 | 0 | 0.364 | 1 | 1 | cs | TRUE
109 | LV_4045-36_0_5_line_109 |  | 104 | 105 | 0.0063501 | 0.125 | 0.08 | 261 | 0 | 0.364 | 1 | 5 | cs | TRUE
110 | LV_4045-36_0_5_line_110 |  | 105 | 109 | 0.011125 | 0.125 | 0.08 | 261 | 0 | 0.364 | 1 | 5 | cs | TRUE
111 | LV_4045-36_0_5_line_111 |  | 106 | 107 | 0.0076499 | 0.125 | 0.08 | 261 | 0 | 0.364 | 1 | 5 | cs | TRUE
112 | LV_4045-36_0_5_line_112 |  | 107 | 154 | 0.023521 | 0.125 | 0.08 | 261 | 0 | 0.364 | 1 | 5 | cs | TRUE
113 | LV_4045-36_0_5_line_113 |  | 108 | 143 | 0.021516 | 0.125 | 0.08 | 261 | 0 | 0.364 | 1 | 1 | cs | TRUE
114 | LV_4045-36_0_5_line_114 |  | 109 | 147 | 0.0078198 | 0.125 | 0.08 | 261 | 0 | 0.364 | 1 | 5 | cs | TRUE
115 | LV_4045-36_0_5_line_115 |  | 110 | 159 | 0.0077591 | 0.125 | 0.08 | 261 | 0 | 0.364 | 1 | 5 | cs | TRUE
116 | LV_4045-36_0_5_line_116 |  | 111 | 120 | 0.017155 | 0.125 | 0.08 | 261 | 0 | 0.364 | 1 | 5 | cs | TRUE
117 | LV_4045-36_0_5_line_117 |  | 112 | 113 | 0.017687 | 0.125 | 0.08 | 261 | 0 | 0.364 | 1 | 1 | cs | TRUE
118 | LV_4045-36_0_5_line_118 |  | 112 | 114 | 0.0041055 | 0.125 | 0.08 | 261 | 0 | 0.364 | 1 | 1 | cs | TRUE
119 | LV_4045-36_0_5_line_119 |  | 113 | 115 | 0.0047398 | 0.125 | 0.08 | 261 | 0 | 0.364 | 1 | 1 | cs | TRUE
120 | LV_4045-36_0_5_line_120 |  | 115 | 116 | 0.0091409 | 0.125 | 0.08 | 261 | 0 | 0.364 | 1 | 1 | cs | TRUE
121 | LV_4045-36_0_5_line_121 |  | 116 | 117 | 0.0070788 | 0.125 | 0.08 | 261 | 0 | 0.364 | 1 | 1 | cs | TRUE
122 | LV_4045-36_0_5_line_122 |  | 117 | 121 | 0.0099445 | 0.125 | 0.08 | 261 | 0 | 0.364 | 1 | 1 | cs | TRUE
123 | LV_4045-36_0_5_line_123 |  | 118 | 119 | 0.00059621 | 0.125 | 0.08 | 261 | 0 | 0.364 | 1 | 1 | cs | TRUE
124 | LV_4045-36_0_5_line_124 |  | 118 | 120 | 0.029333 | 0.125 | 0.08 | 261 | 0 | 0.364 | 1 | 1 | cs | TRUE
125 | LV_4045-36_0_5_line_125 |  | 119 | 121 | 0.010093 | 0.125 | 0.08 | 261 | 0 | 0.364 | 1 | 1 | cs | TRUE
126 | LV_4045-36_0_5_line_126 |  | 120 | 122 | 0.019259 | 0.125 | 0.08 | 261 | 0 | 0.364 | 1 | 1 | cs | TRUE
127 | LV_4045-36_0_5_line_127 |  | 120 | 123 | 0.014294 | 0.125 | 0.08 | 261 | 0 | 0.364 | 1 | 5 | cs | TRUE
128 | LV_4045-36_0_5_line_128 |  | 123 | 124 | 0.0024559 | 0.125 | 0.08 | 261 | 0 | 0.364 | 1 | 5 | cs | TRUE
129 | LV_4045-36_0_5_line_129 |  | 124 | 125 | 0.016616 | 0.125 | 0.08 | 261 | 0 | 0.364 | 1 | 5 | cs | TRUE
130 | LV_4045-36_0_5_line_130 |  | 125 | 184 | 0.0020868 | 0.125 | 0.08 | 261 | 0 | 0.364 | 1 | 5 | cs | TRUE
131 | LV_4045-36_0_5_line_131 |  | 126 | 127 | 0.020072 | 0.125 | 0.08 | 261 | 0 | 0.364 | 1 | 5 | cs | TRUE
132 | LV_4045-36_0_5_line_132 |  | 126 | 128 | 0.013608 | 0.125 | 0.08 | 261 | 0 | 0.364 | 1 | 5 | cs | TRUE
133 | LV_4045-36_0_5_line_133 |  | 127 | 129 | 0.002961 | 0.125 | 0.08 | 261 | 0 | 0.364 | 1 | 5 | cs | TRUE
134 | LV_4045-36_0_5_line_134 |  | 128 | 130 | 0.0124 | 0.125 | 0.08 | 261 | 0 | 0.364 | 1 | 1 | cs | TRUE
135 | LV_4045-36_0_5_line_135 |  | 128 | 131 | 0.014371 | 0.125 | 0.08 | 261 | 0 | 0.364 | 1 | 5 | cs | TRUE
136 | LV_4045-36_0_5_line_136 |  | 129 | 132 | 0.012375 | 0.125 | 0.08 | 261 | 0 | 0.364 | 1 | 5 | cs | TRUE
137 | LV_4045-36_0_5_line_137 |  | 130 | 133 | 0.019877 | 0.125 | 0.08 | 261 | 0 | 0.364 | 1 | 1 | cs | TRUE
138 | LV_4045-36_0_5_line_138 |  | 131 | 134 | 0.017035 | 0.125 | 0.08 | 261 | 0 | 0.364 | 1 | 5 | cs | TRUE
139 | LV_4045-36_0_5_line_139 |  | 131 | 135 | 0.0050322 | 0.125 | 0.08 | 261 | 0 | 0.364 | 1 | 5 | cs | TRUE
140 | LV_4045-36_0_5_line_140 |  | 132 | 136 | 0.012835 | 0.125 | 0.08 | 261 | 0 | 0.364 | 1 | 5 | cs | TRUE
141 | LV_4045-36_0_5_line_141 |  | 133 | 137 | 0.0028574 | 0.125 | 0.08 | 261 | 0 | 0.364 | 1 | 1 | cs | TRUE
142 | LV_4045-36_0_5_line_142 |  | 134 | 138 | 0.021441 | 0.125 | 0.08 | 261 | 0 | 0.364 | 1 | 5 | cs | TRUE
143 | LV_4045-36_0_5_line_143 |  | 135 | 139 | 0.0256 | 0.125 | 0.08 | 261 | 0 | 0.364 | 1 | 5 | cs | TRUE
144 | LV_4045-36_0_5_line_144 |  | 138 | 153 | 0.0016535 | 0.125 | 0.08 | 261 | 0 | 0.364 | 1 | 5 | cs | TRUE
145 | LV_4045-36_0_5_line_145 |  | 139 | 154 | 0.025568 | 0.125 | 0.08 | 261 | 0 | 0.364 | 1 | 5 | cs | TRUE
146 | LV_4045-36_0_5_line_146 |  | 142 | 143 | 0.0079366 | 0.125 | 0.08 | 261 | 0 | 0.364 | 1 | 1 | cs | TRUE
147 | LV_4045-36_0_5_line_147 |  | 144 | 145 | 0.022028 | 0.125 | 0.08 | 261 | 0 | 0.364 | 1 | 1 | cs | TRUE
148 | LV_4045-36_0_5_line_148 |  | 145 | 146 | 0.014227 | 0.125 | 0.08 | 261 | 0 | 0.364 | 1 | 1 | cs | TRUE
149 | LV_4045-36_0_5_line_149 |  | 146 | 168 | 0.020039 | 0.125 | 0.08 | 261 | 0 | 0.364 | 1 | 1 | cs | TRUE
150 | LV_4045-36_0_5_line_150 |  | 147 | 148 | 0.010393 | 0.125 | 0.08 | 261 | 0 | 0.364 | 1 | 5 | cs | TRUE
151 | LV_4045-36_0_5_line_151 |  | 148 | 149 | 0.0018875 | 0.125 | 0.08 | 261 | 0 | 0.364 | 1 | 5 | cs | TRUE
152 | LV_4045-36_0_5_line_152 |  | 149 | 150 | 0.020059 | 0.125 | 0.08 | 261 | 0 | 0.364 | 1 | 5 | cs | TRUE
153 | LV_4045-36_0_5_line_153 |  | 150 | 151 | 0.0047646 | 0.125 | 0.08 | 261 | 0 | 0.364 | 1 | 5 | cs | TRUE
154 | LV_4045-36_0_5_line_154 |  | 151 | 152 | 0.013109 | 0.125 | 0.08 | 261 | 0 | 0.364 | 1 | 5 | cs | TRUE
155 | LV_4045-36_0_5_line_155 |  | 152 | 153 | 0.018381 | 0.125 | 0.08 | 261 | 0 | 0.364 | 1 | 5 | cs | TRUE
156 | LV_4045-36_0_5_line_156 |  | 155 | 156 | 0.012976 | 0.125 | 0.08 | 261 | 0 | 0.364 | 1 | 5 | cs | TRUE
157 | LV_4045-36_0_5_line_157 |  | 155 | 157 | 0.018189 | 0.125 | 0.08 | 261 | 0 | 0.364 | 1 | 5 | cs | TRUE
158 | LV_4045-36_0_5_line_158 |  | 156 | 158 | 0.01038 | 0.125 | 0.08 | 261 | 0 | 0.364 | 1 | 2 | cs | TRUE
159 | LV_4045-36_0_5_line_159 |  | 157 | 159 | 0.010435 | 0.125 | 0.08 | 261 | 0 | 0.364 | 1 | 5 | cs | TRUE
160 | LV_4045-36_0_5_line_160 |  | 158 | 160 | 0.019875 | 0.125 | 0.08 | 261 | 0 | 0.364 | 1 | 1 | cs | TRUE
161 | LV_4045-36_0_5_line_161 |  | 160 | 161 | 0.0088214 | 0.125 | 0.08 | 261 | 0 | 0.364 | 1 | 1 | cs | TRUE
162 | LV_4045-36_0_5_line_162 |  | 161 | 162 | 0.0072116 | 0.125 | 0.08 | 261 | 0 | 0.364 | 1 | 1 | cs | TRUE
163 | LV_4045-36_0_5_line_163 |  | 162 | 163 | 0.010287 | 0.125 | 0.08 | 261 | 0 | 0.364 | 1 | 1 | cs | TRUE
164 | LV_4045-36_0_5_line_164 |  | 163 | 164 | 0.0060653 | 0.125 | 0.08 | 261 | 0 | 0.364 | 1 | 1 | cs | TRUE
165 | LV_4045-36_0_5_line_165 |  | 164 | 165 | 0.010446 | 0.125 | 0.08 | 261 | 0 | 0.364 | 1 | 1 | cs | TRUE
166 | LV_4045-36_0_5_line_166 |  | 165 | 166 | 0.0044416 | 0.125 | 0.08 | 261 | 0 | 0.364 | 1 | 1 | cs | TRUE
167 | LV_4045-36_0_5_line_167 |  | 166 | 167 | 0.012747 | 0.125 | 0.08 | 261 | 0 | 0.364 | 1 | 1 | cs | TRUE
168 | LV_4045-36_0_5_line_168 |  | 167 | 168 | 0.013372 | 0.125 | 0.08 | 261 | 0 | 0.364 | 1 | 1 | cs | TRUE
169 | LV_4045-36_0_5_line_169 |  | 169 | 170 | 0.011085 | 0.125 | 0.08 | 261 | 0 | 0.364 | 1 | 1 | cs | TRUE
170 | LV_4045-36_0_5_line_170 |  | 170 | 171 | 0.016391 | 0.125 | 0.08 | 261 | 0 | 0.364 | 1 | 1 | cs | TRUE
171 | LV_4045-36_0_5_line_171 |  | 170 | 172 | 0.023133 | 0.125 | 0.08 | 261 | 0 | 0.364 | 1 | 1 | cs | TRUE
172 | LV_4045-36_0_5_line_172 |  | 172 | 175 | 0.0049768 | 0.125 | 0.08 | 261 | 0 | 0.364 | 1 | 1 | cs | TRUE
173 | LV_4045-36_0_5_line_173 |  | 173 | 174 | 0.0043785 | 0.125 | 0.08 | 261 | 0 | 0.364 | 1 | 1 | cs | TRUE
174 | LV_4045-36_0_5_line_174 |  | 173 | 175 | 0.015357 | 0.125 | 0.08 | 261 | 0 | 0.364 | 1 | 1 | cs | TRUE
175 | LV_4045-36_0_5_line_175 |  | 174 | 176 | 0.011674 | 0.125 | 0.08 | 261 | 0 | 0.364 | 1 | 1 | cs | TRUE
176 | LV_4045-36_0_5_line_176 |  | 176 | 177 | 0.013114 | 0.125 | 0.08 | 261 | 0 | 0.364 | 1 | 5 | cs | TRUE
177 | LV_4045-36_0_5_line_177 |  | 176 | 178 | 0.0037157 | 0.125 | 0.08 | 261 | 0 | 0.364 | 1 | 5 | cs | TRUE
178 | LV_4045-36_0_5_line_178 |  | 177 | 179 | 0.021954 | 0.125 | 0.08 | 261 | 0 | 0.364 | 1 | 5 | cs | TRUE
179 | LV_4045-36_0_5_line_179 |  | 178 | 180 | 0.016151 | 0.125 | 0.08 | 261 | 0 | 0.364 | 1 | 5 | cs | TRUE
180 | LV_4045-36_0_5_line_180 |  | 179 | 189 | 0.0036349 | 0.125 | 0.08 | 261 | 0 | 0.364 | 1 | 5 | cs | TRUE
181 | LV_4045-36_0_5_line_181 |  | 180 | 188 | 0.011741 | 0.125 | 0.08 | 261 | 0 | 0.364 | 1 | 5 | cs | TRUE
182 | LV_4045-36_0_5_line_182 |  | 181 | 182 | 0.0056611 | 0.125 | 0.08 | 261 | 0 | 0.364 | 1 | 5 | cs | TRUE
183 | LV_4045-36_0_5_line_183 |  | 181 | 183 | 0.013133 | 0.125 | 0.08 | 261 | 0 | 0.364 | 1 | 5 | cs | TRUE
184 | LV_4045-36_0_5_line_184 |  | 182 | 184 | 0.01738 | 0.125 | 0.08 | 261 | 0 | 0.364 | 1 | 5 | cs | TRUE
185 | LV_4045-36_0_5_line_185 |  | 183 | 185 | 0.0063784 | 0.125 | 0.08 | 261 | 0 | 0.364 | 1 | 5 | cs | TRUE
186 | LV_4045-36_0_5_line_186 |  | 185 | 186 | 0.012144 | 0.125 | 0.08 | 261 | 0 | 0.364 | 1 | 5 | cs | TRUE
187 | LV_4045-36_0_5_line_187 |  | 186 | 187 | 0.015895 | 0.125 | 0.08 | 261 | 0 | 0.364 | 1 | 5 | cs | TRUE
188 | LV_4045-36_0_5_line_188 |  | 187 | 188 | 0.0044871 | 0.125 | 0.08 | 261 | 0 | 0.364 | 1 | 5 | cs | TRUE
189 | LV_4045-36_0_5_line_189 |  | 189 | 194 | 0.01392 | 0.125 | 0.08 | 261 | 0 | 0.364 | 1 | 5 | cs | TRUE
190 | LV_4045-36_0_5_line_190 |  | 190 | 191 | 0.018865 | 0.125 | 0.08 | 261 | 0 | 0.364 | 1 | 5 | cs | TRUE
191 | LV_4045-36_0_5_line_191 |  | 190 | 192 | 0.017939 | 0.125 | 0.08 | 261 | 0 | 0.364 | 1 | 5 | cs | TRUE
192 | LV_4045-36_0_5_line_192 |  | 191 | 193 | 0.019746 | 0.125 | 0.08 | 261 | 0 | 0.364 | 1 | 5 | cs | TRUE
193 | LV_4045-36_0_5_line_193 |  | 192 | 194 | 0.03283 | 0.125 | 0.08 | 261 | 0 | 0.364 | 1 | 5 | cs | TRUE
194 | LV_4045-36_0_5_line_194 |  | 193 | 195 | 0.018652 | 0.125 | 0.08 | 261 | 0 | 0.364 | 1 | 1 | cs | TRUE
195 | LV_4045-36_0_5_line_195 |  | 195 | 196 | 0.019335 | 0.125 | 0.08 | 261 | 0 | 0.364 | 1 | 1 | cs | TRUE

## trafo
| name | std_type | hv_bus | lv_bus | sn_mva | vn_hv_kv | vn_lv_kv | vk_percent | vkr_percent | pfe_kw | i0_percent | shift_degree | tap_side | tap_neutral | tap_min | tap_max | tap_step_percent | tap_step_degree | tap_pos | tap_phase_shifter | parallel | df | in_service
0 | LV_4045-36_0_5_trafo_144 | 0.63 MVA 20/0.4 kV | 197 | 106 | 0.63 | 20 | 0.4 | 6 | 1.206 | 1.65 | 0.2619 | 150 | hv | 0 | -2 | 2 | 2.5 | 0 | 0 | FALSE | 1 | 1 | TRUE

## line_geodata
| x0 | y0 | x1 | y1 | x2 | y2 | x3 | y3 | x4 | y4 | x5 | y5
0 | 2666021.5306 | 1257634.8824 | 2666005.5011 | 1257615.9507
1 | 2666021.5306 | 1257634.8824 | 2666022.1411 | 1257635.6033
2 | 2666005.5011 | 1257615.9507 | 2666001.2372 | 1257610.9149
3 | 2666031.8541 | 1257646.7434 | 2666025.2122 | 1257639.2305 | 2666022.1411 | 1257635.6033
4 | 2665990.3258 | 1257601.6172 | 2666000.9662 | 1257610.5949 | 2666001.2372 | 1257610.9149
5 | 2666031.8541 | 1257646.7434 | 2666046.6712 | 1257635.8451
6 | 2665979.9736 | 1257592.8828 | 2665990.3258 | 1257601.6172
7 | 2666046.6712 | 1257635.8451 | 2666052.2044 | 1257643.379 | 2666053.111 | 1257645.246 | 2666053.8081 | 1257650.3464 | 2666052.4233 | 1257654.8453 | 2666052.4976 | 1257654.9446
8 | 2666046.6712 | 1257635.8451 | 2666059.1619 | 1257626.6535
9 | 2665966.358 | 1257582.8112 | 2665972.0656 | 1257586.2106 | 2665979.9736 | 1257592.8828
10 | 2666057.1312 | 1257675.5129 | 2666055.808 | 1257673.8192 | 2666061.8658 | 1257667.4599 | 2666052.4976 | 1257654.9446
11 | 2666059.1619 | 1257626.6535 | 2666074.307 | 1257615.5085
12 | 2665999.6882 | 1257674.4717 | 2666009.7226 | 1257665.8216
13 | 2665979.4039 | 1257688.8339 | 2665999.6882 | 1257674.4717
14 | 2665966.358 | 1257582.8112 | 2665957.0225 | 1257592.4058
15 | 2665951.2647 | 1257598.3234 | 2665957.0225 | 1257592.4058
16 | 2665950.3421 | 1257599.2716 | 2665951.2647 | 1257598.3234
17 | 2665950.3421 | 1257599.2716 | 2665946.2901 | 1257603.436 | 2665932.7441 | 1257614.6506
18 | 2666034.1604 | 1257556.843 | 2666049.3714 | 1257569.5713 | 2666054.1 | 1257574.1179
19 | 2666073.8683 | 1257593.1249 | 2666054.1 | 1257574.1179
20 | 2666087.2458 | 1257605.9871 | 2666073.8683 | 1257593.1249
21 | 2666087.2458 | 1257605.9871 | 2666074.307 | 1257615.5085
22 | 2666116.2806 | 1257653.4014 | 2666101.4176 | 1257628.5729
23 | 2666101.4176 | 1257628.5729 | 2666092.7559 | 1257637.871
24 | 2666116.2806 | 1257653.4014 | 2666118.2511 | 1257657.082
25 | 2666079.4872 | 1257652.1146 | 2666092.7559 | 1257637.871
26 | 2666130.6534 | 1257680.2481 | 2666118.2511 | 1257657.082
27 | 2666068.4694 | 1257663.7799 | 2666072.6621 | 1257659.4411 | 2666079.4872 | 1257652.1146
28 | 2665901.089 | 1257745.3332 | 2665917.7051 | 1257732.0894 | 2665918.4946 | 1257729.5852 | 2665918.4213 | 1257727.3606 | 2665916.1043 | 1257723.5191
29 | 2665910.6864 | 1257714.7954 | 2665914.046 | 1257720.1066 | 2665916.1043 | 1257723.5191
30 | 2665870.7419 | 1257769.0938 | 2665896.4348 | 1257749.0428 | 2665901.089 | 1257745.3332
31 | 2665910.6864 | 1257714.7954 | 2665903.0101 | 1257702.6601
32 | 2665872.6736 | 1257775.0529 | 2665870.7419 | 1257769.0938
33 | 2665898.6584 | 1257695.7806 | 2665903.0101 | 1257702.6601
34 | 2665872.6736 | 1257775.0529 | 2665885.3872 | 1257764.515
35 | 2665872.6736 | 1257775.0529 | 2665871.2254 | 1257776.3651
36 | 2665900.685 | 1257751.8351 | 2665885.3872 | 1257764.515
37 | 2665969.723 | 1257677.6034 | 2665968.1193 | 1257675.743 | 2665955.5714 | 1257662.4529
38 | 2665979.4039 | 1257688.8339 | 2665969.723 | 1257677.6034
39 | 2665955.2206 | 1257662.0814 | 2665955.5714 | 1257662.4529
40 | 2665979.4039 | 1257688.8339 | 2665975.5936 | 1257691.8308
41 | 2665955.2206 | 1257662.0814 | 2665952.5898 | 1257659.2949
42 | 2665965.0454 | 1257700.1271 | 2665975.5936 | 1257691.8308
43 | 2665952.5898 | 1257659.2949 | 2665947.9192 | 1257654.3481
44 | 2665965.0454 | 1257700.1271 | 2665961.8877 | 1257702.6106
45 | 2665947.9192 | 1257654.3481 | 2665943.1626 | 1257649.3101
46 | 2665921.2828 | 1257624.1394 | 2665932.7441 | 1257614.6506
47 | 2665921.2828 | 1257624.1394 | 2665916.5132 | 1257618.4377 | 2665914.7782 | 1257617.0298
48 | 2665921.2828 | 1257624.1394 | 2665927.803 | 1257631.9485
49 | 2665927.803 | 1257631.9485 | 2665927.9377 | 1257632.1099
50 | 2665927.9377 | 1257632.1099 | 2665935.6955 | 1257641.4013 | 2665938.4781 | 1257644.3484
51 | 2665938.4781 | 1257644.3484 | 2665942.6897 | 1257648.8092
52 | 2665942.6897 | 1257648.8092 | 2665943.1626 | 1257649.3101
53 | 2665900.685 | 1257751.8351 | 2665916.1134 | 1257739.0469
54 | 2665918.0027 | 1257717.7254 | 2665908.5262 | 1257703.1869
55 | 2665926.363 | 1257730.5513 | 2665918.0027 | 1257717.7254
56 | 2665896.1038 | 1257684.1291 | 2665908.5262 | 1257703.1869
57 | 2665926.363 | 1257730.5513 | 2665916.1134 | 1257739.0469
58 | 2665926.363 | 1257730.5513 | 2665944.286 | 1257758.2141
59 | 2665926.363 | 1257730.5513 | 2665933.8154 | 1257724.6899
60 | 2665896.1038 | 1257684.1291 | 2665885.3827 | 1257667.6814
61 | 2665946.551 | 1257761.7098 | 2665944.286 | 1257758.2141
62 | 2665876.3233 | 1257653.7829 | 2665885.3827 | 1257667.6814
63 | 2665954.3448 | 1257773.7389 | 2665946.551 | 1257761.7098
64 | 2665954.3448 | 1257773.7389 | 2665957.3806 | 1257778.7208
65 | 2665954.3448 | 1257773.7389 | 2665943.4219 | 1257780.8806
66 | 2666057.1312 | 1257675.5129 | 2666040.5751 | 1257692.6429
67 | 2666057.1312 | 1257675.5129 | 2666068.4694 | 1257663.7799
68 | 2665909.6101 | 1257810.9572 | 2665897.1749 | 1257829.7022
69 | 2665909.6101 | 1257810.9572 | 2665912.27 | 1257806.9476
70 | 2665897.1749 | 1257829.7022 | 2665893.1998 | 1257835.6941
71 | 2665920.7114 | 1257797.4958 | 2665916.0832 | 1257801.1995 | 2665912.27 | 1257806.9476
72 | 2665893.1998 | 1257835.6941 | 2665893.061 | 1257835.9034
73 | 2665920.7114 | 1257797.4958 | 2665927.1396 | 1257792.3516
74 | 2665881.7447 | 1257852.9616 | 2665893.061 | 1257835.9034
75 | 2665927.1396 | 1257792.3516 | 2665932.7744 | 1257787.8423 | 2665942.5885 | 1257781.4255
76 | 2665881.7447 | 1257852.9616 | 2665874.0481 | 1257864.5636
77 | 2665943.4219 | 1257780.8806 | 2665942.5885 | 1257781.4255
78 | 2665957.3806 | 1257778.7208 | 2665973.9321 | 1257761.5955
79 | 2665969.037 | 1257798.3427 | 2665957.3806 | 1257778.7208
80 | 2665973.9321 | 1257761.5955 | 2665991.1334 | 1257743.7981
81 | 2665969.037 | 1257798.3427 | 2665976.4077 | 1257791.2655
82 | 2665969.037 | 1257798.3427 | 2665972.969 | 1257804.1601
83 | 2665933.7706 | 1257938.8646 | 2665939.9851 | 1257934.3185
84 | 2665932.7771 | 1257939.5913 | 2665933.7706 | 1257938.8646
85 | 2665948.3378 | 1257928.2085 | 2665939.9851 | 1257934.3185
86 | 2665951.1658 | 1257926.1397 | 2665948.3378 | 1257928.2085
87 | 2665951.1658 | 1257926.1397 | 2665955.9408 | 1257922.6468
88 | 2665961.4029 | 1257918.6512 | 2665955.9408 | 1257922.6468
89 | 2665996.2252 | 1257842.2627 | 2665997.72 | 1257844.8368
90 | 2665996.2252 | 1257842.2627 | 2665993.9342 | 1257838.3175
91 | 2666006.8407 | 1257859.3826 | 2666002.2845 | 1257852.6973 | 2665997.72 | 1257844.8368
92 | 2665986.1997 | 1257824.9979 | 2665993.9342 | 1257838.3175
93 | 2666018.679 | 1257876.7532 | 2666006.8407 | 1257859.3826
94 | 2665986.1997 | 1257824.9979 | 2665984.2707 | 1257821.6761
95 | 2666018.679 | 1257876.7532 | 2666026.8045 | 1257869.1696
96 | 2666018.679 | 1257876.7532 | 2666024.467 | 1257886.9467
97 | 2666018.679 | 1257876.7532 | 2666004.3595 | 1257887.228
98 | 2665980.994 | 1257816.0333 | 2665984.2707 | 1257821.6761
99 | 2666038.911 | 1257857.8707 | 2666026.8045 | 1257869.1696
100 | 2666024.467 | 1257886.9467 | 2666036.7616 | 1257908.5991
101 | 2666004.3595 | 1257887.228 | 2665990.4973 | 1257897.3684
102 | 2665980.994 | 1257816.0333 | 2665989.6834 | 1257807.6893
103 | 2665980.994 | 1257816.0333 | 2665972.969 | 1257804.1601
104 | 2665969.2109 | 1257912.9396 | 2665961.4029 | 1257918.6512
105 | 2665969.2109 | 1257912.9396 | 2665972.7536 | 1257910.3481
106 | 2665978.7939 | 1257905.9295 | 2665972.7536 | 1257910.3481
107 | 2665986.8369 | 1257900.046 | 2665978.7939 | 1257905.9295
108 | 2665986.8369 | 1257900.046 | 2665990.4973 | 1257897.3684
109 | 2665980.9882 | 1257786.8674 | 2665976.4077 | 1257791.2655
110 | 2665980.9882 | 1257786.8674 | 2665989.013 | 1257779.1622
111 | 2666014.4545 | 1257783.9031 | 2666008.9366 | 1257789.2016
112 | 2666014.4545 | 1257783.9031 | 2666026.2883 | 1257772.5397 | 2666031.5171 | 1257767.7153
113 | 2666006.0858 | 1257728.3275 | 2665991.1334 | 1257743.7981
114 | 2665994.6535 | 1257773.7462 | 2665989.013 | 1257779.1622
115 | 2666038.911 | 1257857.8707 | 2666044.5834 | 1257852.5766
116 | 2666045.2321 | 1257923.5168 | 2666036.7616 | 1257908.5991
117 | 2665973.9007 | 1257976.0913 | 2665988.1387 | 1257965.5972
118 | 2665973.9007 | 1257976.0913 | 2665970.5959 | 1257978.5271
119 | 2665988.1387 | 1257965.5972 | 2665991.9542 | 1257962.785
120 | 2665999.3124 | 1257957.3617 | 2665991.9542 | 1257962.785
121 | 2665999.3124 | 1257957.3617 | 2666005.0107 | 1257953.1618
122 | 2666005.0107 | 1257953.1618 | 2666013.0157 | 1257947.2617
123 | 2666021.14 | 1257941.2738 | 2666021.6199 | 1257940.92
124 | 2666045.2321 | 1257923.5168 | 2666021.6199 | 1257940.92
125 | 2666013.0157 | 1257947.2617 | 2666021.14 | 1257941.2738
126 | 2666045.2321 | 1257923.5168 | 2666055.239 | 1257939.9714
127 | 2666045.2321 | 1257923.5168 | 2666055.7449 | 1257913.8319
128 | 2666057.5511 | 1257912.1679 | 2666055.7449 | 1257913.8319
129 | 2666057.5511 | 1257912.1679 | 2666069.7713 | 1257900.91
130 | 2666071.3061 | 1257899.496 | 2666069.7713 | 1257900.91
131 | 2666111.0099 | 1257700.425 | 2666109.2366 | 1257702.1361 | 2666097.2527 | 1257711.1755 | 2666095.1796 | 1257712.7403
132 | 2666084.3183 | 1257720.9383 | 2666095.1796 | 1257712.7403
133 | 2666111.0099 | 1257700.425 | 2666113.1407 | 1257698.369
134 | 2666084.3183 | 1257720.9383 | 2666092.9315 | 1257729.8582
135 | 2666072.8211 | 1257729.6052 | 2666084.3183 | 1257720.9383
136 | 2666113.1407 | 1257698.369 | 2666119.6942 | 1257692.0455 | 2666121.9182 | 1257689.6514
137 | 2666106.4821 | 1257744.3952 | 2666100.4257 | 1257737.6192 | 2666092.9315 | 1257729.8582
138 | 2666072.8211 | 1257729.6052 | 2666062.0436 | 1257716.4124
139 | 2666072.8211 | 1257729.6052 | 2666069.1227 | 1257733.0176
140 | 2666130.6534 | 1257680.2481 | 2666121.9182 | 1257689.6514
141 | 2666108.3863 | 1257746.5256 | 2666106.4821 | 1257744.3952
142 | 2666062.0436 | 1257716.4124 | 2666060.9497 | 1257715.0733 | 2666055.8994 | 1257714.9391 | 2666045.3247 | 1257725.0927
143 | 2666050.3083 | 1257750.3772 | 2666069.1227 | 1257733.0176
144 | 2666044.132 | 1257726.2379 | 2666045.3247 | 1257725.0927
145 | 2666050.3083 | 1257750.3772 | 2666031.5171 | 1257767.7153
146 | 2666006.0858 | 1257728.3275 | 2666011.6015 | 1257722.6206
147 | 2666158.2456 | 1257727.5156 | 2666147.1407 | 1257708.4921
148 | 2666165.4178 | 1257739.8022 | 2666158.2456 | 1257727.5156
149 | 2666165.4178 | 1257739.8022 | 2666150.7683 | 1257753.4745
150 | 2666002.15 | 1257766.5482 | 2665994.6535 | 1257773.7462
151 | 2666002.15 | 1257766.5482 | 2666003.5116 | 1257765.2409
152 | 2666017.9807 | 1257751.3479 | 2666003.5116 | 1257765.2409
153 | 2666021.4175 | 1257748.048 | 2666017.9807 | 1257751.3479
154 | 2666021.4175 | 1257748.048 | 2666030.8736 | 1257738.9684
155 | 2666044.132 | 1257726.2379 | 2666030.8736 | 1257738.9684
156 | 2666065.5092 | 1257833.0467 | 2666074.9957 | 1257824.1929
157 | 2666052.2121 | 1257845.4568 | 2666065.5092 | 1257833.0467
158 | 2666082.5839 | 1257817.1109 | 2666074.9957 | 1257824.1929
159 | 2666052.2121 | 1257845.4568 | 2666044.5834 | 1257852.5766
160 | 2666082.5839 | 1257817.1109 | 2666097.1138 | 1257803.5502
161 | 2666103.5628 | 1257797.5313 | 2666097.1138 | 1257803.5502
162 | 2666103.5628 | 1257797.5313 | 2666108.835 | 1257792.6108
163 | 2666108.835 | 1257792.6108 | 2666116.3558 | 1257785.5916
164 | 2666120.79 | 1257781.4532 | 2666116.3558 | 1257785.5916
165 | 2666128.4265 | 1257774.326 | 2666120.79 | 1257781.4532
166 | 2666128.4265 | 1257774.326 | 2666131.6737 | 1257771.2955
167 | 2666140.9924 | 1257762.5984 | 2666131.6737 | 1257771.2955
168 | 2666140.9924 | 1257762.5984 | 2666150.7683 | 1257753.4745
169 | 2666194.0567 | 1257787.4459 | 2666188.3459 | 1257777.9453
170 | 2666194.0567 | 1257787.4459 | 2666203.3282 | 1257800.9626
171 | 2666194.0567 | 1257787.4459 | 2666177.0319 | 1257803.1069
172 | 2666177.0319 | 1257803.1069 | 2666173.3691 | 1257806.4763
173 | 2666162.0665 | 1257816.8734 | 2666158.8441 | 1257819.8377
174 | 2666162.0665 | 1257816.8734 | 2666173.3691 | 1257806.4763
175 | 2666150.2522 | 1257827.7414 | 2666158.8441 | 1257819.8377
176 | 2666150.2522 | 1257827.7414 | 2666158.0444 | 1257838.2887
177 | 2666150.2522 | 1257827.7414 | 2666147.5056 | 1257830.2439
178 | 2666158.0444 | 1257838.2887 | 2666171.0899 | 1257855.9467
179 | 2666147.5056 | 1257830.2439 | 2666135.5673 | 1257841.1213
180 | 2666173.2498 | 1257858.8702 | 2666171.0899 | 1257855.9467
181 | 2666135.5673 | 1257841.1213 | 2666126.8889 | 1257849.0286
182 | 2666088.2523 | 1257883.8842 | 2666084.0887 | 1257887.7199
183 | 2666088.2523 | 1257883.8842 | 2666097.9111 | 1257874.986
184 | 2666071.3061 | 1257899.496 | 2666084.0887 | 1257887.7199
185 | 2666102.6627 | 1257870.7309 | 2666098.1319 | 1257874.7826 | 2666097.9111 | 1257874.986
186 | 2666102.6627 | 1257870.7309 | 2666111.7149 | 1257862.6358
187 | 2666123.563 | 1257852.0406 | 2666111.7149 | 1257862.6358
188 | 2666123.563 | 1257852.0406 | 2666124.6579 | 1257851.0614 | 2666126.8889 | 1257849.0286
189 | 2666181.5213 | 1257870.0661 | 2666173.2498 | 1257858.8702
190 | 2666144.1952 | 1257904.479 | 2666130.3258 | 1257917.266
191 | 2666144.1952 | 1257904.479 | 2666157.3841 | 1257892.3195
192 | 2666130.3258 | 1257917.266 | 2666115.8083 | 1257930.6505
193 | 2666181.5213 | 1257870.0661 | 2666157.3841 | 1257892.3195
194 | 2666102.0954 | 1257943.2932 | 2666115.8083 | 1257930.6505
195 | 2666102.0954 | 1257943.2932 | 2666087.8798 | 1257956.3993

## bus_geodata
| x | y | coords
0 | 2666021.5306 | 1257634.8824
1 | 2666005.5011 | 1257615.9507
2 | 2666022.1411 | 1257635.6033
3 | 2666001.2372 | 1257610.9149
4 | 2666031.8541 | 1257646.7434
5 | 2665990.3258 | 1257601.6172
6 | 2666046.6712 | 1257635.8451
7 | 2665979.9736 | 1257592.8828
8 | 2666052.4976 | 1257654.9446
9 | 2666059.1619 | 1257626.6535
10 | 2666009.7226 | 1257665.8216
11 | 2665999.6882 | 1257674.4717
12 | 2665966.358 | 1257582.8112
13 | 2665957.0225 | 1257592.4058
14 | 2665951.2647 | 1257598.3234
15 | 2665950.3421 | 1257599.2716
16 | 2666034.1604 | 1257556.843
17 | 2666054.1 | 1257574.1179
18 | 2666073.8683 | 1257593.1249
19 | 2666087.2458 | 1257605.9871
20 | 2666074.307 | 1257615.5085
21 | 2666101.4176 | 1257628.5729
22 | 2666116.2806 | 1257653.4014
23 | 2666092.7559 | 1257637.871
24 | 2666118.2511 | 1257657.082
25 | 2666079.4872 | 1257652.1146
26 | 2665916.1043 | 1257723.5191
27 | 2665901.089 | 1257745.3332
28 | 2665910.6864 | 1257714.7954
29 | 2665870.7419 | 1257769.0938
30 | 2665903.0101 | 1257702.6601
31 | 2665872.6736 | 1257775.0529
32 | 2665898.6584 | 1257695.7806
33 | 2665885.3872 | 1257764.515
34 | 2665871.2254 | 1257776.3651
35 | 2665969.723 | 1257677.6034
36 | 2665955.5714 | 1257662.4529
37 | 2665979.4039 | 1257688.8339
38 | 2665955.2206 | 1257662.0814
39 | 2665975.5936 | 1257691.8308
40 | 2665952.5898 | 1257659.2949
41 | 2665965.0454 | 1257700.1271
42 | 2665947.9192 | 1257654.3481
43 | 2665961.8877 | 1257702.6106
44 | 2665932.7441 | 1257614.6506
45 | 2665921.2828 | 1257624.1394
46 | 2665914.7782 | 1257617.0298
47 | 2665927.803 | 1257631.9485
48 | 2665927.9377 | 1257632.1099
49 | 2665938.4781 | 1257644.3484
50 | 2665943.1626 | 1257649.3101
51 | 2665900.685 | 1257751.8351
52 | 2665918.0027 | 1257717.7254
53 | 2665908.5262 | 1257703.1869
54 | 2665926.363 | 1257730.5513
55 | 2665896.1038 | 1257684.1291
56 | 2665916.1134 | 1257739.0469
57 | 2665944.286 | 1257758.2141
58 | 2665933.8154 | 1257724.6899
59 | 2665885.3827 | 1257667.6814
60 | 2665946.551 | 1257761.7098
61 | 2665876.3233 | 1257653.7829
62 | 2665954.3448 | 1257773.7389
63 | 2665942.6897 | 1257648.8092
64 | 2666057.1312 | 1257675.5129
65 | 2665909.6101 | 1257810.9572
66 | 2665897.1749 | 1257829.7022
67 | 2665912.27 | 1257806.9476
68 | 2665893.1998 | 1257835.6941
69 | 2665920.7114 | 1257797.4958
70 | 2665893.061 | 1257835.9034
71 | 2665927.1396 | 1257792.3516
72 | 2665881.7447 | 1257852.9616
73 | 2665942.5885 | 1257781.4255
74 | 2665874.0481 | 1257864.5636
75 | 2665943.4219 | 1257780.8806
76 | 2665957.3806 | 1257778.7208
77 | 2665973.9321 | 1257761.5955
78 | 2665969.037 | 1257798.3427
79 | 2665933.7706 | 1257938.8646
80 | 2665939.9851 | 1257934.3185
81 | 2665932.7771 | 1257939.5913
82 | 2665948.3378 | 1257928.2085
83 | 2665951.1658 | 1257926.1397
84 | 2665955.9408 | 1257922.6468
85 | 2665996.2252 | 1257842.2627
86 | 2665997.72 | 1257844.8368
87 | 2665993.9342 | 1257838.3175
88 | 2666006.8407 | 1257859.3826
89 | 2665986.1997 | 1257824.9979
90 | 2666018.679 | 1257876.7532
91 | 2665984.2707 | 1257821.6761
92 | 2666026.8045 | 1257869.1696
93 | 2666024.467 | 1257886.9467
94 | 2666004.3595 | 1257887.228
95 | 2665980.994 | 1257816.0333
96 | 2665961.4029 | 1257918.6512
97 | 2665969.2109 | 1257912.9396
98 | 2665978.7939 | 1257905.9295
99 | 2665972.7536 | 1257910.3481
100 | 2665986.8369 | 1257900.046
101 | 2665990.4973 | 1257897.3684
102 | 2665989.6834 | 1257807.6893
103 | 2665972.969 | 1257804.1601
104 | 2665976.4077 | 1257791.2655
105 | 2665980.9882 | 1257786.8674
106 | 2666008.9366 | 1257789.2016
107 | 2666014.4545 | 1257783.9031
108 | 2665991.1334 | 1257743.7981
109 | 2665989.013 | 1257779.1622
110 | 2666038.911 | 1257857.8707
111 | 2666036.7616 | 1257908.5991
112 | 2665973.9007 | 1257976.0913
113 | 2665988.1387 | 1257965.5972
114 | 2665970.5959 | 1257978.5271
115 | 2665991.9542 | 1257962.785
116 | 2665999.3124 | 1257957.3617
117 | 2666005.0107 | 1257953.1618
118 | 2666021.6199 | 1257940.92
119 | 2666021.14 | 1257941.2738
120 | 2666045.2321 | 1257923.5168
121 | 2666013.0157 | 1257947.2617
122 | 2666055.239 | 1257939.9714
123 | 2666055.7449 | 1257913.8319
124 | 2666057.5511 | 1257912.1679
125 | 2666069.7713 | 1257900.91
126 | 2666095.1796 | 1257712.7403
127 | 2666111.0099 | 1257700.425
128 | 2666084.3183 | 1257720.9383
129 | 2666113.1407 | 1257698.369
130 | 2666092.9315 | 1257729.8582
131 | 2666072.8211 | 1257729.6052
132 | 2666121.9182 | 1257689.6514
133 | 2666106.4821 | 1257744.3952
134 | 2666062.0436 | 1257716.4124
135 | 2666069.1227 | 1257733.0176
136 | 2666130.6534 | 1257680.2481
137 | 2666108.3863 | 1257746.5256
138 | 2666045.3247 | 1257725.0927
139 | 2666050.3083 | 1257750.3772
140 | 2666068.4694 | 1257663.7799
141 | 2666040.5751 | 1257692.6429
142 | 2666011.6015 | 1257722.6206
143 | 2666006.0858 | 1257728.3275
144 | 2666147.1407 | 1257708.4921
145 | 2666158.2456 | 1257727.5156
146 | 2666165.4178 | 1257739.8022
147 | 2665994.6535 | 1257773.7462
148 | 2666002.15 | 1257766.5482
149 | 2666003.5116 | 1257765.2409
150 | 2666017.9807 | 1257751.3479
151 | 2666021.4175 | 1257748.048
152 | 2666030.8736 | 1257738.9684
153 | 2666044.132 | 1257726.2379
154 | 2666031.5171 | 1257767.7153
155 | 2666065.5092 | 1257833.0467
156 | 2666074.9957 | 1257824.1929
157 | 2666052.2121 | 1257845.4568
158 | 2666082.5839 | 1257817.1109
159 | 2666044.5834 | 1257852.5766
160 | 2666097.1138 | 1257803.5502
161 | 2666103.5628 | 1257797.5313
162 | 2666108.835 | 1257792.6108
163 | 2666116.3558 | 1257785.5916
164 | 2666120.79 | 1257781.4532
165 | 2666128.4265 | 1257774.326
166 | 2666131.6737 | 1257771.2955
167 | 2666140.9924 | 1257762.5984
168 | 2666150.7683 | 1257753.4745
169 | 2666188.3459 | 1257777.9453
170 | 2666194.0567 | 1257787.4459
171 | 2666203.3282 | 1257800.9626
172 | 2666177.0319 | 1257803.1069
173 | 2666162.0665 | 1257816.8734
174 | 2666158.8441 | 1257819.8377
175 | 2666173.3691 | 1257806.4763
176 | 2666150.2522 | 1257827.7414
177 | 2666158.0444 | 1257838.2887
178 | 2666147.5056 | 1257830.2439
179 | 2666171.0899 | 1257855.9467
180 | 2666135.5673 | 1257841.1213
181 | 2666088.2523 | 1257883.8842
182 | 2666084.0887 | 1257887.7199
183 | 2666097.9111 | 1257874.986
184 | 2666071.3061 | 1257899.496
185 | 2666102.6627 | 1257870.7309
186 | 2666111.7149 | 1257862.6358
187 | 2666123.563 | 1257852.0406
188 | 2666126.8889 | 1257849.0286
189 | 2666173.2498 | 1257858.8702
190 | 2666144.1952 | 1257904.479
191 | 2666130.3258 | 1257917.266
192 | 2666157.3841 | 1257892.3195
193 | 2666115.8083 | 1257930.6505
194 | 2666181.5213 | 1257870.0661
195 | 2666102.0954 | 1257943.2932
196 | 2666087.8798 | 1257956.3993
197 | 2665980.994 | 1257816.0333

## line_std_types
| c_nf_per_km | r_ohm_per_km | x_ohm_per_km | max_i_ka | type | q_mm2 | alpha | voltage_rating
NAYY 4x50 SE | 210 | 0.642 | 0.083 | 0.142 | cs | 50 | 0.00403 | LV
NAYY 4x120 SE | 264 | 0.225 | 0.08 | 0.242 | cs | 120 | 0.00403 | LV
NAYY 4x150 SE | 261 | 0.208 | 0.08 | 0.27 | cs | 150 | 0.00403 | LV
NA2XS2Y 1x95 RM/25 12/20 kV | 216 | 0.313 | 0.132 | 0.252 | cs | 95 | 0.00403 | MV
NA2XS2Y 1x185 RM/25 12/20 kV | 273 | 0.161 | 0.117 | 0.362 | cs | 185 | 0.00403 | MV
NA2XS2Y 1x240 RM/25 12/20 kV | 304 | 0.122 | 0.112 | 0.421 | cs | 240 | 0.00403 | MV
NA2XS2Y 1x95 RM/25 6/10 kV | 315 | 0.313 | 0.123 | 0.249 | cs | 95 | 0.00403 | MV
NA2XS2Y 1x185 RM/25 6/10 kV | 406 | 0.161 | 0.11 | 0.358 | cs | 185 | 0.00403 | MV
NA2XS2Y 1x240 RM/25 6/10 kV | 456 | 0.122 | 0.105 | 0.416 | cs | 240 | 0.00403 | MV
NA2XS2Y 1x150 RM/25 12/20 kV | 250 | 0.206 | 0.116 | 0.319 | cs | 150 | 0.00403 | MV
NA2XS2Y 1x120 RM/25 12/20 kV | 230 | 0.253 | 0.119 | 0.283 | cs | 120 | 0.00403 | MV
NA2XS2Y 1x70 RM/25 12/20 kV | 190 | 0.443 | 0.132 | 0.22 | cs | 70 | 0.00403 | MV
NA2XS2Y 1x150 RM/25 6/10 kV | 360 | 0.206 | 0.11 | 0.315 | cs | 150 | 0.00403 | MV
NA2XS2Y 1x120 RM/25 6/10 kV | 340 | 0.253 | 0.113 | 0.28 | cs | 120 | 0.00403 | MV
NA2XS2Y 1x70 RM/25 6/10 kV | 280 | 0.443 | 0.123 | 0.217 | cs | 70 | 0.00403 | MV
N2XS(FL)2Y 1x120 RM/35 64/110 kV | 112 | 0.153 | 0.166 | 0.366 | cs | 120 | 0.00393 | HV
N2XS(FL)2Y 1x185 RM/35 64/110 kV | 125 | 0.099 | 0.156 | 0.457 | cs | 185 | 0.00393 | HV
N2XS(FL)2Y 1x240 RM/35 64/110 kV | 135 | 0.075 | 0.149 | 0.526 | cs | 240 | 0.00393 | HV
N2XS(FL)2Y 1x300 RM/35 64/110 kV | 144 | 0.06 | 0.144 | 0.588 | cs | 300 | 0.00393 | HV
15-AL1/3-ST1A 0.4 | 11 | 1.8769 | 0.35 | 0.105 | ol | 16 | 0.00403 | LV
24-AL1/4-ST1A 0.4 | 11.25 | 1.2012 | 0.335 | 0.14 | ol | 24 | 0.00403 | LV
48-AL1/8-ST1A 0.4 | 12.2 | 0.5939 | 0.3 | 0.21 | ol | 48 | 0.00403 | LV
94-AL1/15-ST1A 0.4 | 13.2 | 0.306 | 0.29 | 0.35 | ol | 94 | 0.00403 | LV
34-AL1/6-ST1A 10.0 | 9.7 | 0.8342 | 0.36 | 0.17 | ol | 34 | 0.00403 | MV
48-AL1/8-ST1A 10.0 | 10.1 | 0.5939 | 0.35 | 0.21 | ol | 48 | 0.00403 | MV
70-AL1/11-ST1A 10.0 | 10.4 | 0.4132 | 0.339 | 0.29 | ol | 70 | 0.00403 | MV
94-AL1/15-ST1A 10.0 | 10.75 | 0.306 | 0.33 | 0.35 | ol | 94 | 0.00403 | MV
122-AL1/20-ST1A 10.0 | 11.1 | 0.2376 | 0.323 | 0.41 | ol | 122 | 0.00403 | MV
149-AL1/24-ST1A 10.0 | 11.25 | 0.194 | 0.315 | 0.47 | ol | 149 | 0.00403 | MV
34-AL1/6-ST1A 20.0 | 9.15 | 0.8342 | 0.382 | 0.17 | ol | 34 | 0.00403 | MV
48-AL1/8-ST1A 20.0 | 9.5 | 0.5939 | 0.372 | 0.21 | ol | 48 | 0.00403 | MV
70-AL1/11-ST1A 20.0 | 9.7 | 0.4132 | 0.36 | 0.29 | ol | 70 | 0.00403 | MV
94-AL1/15-ST1A 20.0 | 10 | 0.306 | 0.35 | 0.35 | ol | 94 | 0.00403 | MV
122-AL1/20-ST1A 20.0 | 10.3 | 0.2376 | 0.344 | 0.41 | ol | 122 | 0.00403 | MV
149-AL1/24-ST1A 20.0 | 10.5 | 0.194 | 0.337 | 0.47 | ol | 149 | 0.00403 | MV
184-AL1/30-ST1A 20.0 | 10.75 | 0.1571 | 0.33 | 0.535 | ol | 184 | 0.00403 | MV
243-AL1/39-ST1A 20.0 | 11 | 0.1188 | 0.32 | 0.645 | ol | 243 | 0.00403 | MV
48-AL1/8-ST1A 110.0 | 8 | 0.5939 | 0.46 | 0.21 | ol | 48 | 0.00403 | HV
70-AL1/11-ST1A 110.0 | 8.4 | 0.4132 | 0.45 | 0.29 | ol | 70 | 0.00403 | HV
94-AL1/15-ST1A 110.0 | 8.65 | 0.306 | 0.44 | 0.35 | ol | 94 | 0.00403 | HV
122-AL1/20-ST1A 110.0 | 8.5 | 0.2376 | 0.43 | 0.41 | ol | 122 | 0.00403 | HV
149-AL1/24-ST1A 110.0 | 8.75 | 0.194 | 0.41 | 0.47 | ol | 149 | 0.00403 | HV
184-AL1/30-ST1A 110.0 | 8.8 | 0.1571 | 0.4 | 0.535 | ol | 184 | 0.00403 | HV
243-AL1/39-ST1A 110.0 | 9 | 0.1188 | 0.39 | 0.645 | ol | 243 | 0.00403 | HV
305-AL1/39-ST1A 110.0 | 9.2 | 0.0949 | 0.38 | 0.74 | ol | 305 | 0.00403 | HV
490-AL1/64-ST1A 110.0 | 9.75 | 0.059 | 0.37 | 0.96 | ol | 490 | 0.00403 | HV
679-AL1/86-ST1A 110.0 | 9.95 | 0.042 | 0.36 | 1.15 | ol | 679 | 0.00403 | HV
490-AL1/64-ST1A 220.0 | 10 | 0.059 | 0.285 | 0.96 | ol | 490 | 0.00403 | HV
679-AL1/86-ST1A 220.0 | 11.7 | 0.042 | 0.275 | 1.15 | ol | 679 | 0.00403 | HV
490-AL1/64-ST1A 380.0 | 11 | 0.059 | 0.253 | 0.96 | ol | 490 | 0.00403 | HV
679-AL1/86-ST1A 380.0 | 14.6 | 0.042 | 0.25 | 1.15 | ol | 679 | 0.00403 | HV

## trafo_std_types
| i0_percent | pfe_kw | vkr_percent | sn_mva | vn_lv_kv | vn_hv_kv | vk_percent | shift_degree | vector_group | tap_side | tap_neutral | tap_min | tap_max | tap_step_degree | tap_step_percent | tap_phase_shifter
160 MVA 380/110 kV | 0.06 | 60 | 0.25 | 160 | 110 | 380 | 12.2 | 0 | Yy0 | hv | 0 | -9 | 9 | 0 | 1.5 | FALSE
100 MVA 220/110 kV | 0.06 | 55 | 0.26 | 100 | 110 | 220 | 12 | 0 | Yy0 | hv | 0 | -9 | 9 | 0 | 1.5 | FALSE
63 MVA 110/20 kV | 0.04 | 22 | 0.32 | 63 | 20 | 110 | 18 | 150 | YNd5 | hv | 0 | -9 | 9 | 0 | 1.5 | FALSE
40 MVA 110/20 kV | 0.05 | 18 | 0.34 | 40 | 20 | 110 | 16.2 | 150 | YNd5 | hv | 0 | -9 | 9 | 0 | 1.5 | FALSE
25 MVA 110/20 kV | 0.07 | 14 | 0.41 | 25 | 20 | 110 | 12 | 150 | YNd5 | hv | 0 | -9 | 9 | 0 | 1.5 | FALSE
63 MVA 110/10 kV | 0.04 | 22 | 0.32 | 63 | 10 | 110 | 18 | 150 | YNd5 | hv | 0 | -9 | 9 | 0 | 1.5 | FALSE
40 MVA 110/10 kV | 0.05 | 18 | 0.34 | 40 | 10 | 110 | 16.2 | 150 | YNd5 | hv | 0 | -9 | 9 | 0 | 1.5 | FALSE
25 MVA 110/10 kV | 0.07 | 14 | 0.41 | 25 | 10 | 110 | 12 | 150 | YNd5 | hv | 0 | -9 | 9 | 0 | 1.5 | FALSE
0.25 MVA 20/0.4 kV | 0.32 | 0.8 | 1.44 | 0.25 | 0.4 | 20 | 6 | 150 | Yzn5 | hv | 0 | -2 | 2 | 0 | 2.5 | FALSE
0.4 MVA 20/0.4 kV | 0.3375 | 1.35 | 1.425 | 0.4 | 0.4 | 20 | 6 | 150 | Dyn5 | hv | 0 | -2 | 2 | 0 | 2.5 | FALSE
0.63 MVA 20/0.4 kV | 0.2619 | 1.65 | 1.206 | 0.63 | 0.4 | 20 | 6 | 150 | Dyn5 | hv | 0 | -2 | 2 | 0 | 2.5 | FALSE
0.25 MVA 10/0.4 kV | 0.24 | 0.6 | 1.2 | 0.25 | 0.4 | 10 | 4 | 150 | Dyn5 | hv | 0 | -2 | 2 | 0 | 2.5 | FALSE
0.4 MVA 10/0.4 kV | 0.2375 | 0.95 | 1.325 | 0.4 | 0.4 | 10 | 4 | 150 | Dyn5 | hv | 0 | -2 | 2 | 0 | 2.5 | FALSE
0.63 MVA 10/0.4 kV | 0.1873 | 1.18 | 1.0794 | 0.63 | 0.4 | 10 | 4 | 150 | Dyn5 | hv | 0 | -2 | 2 | 0 | 2.5 | FALSE

## trafo3w_std_types
| sn_hv_mva | sn_mv_mva | sn_lv_mva | vn_hv_kv | vn_mv_kv | vn_lv_kv | vk_hv_percent | vk_mv_percent | vk_lv_percent | vkr_hv_percent | vkr_mv_percent | vkr_lv_percent | pfe_kw | i0_percent | shift_mv_degree | shift_lv_degree | vector_group | tap_side | tap_neutral | tap_min | tap_max | tap_step_percent
63/25/38 MVA 110/20/10 kV | 63 | 25 | 38 | 110 | 20 | 10 | 10.4 | 10.4 | 10.4 | 0.28 | 0.32 | 0.35 | 35 | 0.89 | 0 | 0 | YN0yn0yn0 | hv | 0 | -10 | 10 | 1.2
63/25/38 MVA 110/10/10 kV | 63 | 25 | 38 | 110 | 10 | 10 | 10.4 | 10.4 | 10.4 | 0.28 | 0.32 | 0.35 | 35 | 0.89 | 0 | 0 | YN0yn0yn0 | hv | 0 | -10 | 10 | 1.2

## fuse_std_types
| fuse_type | i_rated_a | t_avg | t_min | t_total | x_avg | x_min | x_total
HV 100A | HV 100A | 100 | 0 | [10.0, 3.64, 0.854, 0.281, 0.1, 0.0531, 0.022, 0.01] | [10.0, 4.267, 1.21, 0.403, 0.1, 0.058, 0.022, 0.01] | 0 | [300.0, 350.0, 450.0, 550.0, 700.0, 850.0, 1200.0, 1752.0] | [600.0, 700.0, 900.0, 1150.0, 1665.0, 2000.0, 3000.0, 4313.0]
HV 10A | HV 10A | 10 | 0 | [10.0, 1675.0, 0.344, 0.156, 0.1, 0.0417, 0.0171, 0.01] | [10.0, 1.3, 0.3, 0.155, 0.1, 0.0555, 0.023, 0.01] | 0 | [30.0, 32.0, 35.0, 37.0, 39.0, 50.0, 70.0, 88.0] | [60.0, 70.0, 80.0, 87.0, 94.0, 110.0, 150.0, 216.0]
HV 125A | HV 125A | 125 | 0 | [10.0, 1.82, 0.344, 0.1, 0.0467, 0.0269, 0.01] | [10.0, 2.478, 0.426, 0.1, 0.0427, 0.0211, 0.01] | 0 | [375.0, 500.0, 700.0, 925.0, 1200.0, 1500.0, 2341.0] | [750.0, 1000.0, 1500.0, 2200.0, 3000.0, 4000.0, 5765.0]
HV 160A | HV 160A | 160 | 0 | [10.0, 4.15, 1.03, 0.198, 0.1, 0.051, 0.0172, 0.01] | [10.0, 2.3, 0.734, 0.274, 0.1, 0.046, 0.0177, 0.01] | 0 | [480.0, 550.0, 700.0, 1000.0, 1260.0, 1600.0, 2500.0, 3227.0] | [960.0, 1300.0, 1700.0, 2200.0, 2996.0, 4000.0, 6000.0, 7946.0]
HV 16A | HV 16A | 16 | 0 | [10.0, 0.352, 0.164, 0.1, 0.0649, 0.0342, 0.01] | [10.0, 2.34, 0.722, 0.181, 0.1, 0.055, 0.0296, 0.01] | 0 | [48.0, 60.0, 65.0, 71.0, 80.0, 100.0, 162.0] | [96.0, 110.0, 125.0, 150.0, 168.0, 200.0, 250.0, 398.0]
HV 200A | HV 200A | 200 | 0 | [10.0, 4.267, 1.21, 0.403, 0.1, 0.058, 0.022, 0.01] | [10.0, 3.73, 1.654, 0.328, 0.1, 0.0531, 0.019, 0.01] | 0 | [600.0, 700.0, 900.0, 1150.0, 1665.0, 2000.0, 3000.0, 4313.0] | [1200.0, 1500.0, 1800.0, 2700.0, 3960.0, 5000.0, 7500.0, 10620.0]
HV 20A | HV 20A | 20 | 0 | [10.0, 1.3, 0.3, 0.155, 0.1, 0.0555, 0.023, 0.01] | [10.0, 1.3, 0.161, 0.1, 0.0611, 0.0399, 0.0141, 0.01] | 0 | [60.0, 70.0, 80.0, 87.0, 94.0, 110.0, 150.0, 216.0] | [120.0, 150.0, 200.0, 223.0, 260.0, 300.0, 450.0, 532.0]
HV 25A | HV 25A | 25 | 0 | [10.0, 2.512, 0.833, 0.299, 0.1, 0.0372, 0.0223, 0.01] | [10.0, 3.125, 0.597, 0.198, 0.1, 0.0378, 0.022, 0.01] | 0 | [75.0, 82.0, 90.0, 100.0, 124.0, 170.0, 200.0, 289.0] | [150.0, 170.0, 210.0, 250.0, 294.0, 400.0, 500.0, 711.0]
HV 31.5A | HV 31.5A | 31.5 | 0 | [10.0, 2.34, 0.722, 0.181, 0.1, 0.055, 0.0296, 0.01] | [10.0, 2.84, 0.368, 0.164, 0.1, 0.0621, 0.0378, 0.0195, 0.01] | 0 | [95.0, 110.0, 125.0, 150.0, 165.0, 200.0, 250.0, 390.0] | [189.0, 220.0, 300.0, 350.0, 393.0, 450.0, 530.0, 700.0, 960.0]
HV 40A | HV 40A | 40 | 0 | [10.0, 1.3, 0.161, 0.1, 0.0611, 0.0399, 0.0141, 0.01] | [10.0, 2.05, 0.369, 0.198, 0.1, 0.051, 0.0298, 0.01] | 0 | [120.0, 150.0, 200.0, 223.0, 260.0, 300.0, 450.0, 532.0] | [240.0, 300.0, 400.0, 450.0, 530.0, 650.0, 800.0, 1311.0]
HV 50A | HV 50A | 50 | 0 | [10.0, 3.215, 0.597, 0.198, 0.1, 0.0378, 0.022, 0.01] | [10.0, 3.64, 0.854, 0.281, 0.1, 0.0531, 0.022, 0.01] | 0 | [150.0, 170.0, 210.0, 250.0, 294.0, 400.0, 500.0, 711.0] | [300.0, 350.0, 450.0, 550.0, 700.0, 850.0, 1200.0, 1752.0]
HV 6.3A | HV 6.3A | 6.3 | 0 | [10.0, 1.39, 0.344, 0.168, 0.1, 0.056, 0.0263, 0.01] | [10.0, 1.711, 0.516, 0.198, 0.1, 0.0634, 0.0303, 0.01] | 0 | [19.0, 19.5, 20.4, 20.8, 22.0, 25.0, 32.0, 48.0] | [38.0, 40.0, 43.0, 48.0, 53.0, 60.0, 75.0, 118.0]
HV 63A | HV 63A | 63 | 0 | [10.0, 2.84, 0.368, 0.164, 0.1, 0.0621, 0.0378, 0.0195, 0.01] | [10.0, 1.82, 0.344, 0.1, 0.0467, 0.0269, 0.01] | 0 | [189.0, 220.0, 300.0, 350.0, 393.0, 450.0, 530.0, 700.0, 961.0] | [378.0, 500.0, 700.0, 934.0, 1200.0, 1500.0, 2366.0]
HV 80A | HV 80A | 80 | 0 | [10.0, 2.05, 0.369, 0.198, 0.1, 0.051, 0.0298, 0.01] | [10.0, 4.15, 1.03, 0.198, 0.1, 0.051, 0.0172, 0.01] | 0 | [240.0, 300.0, 400.0, 450.0, 530.0, 650.0, 800.0, 1311.0] | [480.0, 550.0, 700.0, 1000.0, 1260.0, 1600.0, 2500.0, 3227.0]
Siemens NH-1-100 | Siemens NH-1-100 | 100 | [5400.0, 2000.0, 400.0, 20.0, 1.0, 0.2, 0.012, 0.004] | 0 | 0 | [150.0, 190.0, 250.0, 430.0, 900.0, 1250.0, 2700.0, 3600.0] | 0 | 0
Siemens NH-1-125 | Siemens NH-1-125 | 125 | [4800.0, 120.0, 7.0, 0.1, 0.004] | 0 | 0 | [180.0, 400.0, 740.0, 2000.0, 4250.0] | 0 | 0
Siemens NH-1-16 | Siemens NH-1-16 | 16 | [4000.0, 400.0, 2.0, 0.1, 0.04, 0.01] | 0 | 0 | [26.0, 35.0, 75.0, 150.0, 200.0, 300.0] | 0 | 0
Siemens NH-1-160 | Siemens NH-1-160 | 160 | [4800.0, 120.0, 7.0, 0.1, 0.004] | 0 | 0 | [210.0, 500.0, 900.0, 2300.0, 5000.0] | 0 | 0
Siemens NH-1-25 | Siemens NH-1-25 | 25 | [4000.0, 1000.0, 10.0, 0.2, 0.02, 0.01] | 0 | 0 | [40.0, 50.0, 100.0, 210.0, 400.0, 500.0] | 0 | 0
Siemens NH-1-50 | Siemens NH-1-50 | 50 | [4000.0, 40.0, 4.0, 1.0, 0.02, 0.01] | 0 | 0 | [86.0, 200.0, 300.0, 400.0, 1000.0, 1280.0] | 0 | 0
Siemens NH-1-63 | Siemens NH-1-63 | 63 | [4000.0, 100.0, 10.0, 2.0, 0.04, 0.01] | 0 | 0 | [100.0, 200.0, 300.0, 400.0, 1000.0, 1500.0] | 0 | 0
Siemens NH-1-80 | Siemens NH-1-80 | 80 | [4800.0, 120.0, 7.0, 0.1, 0.01] | 0 | 0 | [150.58, 250.0, 450.0, 1150.0, 2470.0] | 0 | 0
Siemens NH-2-1000 | Siemens NH-2-1000 | 1000 | [4800.0, 120.0, 7.0, 0.1, 0.004] | 0 | 0 | [1900.0, 3500.0, 8400.0, 24000.0, 52000.0] | 0 | 0
Siemens NH-2-200 | Siemens NH-2-200 | 200 | [4800.0, 120.0, 7.0, 0.1, 0.004] | 0 | 0 | [280.0, 650.0, 1200.0, 3000.0, 7000.0] | 0 | 0
Siemens NH-2-224 | Siemens NH-2-224 | 224 | [4800.0, 120.0, 7.0, 0.2, 0.04, 0.004] | 0 | 0 | [400.0, 750.0, 1453.0, 3025.0, 4315.0, 7600.0] | 0 | 0
Siemens NH-2-250 | Siemens NH-2-250 | 250 | [4800.0, 120.0, 7.0, 0.1, 0.004] | 0 | 0 | [450.0, 800.0, 1650.0, 4000.0, 8500.0] | 0 | 0
Siemens NH-2-315 | Siemens NH-2-315 | 315 | [4800.0, 120.0, 7.0, 0.1, 0.004] | 0 | 0 | [550.0, 920.0, 1900.0, 5000.0, 11000.0] | 0 | 0
Siemens NH-2-355 | Siemens NH-2-355 | 355 | [4800.0, 120.0, 6.0, 0.1, 0.004] | 0 | 0 | [650.0, 1116.27, 2350.0, 5840.0, 12790.0] | 0 | 0
Siemens NH-2-400 | Siemens NH-2-400 | 400 | [4800.0, 120.0, 7.0, 0.1, 0.004] | 0 | 0 | [720.0, 1350.0, 2800.0, 6500.0, 15000.0] | 0 | 0
Siemens NH-2-425 | Siemens NH-2-425 | 425 | [4800.0, 120.0, 7.0, 0.1, 0.004] | 0 | 0 | [850.0, 1500.0, 3050.0, 7500.0, 16500.0] | 0 | 0
Siemens NH-2-630 | Siemens NH-2-630 | 630 | [4800.0, 120.0, 7.0, 0.1, 0.004] | 0 | 0 | [1200.0, 2000.0, 4800.0, 12000.0, 26000.0] | 0 | 0

## dtypes
| element | column | dtype
0 | bus | name | object
1 | bus | vn_kv | float64
2 | bus | type | object
3 | bus | zone | object
4 | bus | in_service | bool
5 | load | name | object
6 | load | bus | uint32
7 | load | p_mw | float64
8 | load | q_mvar | float64
9 | load | const_z_percent | float64
10 | load | const_i_percent | float64
11 | load | sn_mva | float64
12 | load | scaling | float64
13 | load | in_service | bool
14 | load | type | object
15 | ext_grid | name | object
16 | ext_grid | bus | uint32
17 | ext_grid | vm_pu | float64
18 | ext_grid | va_degree | float64
19 | ext_grid | slack_weight | float64
20 | ext_grid | in_service | bool
21 | line | name | object
22 | line | std_type | object
23 | line | from_bus | uint32
24 | line | to_bus | uint32
25 | line | length_km | float64
26 | line | r_ohm_per_km | float64
27 | line | x_ohm_per_km | float64
28 | line | c_nf_per_km | float64
29 | line | g_us_per_km | float64
30 | line | max_i_ka | float64
31 | line | df | float64
32 | line | parallel | uint32
33 | line | type | object
34 | line | in_service | bool
35 | trafo | name | object
36 | trafo | std_type | object
37 | trafo | hv_bus | uint32
38 | trafo | lv_bus | uint32
39 | trafo | sn_mva | float64
40 | trafo | vn_hv_kv | float64
41 | trafo | vn_lv_kv | float64
42 | trafo | vk_percent | float64
43 | trafo | vkr_percent | float64
44 | trafo | pfe_kw | float64
45 | trafo | i0_percent | float64
46 | trafo | shift_degree | float64
47 | trafo | tap_side | object
48 | trafo | tap_neutral | int32
49 | trafo | tap_min | int32
50 | trafo | tap_max | int32
51 | trafo | tap_step_percent | float64
52 | trafo | tap_step_degree | float64
53 | trafo | tap_pos | int32
54 | trafo | tap_phase_shifter | bool
55 | trafo | parallel | uint32
56 | trafo | df | float64
57 | trafo | in_service | bool
58 | line_geodata | coords | object
59 | bus_geodata | x | float64
60 | bus_geodata | y | float64
61 | bus_geodata | coords | object

## parameters
| version | format_version | converged | OPF_converged | name | f_hz | sn_mva
0 | 2.14.6 | 2.14.0 | FALSE | FALSE |  | 50 | 1