## bus
| name | vn_kv | type | zone | in_service
0 | bus_LV_4063-3_0_9_node_0 | 0.4 | n |  | TRUE
1 | bus_LV_4063-3_0_9_node_1 | 0.4 | n |  | TRUE
2 | bus_LV_4063-3_0_9_node_3 | 0.4 | n |  | TRUE
3 | bus_LV_4063-3_0_9_node_4 | 0.4 | n |  | TRUE
4 | bus_LV_4063-3_0_9_node_6 | 0.4 | n |  | TRUE
5 | bus_LV_4063-3_0_9_node_94 | 0.4 | n |  | TRUE
6 | bus_LV_4063-3_0_9_node_168 | 0.4 | n |  | TRUE
7 | bus_LV_4063-3_0_9_node_5 | 0.4 | n |  | TRUE
8 | bus_LV_4063-3_0_9_node_172 | 0.4 | n |  | TRUE
9 | bus_LV_4063-3_0_9_node_8 | 0.4 | n |  | TRUE
10 | bus_LV_4063-3_0_9_node_173 | 0.4 | n |  | TRUE
11 | bus_LV_4063-3_0_9_node_171 | 0.4 | n |  | TRUE
12 | bus_LV_4063-3_0_9_node_174 | 0.4 | n |  | TRUE
13 | bus_LV_4063-3_0_9_node_175 | 0.4 | n |  | TRUE
14 | bus_LV_4063-3_0_9_node_9 | 0.4 | n |  | TRUE
15 | bus_LV_4063-3_0_9_node_192 | 0.4 | n |  | TRUE
16 | bus_LV_4063-3_0_9_node_190 | 0.4 | n |  | TRUE
17 | bus_LV_4063-3_0_9_node_95 | 0.4 | n |  | TRUE
18 | bus_LV_4063-3_0_9_node_13 | 0.4 | n |  | TRUE
19 | bus_LV_4063-3_0_9_node_169 | 0.4 | n |  | TRUE
20 | bus_LV_4063-3_0_9_node_179 | 0.4 | n |  | TRUE
21 | bus_LV_4063-3_0_9_node_90 | 0.4 | n |  | TRUE
22 | bus_LV_4063-3_0_9_node_89 | 0.4 | n |  | TRUE
23 | bus_LV_4063-3_0_9_node_191 | 0.4 | n |  | TRUE
24 | bus_LV_4063-3_0_9_node_10 | 0.4 | n |  | TRUE
25 | bus_LV_4063-3_0_9_node_11 | 0.4 | n |  | TRUE
26 | bus_LV_4063-3_0_9_node_12 | 0.4 | n |  | TRUE
27 | bus_LV_4063-3_0_9_node_14 | 0.4 | n |  | TRUE
28 | bus_LV_4063-3_0_9_node_15 | 0.4 | n |  | TRUE
29 | bus_LV_4063-3_0_9_node_185 | 0.4 | n |  | TRUE
30 | bus_LV_4063-3_0_9_node_187 | 0.4 | n |  | TRUE
31 | bus_LV_4063-3_0_9_node_188 | 0.4 | n |  | TRUE
32 | bus_LV_4063-3_0_9_node_136 | 0.4 | n |  | TRUE
33 | bus_LV_4063-3_0_9_node_186 | 0.4 | n |  | TRUE
34 | bus_LV_4063-3_0_9_node_51 | 0.4 | n |  | TRUE
35 | bus_LV_4063-3_0_9_node_53 | 0.4 | n |  | TRUE
36 | bus_LV_4063-3_0_9_node_49 | 0.4 | n |  | TRUE
37 | bus_LV_4063-3_0_9_node_16 | 0.4 | n |  | TRUE
38 | bus_LV_4063-3_0_9_node_17 | 0.4 | n |  | TRUE
39 | bus_LV_4063-3_0_9_node_18 | 0.4 | n |  | TRUE
40 | bus_LV_4063-3_0_9_node_19 | 0.4 | n |  | TRUE
41 | bus_LV_4063-3_0_9_node_31 | 0.4 | n |  | TRUE
42 | bus_LV_4063-3_0_9_node_32 | 0.4 | n |  | TRUE
43 | bus_LV_4063-3_0_9_node_24 | 0.4 | n |  | TRUE
44 | bus_LV_4063-3_0_9_node_43 | 0.4 | n |  | TRUE
45 | bus_LV_4063-3_0_9_node_193 | 0.4 | n |  | TRUE
46 | bus_LV_4063-3_0_9_node_25 | 0.4 | n |  | TRUE
47 | bus_LV_4063-3_0_9_node_57 | 0.4 | n |  | TRUE
48 | bus_LV_4063-3_0_9_node_54 | 0.4 | n |  | TRUE
49 | bus_LV_4063-3_0_9_node_28 | 0.4 | n |  | TRUE
50 | bus_LV_4063-3_0_9_node_154 | 0.4 | n |  | TRUE
51 | bus_LV_4063-3_0_9_node_160 | 0.4 | n |  | TRUE
52 | bus_LV_4063-3_0_9_node_42 | 0.4 | n |  | TRUE
53 | bus_LV_4063-3_0_9_node_40 | 0.4 | n |  | TRUE
54 | bus_LV_4063-3_0_9_node_41 | 0.4 | n |  | TRUE
55 | bus_LV_4063-3_0_9_node_107 | 0.4 | n |  | TRUE
56 | bus_LV_4063-3_0_9_node_37 | 0.4 | n |  | TRUE
57 | bus_LV_4063-3_0_9_node_38 | 0.4 | n |  | TRUE
58 | bus_LV_4063-3_0_9_node_75 | 0.4 | n |  | TRUE
59 | bus_LV_4063-3_0_9_node_36 | 0.4 | n |  | TRUE
60 | bus_LV_4063-3_0_9_node_56 | 0.4 | n |  | TRUE
61 | bus_LV_4063-3_0_9_node_65 | 0.4 | n |  | TRUE
62 | bus_LV_4063-3_0_9_node_34 | 0.4 | n |  | TRUE
63 | bus_LV_4063-3_0_9_node_198 | 0.4 | n |  | TRUE
64 | bus_LV_4063-3_0_9_node_39 | 0.4 | n |  | TRUE
65 | bus_LV_4063-3_0_9_node_77 | 0.4 | n |  | TRUE
66 | bus_LV_4063-3_0_9_node_116 | 0.4 | n |  | TRUE
67 | bus_LV_4063-3_0_9_node_33 | 0.4 | n |  | TRUE
68 | bus_LV_4063-3_0_9_node_55 | 0.4 | n |  | TRUE
69 | bus_LV_4063-3_0_9_node_155 | 0.4 | n |  | TRUE
70 | bus_LV_4063-3_0_9_node_152 | 0.4 | n |  | TRUE
71 | bus_LV_4063-3_0_9_node_162 | 0.4 | n |  | TRUE
72 | bus_LV_4063-3_0_9_node_161 | 0.4 | n |  | TRUE
73 | bus_LV_4063-3_0_9_node_93 | 0.4 | n |  | TRUE
74 | bus_LV_4063-3_0_9_node_148 | 0.4 | n |  | TRUE
75 | bus_LV_4063-3_0_9_node_197 | 0.4 | n |  | TRUE
76 | bus_LV_4063-3_0_9_node_91 | 0.4 | n |  | TRUE
77 | bus_LV_4063-3_0_9_node_92 | 0.4 | n |  | TRUE
78 | bus_LV_4063-3_0_9_node_142 | 0.4 | n |  | TRUE
79 | bus_LV_4063-3_0_9_node_76 | 0.4 | n |  | TRUE
80 | bus_LV_4063-3_0_9_node_117 | 0.4 | n |  | TRUE
81 | bus_LV_4063-3_0_9_node_151 | 0.4 | n |  | TRUE
82 | bus_LV_4063-3_0_9_node_44 | 0.4 | n |  | TRUE
83 | bus_LV_4063-3_0_9_node_45 | 0.4 | n |  | TRUE
84 | bus_LV_4063-3_0_9_node_46 | 0.4 | n |  | TRUE
85 | bus_LV_4063-3_0_9_node_47 | 0.4 | n |  | TRUE
86 | bus_LV_4063-3_0_9_node_48 | 0.4 | n |  | TRUE
87 | bus_LV_4063-3_0_9_node_61 | 0.4 | n |  | TRUE
88 | bus_LV_4063-3_0_9_node_68 | 0.4 | n |  | TRUE
89 | bus_LV_4063-3_0_9_node_120 | 0.4 | n |  | TRUE
90 | bus_LV_4063-3_0_9_node_59 | 0.4 | n |  | TRUE
91 | bus_LV_4063-3_0_9_node_69 | 0.4 | n |  | TRUE
92 | bus_LV_4063-3_0_9_node_50 | 0.4 | n |  | TRUE
93 | bus_LV_4063-3_0_9_node_52 | 0.4 | n |  | TRUE
94 | bus_LV_4063-3_0_9_node_115 | 0.4 | n |  | TRUE
95 | bus_LV_4063-3_0_9_node_64 | 0.4 | n |  | TRUE
96 | bus_LV_4063-3_0_9_node_176 | 0.4 | n |  | TRUE
97 | bus_LV_4063-3_0_9_node_122 | 0.4 | n |  | TRUE
98 | bus_LV_4063-3_0_9_node_62 | 0.4 | n |  | TRUE
99 | bus_LV_4063-3_0_9_node_177 | 0.4 | n |  | TRUE
100 | bus_LV_4063-3_0_9_node_87 | 0.4 | n |  | TRUE
101 | bus_LV_4063-3_0_9_node_143 | 0.4 | n |  | TRUE
102 | bus_LV_4063-3_0_9_node_144 | 0.4 | n |  | TRUE
103 | bus_LV_4063-3_0_9_node_58 | 0.4 | n |  | TRUE
104 | bus_LV_4063-3_0_9_node_60 | 0.4 | n |  | TRUE
105 | bus_LV_4063-3_0_9_node_139 | 0.4 | n |  | TRUE
106 | bus_LV_4063-3_0_9_node_63 | 0.4 | n |  | TRUE
107 | bus_LV_4063-3_0_9_node_66 | 0.4 | n |  | TRUE
108 | bus_LV_4063-3_0_9_node_67 | 0.4 | n |  | TRUE
109 | bus_LV_4063-3_0_9_node_79 | 0.4 | n |  | TRUE
110 | bus_LV_4063-3_0_9_node_80 | 0.4 | n |  | TRUE
111 | bus_LV_4063-3_0_9_node_135 | 0.4 | n |  | TRUE
112 | bus_LV_4063-3_0_9_node_134 | 0.4 | n |  | TRUE
113 | bus_LV_4063-3_0_9_node_70 | 0.4 | n |  | TRUE
114 | bus_LV_4063-3_0_9_node_71 | 0.4 | n |  | TRUE
115 | bus_LV_4063-3_0_9_node_72 | 0.4 | n |  | TRUE
116 | bus_LV_4063-3_0_9_node_73 | 0.4 | n |  | TRUE
117 | bus_LV_4063-3_0_9_node_74 | 0.4 | n |  | TRUE
118 | bus_LV_4063-3_0_9_node_109 | 0.4 | n |  | TRUE
119 | bus_LV_4063-3_0_9_node_78 | 0.4 | n |  | TRUE
120 | bus_LV_4063-3_0_9_node_81 | 0.4 | n |  | TRUE
121 | bus_LV_4063-3_0_9_node_82 | 0.4 | n |  | TRUE
122 | bus_LV_4063-3_0_9_node_84 | 0.4 | n |  | TRUE
123 | bus_LV_4063-3_0_9_node_86 | 0.4 | n |  | TRUE
124 | bus_LV_4063-3_0_9_node_83 | 0.4 | n |  | TRUE
125 | bus_LV_4063-3_0_9_node_88 | 0.4 | n |  | TRUE
126 | bus_LV_4063-3_0_9_node_100 | 0.4 | n |  | TRUE
127 | bus_LV_4063-3_0_9_node_124 | 0.4 | n |  | TRUE
128 | bus_LV_4063-3_0_9_node_85 | 0.4 | n |  | TRUE
129 | bus_LV_4063-3_0_9_node_199 | 0.4 | n |  | TRUE
130 | bus_LV_4063-3_0_9_node_97 | 0.4 | n |  | TRUE
131 | bus_LV_4063-3_0_9_node_159 | 0.4 | n |  | TRUE
132 | bus_LV_4063-3_0_9_node_98 | 0.4 | n |  | TRUE
133 | bus_LV_4063-3_0_9_node_125 | 0.4 | n |  | TRUE
134 | bus_LV_4063-3_0_9_node_99 | 0.4 | n |  | TRUE
135 | bus_LV_4063-3_0_9_node_96 | 0.4 | n |  | TRUE
136 | bus_LV_4063-3_0_9_node_189 | 0.4 | n |  | TRUE
137 | bus_LV_4063-3_0_9_node_158 | 0.4 | n |  | TRUE
138 | bus_LV_4063-3_0_9_node_156 | 0.4 | n |  | TRUE
139 | bus_LV_4063-3_0_9_node_166 | 0.4 | n |  | TRUE
140 | bus_LV_4063-3_0_9_node_150 | 0.4 | n |  | TRUE
141 | bus_LV_4063-3_0_9_node_146 | 0.4 | n |  | TRUE
142 | bus_LV_4063-3_0_9_node_163 | 0.4 | n |  | TRUE
143 | bus_LV_4063-3_0_9_node_164 | 0.4 | n |  | TRUE
144 | bus_LV_4063-3_0_9_node_132 | 0.4 | n |  | TRUE
145 | bus_LV_4063-3_0_9_node_133 | 0.4 | n |  | TRUE
146 | bus_LV_4063-3_0_9_node_140 | 0.4 | n |  | TRUE
147 | bus_LV_4063-3_0_9_node_157 | 0.4 | n |  | TRUE
148 | bus_LV_4063-3_0_9_node_131 | 0.4 | n |  | TRUE
149 | bus_LV_4063-3_0_9_node_101 | 0.4 | n |  | TRUE
150 | bus_LV_4063-3_0_9_node_103 | 0.4 | n |  | TRUE
151 | bus_LV_4063-3_0_9_node_102 | 0.4 | n |  | TRUE
152 | bus_LV_4063-3_0_9_node_104 | 0.4 | n |  | TRUE
153 | bus_LV_4063-3_0_9_node_105 | 0.4 | n |  | TRUE
154 | bus_LV_4063-3_0_9_node_106 | 0.4 | n |  | TRUE
155 | bus_LV_4063-3_0_9_node_141 | 0.4 | n |  | TRUE
156 | bus_LV_4063-3_0_9_node_119 | 0.4 | n |  | TRUE
157 | bus_LV_4063-3_0_9_node_118 | 0.4 | n |  | TRUE
158 | bus_LV_4063-3_0_9_node_138 | 0.4 | n |  | TRUE
159 | bus_LV_4063-3_0_9_node_121 | 0.4 | n |  | TRUE
160 | bus_LV_4063-3_0_9_node_113 | 0.4 | n |  | TRUE
161 | bus_LV_4063-3_0_9_node_108 | 0.4 | n |  | TRUE
162 | bus_LV_4063-3_0_9_node_145 | 0.4 | n |  | TRUE
163 | bus_LV_4063-3_0_9_node_110 | 0.4 | n |  | TRUE
164 | bus_LV_4063-3_0_9_node_111 | 0.4 | n |  | TRUE
165 | bus_LV_4063-3_0_9_node_112 | 0.4 | n |  | TRUE
166 | bus_LV_4063-3_0_9_node_114 | 0.4 | n |  | TRUE
167 | bus_LV_4063-3_0_9_node_123 | 0.4 | n |  | TRUE
168 | bus_LV_4063-3_0_9_node_126 | 0.4 | n |  | TRUE
169 | bus_LV_4063-3_0_9_node_127 | 0.4 | n |  | TRUE
170 | bus_LV_4063-3_0_9_node_128 | 0.4 | n |  | TRUE
171 | bus_LV_4063-3_0_9_node_129 | 0.4 | n |  | TRUE
172 | bus_LV_4063-3_0_9_node_130 | 0.4 | n |  | TRUE
173 | bus_LV_4063-3_0_9_node_137 | 0.4 | n |  | TRUE
174 | bus_LV_4063-3_0_9_node_178 | 0.4 | n |  | TRUE
175 | bus_LV_4063-3_0_9_node_195 | 0.4 | n |  | TRUE
176 | bus_LV_4063-3_0_9_node_149 | 0.4 | n |  | TRUE
177 | bus_LV_4063-3_0_9_node_167 | 0.4 | n |  | TRUE
178 | bus_LV_4063-3_0_9_node_165 | 0.4 | n |  | TRUE
179 | bus_LV_4063-3_0_9_node_147 | 0.4 | n |  | TRUE
180 | bus_LV_4063-3_0_9_node_153 | 0.4 | n |  | TRUE
181 | bus_LV_4063-3_0_9_node_194 | 0.4 | n |  | TRUE
182 | bus_LV_4063-3_0_9_node_170 | 0.4 | n |  | TRUE
183 | bus_LV_4063-3_0_9_node_180 | 0.4 | n |  | TRUE
184 | bus_LV_4063-3_0_9_node_182 | 0.4 | n |  | TRUE
185 | bus_LV_4063-3_0_9_node_183 | 0.4 | n |  | TRUE
186 | bus_LV_4063-3_0_9_node_196 | 0.4 | n |  | TRUE
187 | bus_LV_4063-3_0_9_node_184 | 0.4 | n |  | TRUE
188 | bus_MV_426_1_node_145 | 20 | n |  | TRUE

## load
| name | bus | p_mw | q_mvar | const_z_percent | const_i_percent | sn_mva | scaling | in_service | type
0 | LV_4063-3_0_9_load_0 | 0 | 0.002036 | 0.00051028 | 0 | 0 |  | 1 | TRUE | wye
1 | LV_4063-3_0_9_load_3 | 2 | 0.0020527 | 0.00051445 | 0 | 0 |  | 1 | TRUE | wye
2 | LV_4063-3_0_9_load_168 | 6 | 0.004945 | 0.0012393 | 0 | 0 |  | 1 | TRUE | wye
3 | LV_4063-3_0_9_load_172 | 8 | 0.0038504 | 0.00096501 | 0 | 0 |  | 1 | TRUE | wye
4 | LV_4063-3_0_9_load_171 | 11 | 0.012445 | 0.0031189 | 0 | 0 |  | 1 | TRUE | wye
5 | LV_4063-3_0_9_load_174 | 12 | 0.0014836 | 0.00037183 | 0 | 0 |  | 1 | TRUE | wye
6 | LV_4063-3_0_9_load_175 | 13 | 0.0014896 | 0.00037333 | 0 | 0 |  | 1 | TRUE | wye
7 | LV_4063-3_0_9_load_192 | 15 | 0.0010165 | 0.00025475 | 0 | 0 |  | 1 | TRUE | wye
8 | LV_4063-3_0_9_load_190 | 16 | 0.0073727 | 0.0018478 | 0 | 0 |  | 1 | TRUE | wye
9 | LV_4063-3_0_9_load_13 | 18 | 0.00081549 | 0.00020438 | 0 | 0 |  | 1 | TRUE | wye
10 | LV_4063-3_0_9_load_169 | 19 | 0.0022397 | 0.00056132 | 0 | 0 |  | 1 | TRUE | wye
11 | LV_4063-3_0_9_load_179 | 20 | 0.0010222 | 0.00025619 | 0 | 0 |  | 1 | TRUE | wye
12 | LV_4063-3_0_9_load_90 | 21 | 0.0009167 | 0.00022975 | 0 | 0 |  | 1 | TRUE | wye
13 | LV_4063-3_0_9_load_89 | 22 | 0.0017549 | 0.00043983 | 0 | 0 |  | 1 | TRUE | wye
14 | LV_4063-3_0_9_load_191 | 23 | 0.0042512 | 0.0010654 | 0 | 0 |  | 1 | TRUE | wye
15 | LV_4063-3_0_9_load_10 | 24 | 0.0050644 | 0.0012693 | 0 | 0 |  | 1 | TRUE | wye
16 | LV_4063-3_0_9_load_11 | 25 | 0.00036196 | 9.0716e-05 | 0 | 0 |  | 1 | TRUE | wye
17 | LV_4063-3_0_9_load_15 | 28 | 0.0012267 | 0.00030744 | 0 | 0 |  | 1 | TRUE | wye
18 | LV_4063-3_0_9_load_185 | 29 | 0.0083102 | 0.0020827 | 0 | 0 |  | 1 | TRUE | wye
19 | LV_4063-3_0_9_load_188 | 31 | 0.0014521 | 0.00036393 | 0 | 0 |  | 1 | TRUE | wye
20 | LV_4063-3_0_9_load_136 | 32 | 0.0013703 | 0.00034344 | 0 | 0 |  | 1 | TRUE | wye
21 | LV_4063-3_0_9_load_53 | 35 | 0.0041362 | 0.0010366 | 0 | 0 |  | 1 | TRUE | wye
22 | LV_4063-3_0_9_load_49 | 36 | 0.0048471 | 0.0012148 | 0 | 0 |  | 1 | TRUE | wye
23 | LV_4063-3_0_9_load_16 | 37 | 0.0017307 | 0.00043375 | 0 | 0 |  | 1 | TRUE | wye
24 | LV_4063-3_0_9_load_19 | 40 | 0.0076652 | 0.0019211 | 0 | 0 |  | 1 | TRUE | wye
25 | LV_4063-3_0_9_load_31 | 41 | 0.0044389 | 0.0011125 | 0 | 0 |  | 1 | TRUE | wye
26 | LV_4063-3_0_9_load_32 | 42 | 0.029596 | 0.0074174 | 0 | 0 |  | 1 | TRUE | wye
27 | LV_4063-3_0_9_load_43 | 44 | 0.026332 | 0.0065993 | 0 | 0 |  | 1 | TRUE | wye
28 | LV_4063-3_0_9_load_193 | 45 | 0.018786 | 0.0047083 | 0 | 0 |  | 1 | TRUE | wye
29 | LV_4063-3_0_9_load_54 | 48 | 0.0011167 | 0.00027988 | 0 | 0 |  | 1 | TRUE | wye
30 | LV_4063-3_0_9_load_160 | 51 | 0.002331 | 0.0005842 | 0 | 0 |  | 1 | TRUE | wye
31 | LV_4063-3_0_9_load_40 | 53 | 0.0054046 | 0.0013545 | 0 | 0 |  | 1 | TRUE | wye
32 | LV_4063-3_0_9_load_75 | 58 | 0.0023766 | 0.00059564 | 0 | 0 |  | 1 | TRUE | wye
33 | LV_4063-3_0_9_load_56 | 60 | 0.0029859 | 0.00074834 | 0 | 0 |  | 1 | TRUE | wye
34 | LV_4063-3_0_9_load_65 | 61 | 0.0031194 | 0.00078179 | 0 | 0 |  | 1 | TRUE | wye
35 | LV_4063-3_0_9_load_198 | 63 | 0.0016978 | 0.00042552 | 0 | 0 |  | 1 | TRUE | wye
36 | LV_4063-3_0_9_load_77 | 65 | 0.00081502 | 0.00020426 | 0 | 0 |  | 1 | TRUE | wye
37 | LV_4063-3_0_9_load_116 | 66 | 0.0017822 | 0.00044665 | 0 | 0 |  | 1 | TRUE | wye
38 | LV_4063-3_0_9_load_33 | 67 | 0.0098093 | 0.0024584 | 0 | 0 |  | 1 | TRUE | wye
39 | LV_4063-3_0_9_load_55 | 68 | 0.0014402 | 0.00036094 | 0 | 0 |  | 1 | TRUE | wye
40 | LV_4063-3_0_9_load_155 | 69 | 0.0045261 | 0.0011344 | 0 | 0 |  | 1 | TRUE | wye
41 | LV_4063-3_0_9_load_152 | 70 | 0.015807 | 0.0039616 | 0 | 0 |  | 1 | TRUE | wye
42 | LV_4063-3_0_9_load_162 | 71 | 0.0027087 | 0.00067886 | 0 | 0 |  | 1 | TRUE | wye
43 | LV_4063-3_0_9_load_161 | 72 | 0.0048363 | 0.0012121 | 0 | 0 |  | 1 | TRUE | wye
44 | LV_4063-3_0_9_load_197 | 75 | 0.001412 | 0.00035388 | 0 | 0 |  | 1 | TRUE | wye
45 | LV_4063-3_0_9_load_142 | 78 | 0.0087112 | 0.0021832 | 0 | 0 |  | 1 | TRUE | wye
46 | LV_4063-3_0_9_load_44 | 82 | 0.0017897 | 0.00044855 | 0 | 0 |  | 1 | TRUE | wye
47 | LV_4063-3_0_9_load_45 | 83 | 0.0029781 | 0.00074638 | 0 | 0 |  | 1 | TRUE | wye
48 | LV_4063-3_0_9_load_46 | 84 | 0.00071007 | 0.00017796 | 0 | 0 |  | 1 | TRUE | wye
49 | LV_4063-3_0_9_load_47 | 85 | 0.0008748 | 0.00021925 | 0 | 0 |  | 1 | TRUE | wye
50 | LV_4063-3_0_9_load_48 | 86 | 0.0043085 | 0.0010798 | 0 | 0 |  | 1 | TRUE | wye
51 | LV_4063-3_0_9_load_61 | 87 | 0.0015389 | 0.0003857 | 0 | 0 |  | 1 | TRUE | wye
52 | LV_4063-3_0_9_load_68 | 88 | 0.0019627 | 0.00049189 | 0 | 0 |  | 1 | TRUE | wye
53 | LV_4063-3_0_9_load_120 | 89 | 0.00097876 | 0.0002453 | 0 | 0 |  | 1 | TRUE | wye
54 | LV_4063-3_0_9_load_59 | 90 | 0.0033566 | 0.00084125 | 0 | 0 |  | 1 | TRUE | wye
55 | LV_4063-3_0_9_load_69 | 91 | 0.0111 | 0.0027818 | 0 | 0 |  | 1 | TRUE | wye
56 | LV_4063-3_0_9_load_50 | 92 | 0.0030884 | 0.00077404 | 0 | 0 |  | 1 | TRUE | wye
57 | LV_4063-3_0_9_load_115 | 94 | 0.00098779 | 0.00024756 | 0 | 0 |  | 1 | TRUE | wye
58 | LV_4063-3_0_9_load_64 | 95 | 0.0087197 | 0.0021854 | 0 | 0 |  | 1 | TRUE | wye
59 | LV_4063-3_0_9_load_176 | 96 | 0.004146 | 0.0010391 | 0 | 0 |  | 1 | TRUE | wye
60 | LV_4063-3_0_9_load_122 | 97 | 0.001249 | 0.00031304 | 0 | 0 |  | 1 | TRUE | wye
61 | LV_4063-3_0_9_load_62 | 98 | 0.00064193 | 0.00016088 | 0 | 0 |  | 1 | TRUE | wye
62 | LV_4063-3_0_9_load_87 | 100 | 0.0056127 | 0.0014067 | 0 | 0 |  | 1 | TRUE | wye
63 | LV_4063-3_0_9_load_143 | 101 | 0.0044904 | 0.0011254 | 0 | 0 |  | 1 | TRUE | wye
64 | LV_4063-3_0_9_load_58 | 103 | 0.0045575 | 0.0011422 | 0 | 0 |  | 1 | TRUE | wye
65 | LV_4063-3_0_9_load_60 | 104 | 0.002504 | 0.00062756 | 0 | 0 |  | 1 | TRUE | wye
66 | LV_4063-3_0_9_load_63 | 106 | 0.003317 | 0.00083131 | 0 | 0 |  | 1 | TRUE | wye
67 | LV_4063-3_0_9_load_66 | 107 | 0.00097394 | 0.00024409 | 0 | 0 |  | 1 | TRUE | wye
68 | LV_4063-3_0_9_load_67 | 108 | 0.0015151 | 0.00037971 | 0 | 0 |  | 1 | TRUE | wye
69 | LV_4063-3_0_9_load_79 | 109 | 0.0012668 | 0.00031749 | 0 | 0 |  | 1 | TRUE | wye
70 | LV_4063-3_0_9_load_80 | 110 | 0.0051761 | 0.0012973 | 0 | 0 |  | 1 | TRUE | wye
71 | LV_4063-3_0_9_load_135 | 111 | 0.0011714 | 0.00029358 | 0 | 0 |  | 1 | TRUE | wye
72 | LV_4063-3_0_9_load_134 | 112 | 0.0052664 | 0.0013199 | 0 | 0 |  | 1 | TRUE | wye
73 | LV_4063-3_0_9_load_70 | 113 | 0.015915 | 0.0039887 | 0 | 0 |  | 1 | TRUE | wye
74 | LV_4063-3_0_9_load_71 | 114 | 0.00090554 | 0.00022695 | 0 | 0 |  | 1 | TRUE | wye
75 | LV_4063-3_0_9_load_72 | 115 | 0.0002587 | 6.4835e-05 | 0 | 0 |  | 1 | TRUE | wye
76 | LV_4063-3_0_9_load_73 | 116 | 0.00098885 | 0.00024783 | 0 | 0 |  | 1 | TRUE | wye
77 | LV_4063-3_0_9_load_74 | 117 | 0.01007 | 0.0025238 | 0 | 0 |  | 1 | TRUE | wye
78 | LV_4063-3_0_9_load_109 | 118 | 0.0017634 | 0.00044196 | 0 | 0 |  | 1 | TRUE | wye
79 | LV_4063-3_0_9_load_78 | 119 | 0.00098521 | 0.00024692 | 0 | 0 |  | 1 | TRUE | wye
80 | LV_4063-3_0_9_load_81 | 120 | 0.01014 | 0.0025413 | 0 | 0 |  | 1 | TRUE | wye
81 | LV_4063-3_0_9_load_88 | 125 | 0.0075365 | 0.0018888 | 0 | 0 |  | 1 | TRUE | wye
82 | LV_4063-3_0_9_load_100 | 126 | 0.0020028 | 0.00050195 | 0 | 0 |  | 1 | TRUE | wye
83 | LV_4063-3_0_9_load_124 | 127 | 0.0033388 | 0.00083678 | 0 | 0 |  | 1 | TRUE | wye
84 | LV_4063-3_0_9_load_199 | 129 | 0.010323 | 0.0025871 | 0 | 0 |  | 1 | TRUE | wye
85 | LV_4063-3_0_9_load_125 | 133 | 0.0023056 | 0.00057783 | 0 | 0 |  | 1 | TRUE | wye
86 | LV_4063-3_0_9_load_96 | 135 | 0.0016423 | 0.0004116 | 0 | 0 |  | 1 | TRUE | wye
87 | LV_4063-3_0_9_load_189 | 136 | 0.0075361 | 0.0018887 | 0 | 0 |  | 1 | TRUE | wye
88 | LV_4063-3_0_9_load_158 | 137 | 0.080699 | 0.020225 | 0 | 0 |  | 1 | TRUE | wye
89 | LV_4063-3_0_9_load_156 | 138 | 0.0017814 | 0.00044645 | 0 | 0 |  | 1 | TRUE | wye
90 | LV_4063-3_0_9_load_146 | 141 | 0.0051302 | 0.0012857 | 0 | 0 |  | 1 | TRUE | wye
91 | LV_4063-3_0_9_load_164 | 143 | 0.01026 | 0.0025714 | 0 | 0 |  | 1 | TRUE | wye
92 | LV_4063-3_0_9_load_132 | 144 | 0.00089183 | 0.00022351 | 0 | 0 |  | 1 | TRUE | wye
93 | LV_4063-3_0_9_load_133 | 145 | 0.0011155 | 0.00027956 | 0 | 0 |  | 1 | TRUE | wye
94 | LV_4063-3_0_9_load_140 | 146 | 0.00020658 | 5.1774e-05 | 0 | 0 |  | 1 | TRUE | wye
95 | LV_4063-3_0_9_load_157 | 147 | 0.0094358 | 0.0023648 | 0 | 0 |  | 1 | TRUE | wye
96 | LV_4063-3_0_9_load_131 | 148 | 0.00074096 | 0.0001857 | 0 | 0 |  | 1 | TRUE | wye
97 | LV_4063-3_0_9_load_101 | 149 | 0.0016404 | 0.00041113 | 0 | 0 |  | 1 | TRUE | wye
98 | LV_4063-3_0_9_load_102 | 151 | 0.0017003 | 0.00042614 | 0 | 0 |  | 1 | TRUE | wye
99 | LV_4063-3_0_9_load_105 | 153 | 0.0010002 | 0.00025068 | 0 | 0 |  | 1 | TRUE | wye
100 | LV_4063-3_0_9_load_106 | 154 | 0.00068927 | 0.00017275 | 0 | 0 |  | 1 | TRUE | wye
101 | LV_4063-3_0_9_load_141 | 155 | 0.0016801 | 0.00042108 | 0 | 0 |  | 1 | TRUE | wye
102 | LV_4063-3_0_9_load_138 | 158 | 0.0017856 | 0.00044752 | 0 | 0 |  | 1 | TRUE | wye
103 | LV_4063-3_0_9_load_121 | 159 | 0.0013139 | 0.0003293 | 0 | 0 |  | 1 | TRUE | wye
104 | LV_4063-3_0_9_load_113 | 160 | 0.00082822 | 0.00020757 | 0 | 0 |  | 1 | TRUE | wye
105 | LV_4063-3_0_9_load_110 | 163 | 0.00348 | 0.00087217 | 0 | 0 |  | 1 | TRUE | wye
106 | LV_4063-3_0_9_load_111 | 164 | 0.0040919 | 0.0010255 | 0 | 0 |  | 1 | TRUE | wye
107 | LV_4063-3_0_9_load_112 | 165 | 0.0030134 | 0.00075523 | 0 | 0 |  | 1 | TRUE | wye
108 | LV_4063-3_0_9_load_114 | 166 | 0.0041086 | 0.0010297 | 0 | 0 |  | 1 | TRUE | wye
109 | LV_4063-3_0_9_load_123 | 167 | 0.0012725 | 0.00031891 | 0 | 0 |  | 1 | TRUE | wye
110 | LV_4063-3_0_9_load_126 | 168 | 0.0066128 | 0.0016573 | 0 | 0 |  | 1 | TRUE | wye
111 | LV_4063-3_0_9_load_127 | 169 | 0.000238 | 5.9649e-05 | 0 | 0 |  | 1 | TRUE | wye
112 | LV_4063-3_0_9_load_128 | 170 | 0.00017939 | 4.4959e-05 | 0 | 0 |  | 1 | TRUE | wye
113 | LV_4063-3_0_9_load_129 | 171 | 0.0034932 | 0.00087548 | 0 | 0 |  | 1 | TRUE | wye
114 | LV_4063-3_0_9_load_137 | 173 | 0.012205 | 0.0030589 | 0 | 0 |  | 1 | TRUE | wye
115 | LV_4063-3_0_9_load_178 | 174 | 0.0083101 | 0.0020827 | 0 | 0 |  | 1 | TRUE | wye
116 | LV_4063-3_0_9_load_167 | 177 | 0.011229 | 0.0028144 | 0 | 0 |  | 1 | TRUE | wye
117 | LV_4063-3_0_9_load_147 | 179 | 0.0024699 | 0.00061902 | 0 | 0 |  | 1 | TRUE | wye
118 | LV_4063-3_0_9_load_153 | 180 | 0.0046421 | 0.0011634 | 0 | 0 |  | 1 | TRUE | wye
119 | LV_4063-3_0_9_load_194 | 181 | 0.011868 | 0.0029745 | 0 | 0 |  | 1 | TRUE | wye
120 | LV_4063-3_0_9_load_170 | 182 | 0.0023733 | 0.0005948 | 0 | 0 |  | 1 | TRUE | wye
121 | LV_4063-3_0_9_load_182 | 184 | 0.0035845 | 0.00089835 | 0 | 0 |  | 1 | TRUE | wye
122 | LV_4063-3_0_9_load_196 | 186 | 0.0010483 | 0.00026274 | 0 | 0 |  | 1 | TRUE | wye

## ext_grid
| name | bus | vm_pu | va_degree | slack_weight | in_service
0 |  | 121 | 1 | 0 | 1 | TRUE

## line
| name | std_type | from_bus | to_bus | length_km | r_ohm_per_km | x_ohm_per_km | c_nf_per_km | g_us_per_km | max_i_ka | df | parallel | type | in_service
0 | LV_4063-3_0_9_line_0 |  | 0 | 1 | 0.025448 | 0.125 | 0.08 | 261 | 0 | 0.364 | 1 | 1 | cs | TRUE
1 | LV_4063-3_0_9_line_1 |  | 1 | 2 | 0.030396 | 0.125 | 0.08 | 261 | 0 | 0.364 | 1 | 1 | cs | TRUE
2 | LV_4063-3_0_9_line_2 |  | 2 | 3 | 0.031618 | 0.125 | 0.08 | 261 | 0 | 0.364 | 1 | 1 | cs | TRUE
3 | LV_4063-3_0_9_line_3 |  | 3 | 4 | 0.29313 | 0.125 | 0.08 | 261 | 0 | 0.364 | 1 | 4 | cs | TRUE
4 | LV_4063-3_0_9_line_4 |  | 3 | 5 | 0.034043 | 0.125 | 0.08 | 261 | 0 | 0.364 | 1 | 4 | cs | TRUE
5 | LV_4063-3_0_9_line_5 |  | 3 | 6 | 0.04543 | 0.125 | 0.08 | 261 | 0 | 0.364 | 1 | 1 | cs | TRUE
6 | LV_4063-3_0_9_line_6 |  | 4 | 12 | 0.024303 | 0.125 | 0.08 | 261 | 0 | 0.364 | 1 | 4 | cs | TRUE
7 | LV_4063-3_0_9_line_7 |  | 5 | 17 | 0.028967 | 0.125 | 0.08 | 261 | 0 | 0.364 | 1 | 4 | cs | TRUE
8 | LV_4063-3_0_9_line_8 |  | 5 | 18 | 0.027235 | 0.125 | 0.08 | 261 | 0 | 0.364 | 1 | 4 | cs | TRUE
9 | LV_4063-3_0_9_line_9 |  | 6 | 19 | 0.08161 | 0.125 | 0.08 | 261 | 0 | 0.364 | 1 | 1 | cs | TRUE
10 | LV_4063-3_0_9_line_10 |  | 7 | 8 | 0.053678 | 0.125 | 0.08 | 261 | 0 | 0.364 | 1 | 1 | cs | TRUE
11 | LV_4063-3_0_9_line_11 |  | 7 | 9 | 0.32581 | 0.125 | 0.08 | 261 | 0 | 0.364 | 1 | 4 | cs | TRUE
12 | LV_4063-3_0_9_line_12 |  | 7 | 10 | 0.30872 | 0.125 | 0.08 | 261 | 0 | 0.364 | 1 | 4 | cs | TRUE
13 | LV_4063-3_0_9_line_13 |  | 7 | 11 | 0.052822 | 0.125 | 0.08 | 261 | 0 | 0.364 | 1 | 1 | cs | TRUE
14 | LV_4063-3_0_9_line_14 |  | 9 | 13 | 0.025164 | 0.125 | 0.08 | 261 | 0 | 0.364 | 1 | 4 | cs | TRUE
15 | LV_4063-3_0_9_line_15 |  | 10 | 20 | 0.038929 | 0.125 | 0.08 | 261 | 0 | 0.364 | 1 | 4 | cs | TRUE
16 | LV_4063-3_0_9_line_16 |  | 12 | 13 | 0.004802 | 0.125 | 0.08 | 261 | 0 | 0.364 | 1 | 4 | cs | TRUE
17 | LV_4063-3_0_9_line_17 |  | 14 | 15 | 0.013916 | 0.125 | 0.08 | 261 | 0 | 0.364 | 1 | 1 | cs | TRUE
18 | LV_4063-3_0_9_line_18 |  | 14 | 16 | 0.038254 | 0.125 | 0.08 | 261 | 0 | 0.364 | 1 | 1 | cs | TRUE
19 | LV_4063-3_0_9_line_19 |  | 16 | 23 | 0.014052 | 0.125 | 0.08 | 261 | 0 | 0.364 | 1 | 1 | cs | TRUE
20 | LV_4063-3_0_9_line_20 |  | 17 | 144 | 0.020072 | 0.125 | 0.08 | 261 | 0 | 0.364 | 1 | 4 | cs | TRUE
21 | LV_4063-3_0_9_line_21 |  | 17 | 118 | 0.025649 | 0.125 | 0.08 | 261 | 0 | 0.364 | 1 | 1 | cs | TRUE
22 | LV_4063-3_0_9_line_22 |  | 18 | 25 | 0.0037683 | 0.125 | 0.08 | 261 | 0 | 0.364 | 1 | 4 | cs | TRUE
23 | LV_4063-3_0_9_line_23 |  | 19 | 182 | 0.01106 | 0.125 | 0.08 | 261 | 0 | 0.364 | 1 | 1 | cs | TRUE
24 | LV_4063-3_0_9_line_24 |  | 20 | 183 | 0.051026 | 0.125 | 0.08 | 261 | 0 | 0.364 | 1 | 4 | cs | TRUE
25 | LV_4063-3_0_9_line_25 |  | 21 | 22 | 0.031464 | 0.125 | 0.08 | 261 | 0 | 0.364 | 1 | 1 | cs | TRUE
26 | LV_4063-3_0_9_line_26 |  | 22 | 76 | 0.13284 | 0.125 | 0.08 | 261 | 0 | 0.364 | 1 | 1 | cs | TRUE
27 | LV_4063-3_0_9_line_27 |  | 23 | 182 | 0.040209 | 0.125 | 0.08 | 261 | 0 | 0.364 | 1 | 1 | cs | TRUE
28 | LV_4063-3_0_9_line_28 |  | 24 | 25 | 0.026741 | 0.125 | 0.08 | 261 | 0 | 0.364 | 1 | 4 | cs | TRUE
29 | LV_4063-3_0_9_line_29 |  | 24 | 26 | 0.011672 | 0.125 | 0.08 | 261 | 0 | 0.364 | 1 | 4 | cs | TRUE
30 | LV_4063-3_0_9_line_30 |  | 26 | 27 | 0.032083 | 0.125 | 0.08 | 261 | 0 | 0.364 | 1 | 4 | cs | TRUE
31 | LV_4063-3_0_9_line_31 |  | 26 | 28 | 0.022093 | 0.125 | 0.08 | 261 | 0 | 0.364 | 1 | 1 | cs | TRUE
32 | LV_4063-3_0_9_line_32 |  | 27 | 29 | 0.019837 | 0.125 | 0.08 | 261 | 0 | 0.364 | 1 | 4 | cs | TRUE
33 | LV_4063-3_0_9_line_33 |  | 29 | 33 | 0.028149 | 0.125 | 0.08 | 261 | 0 | 0.364 | 1 | 4 | cs | TRUE
34 | LV_4063-3_0_9_line_34 |  | 30 | 31 | 0.017236 | 0.125 | 0.08 | 261 | 0 | 0.364 | 1 | 1 | cs | TRUE
35 | LV_4063-3_0_9_line_35 |  | 30 | 32 | 0.019103 | 0.125 | 0.08 | 261 | 0 | 0.364 | 1 | 1 | cs | TRUE
36 | LV_4063-3_0_9_line_36 |  | 32 | 172 | 0.018112 | 0.125 | 0.08 | 261 | 0 | 0.364 | 1 | 1 | cs | TRUE
37 | LV_4063-3_0_9_line_37 |  | 33 | 174 | 0.0028869 | 0.125 | 0.08 | 261 | 0 | 0.364 | 1 | 4 | cs | TRUE
38 | LV_4063-3_0_9_line_38 |  | 34 | 35 | 0.021346 | 0.125 | 0.08 | 261 | 0 | 0.364 | 1 | 1 | cs | TRUE
39 | LV_4063-3_0_9_line_39 |  | 34 | 36 | 0.0010675 | 0.125 | 0.08 | 261 | 0 | 0.364 | 1 | 1 | cs | TRUE
40 | LV_4063-3_0_9_line_40 |  | 35 | 96 | 0.00028298 | 0.125 | 0.08 | 261 | 0 | 0.364 | 1 | 1 | cs | TRUE
41 | LV_4063-3_0_9_line_41 |  | 37 | 38 | 0.01012 | 0.125 | 0.08 | 261 | 0 | 0.364 | 1 | 1 | cs | TRUE
42 | LV_4063-3_0_9_line_42 |  | 37 | 39 | 0.03094 | 0.125 | 0.08 | 261 | 0 | 0.364 | 1 | 1 | cs | TRUE
43 | LV_4063-3_0_9_line_43 |  | 38 | 40 | 0.0032338 | 0.125 | 0.08 | 261 | 0 | 0.364 | 1 | 1 | cs | TRUE
44 | LV_4063-3_0_9_line_44 |  | 39 | 41 | 0.011611 | 0.125 | 0.08 | 261 | 0 | 0.364 | 1 | 1 | cs | TRUE
45 | LV_4063-3_0_9_line_45 |  | 39 | 42 | 0.017877 | 0.125 | 0.08 | 261 | 0 | 0.364 | 1 | 1 | cs | TRUE
46 | LV_4063-3_0_9_line_46 |  | 42 | 52 | 0.01001 | 0.125 | 0.08 | 261 | 0 | 0.364 | 1 | 1 | cs | TRUE
47 | LV_4063-3_0_9_line_47 |  | 43 | 44 | 0.010395 | 0.125 | 0.08 | 261 | 0 | 0.364 | 1 | 1 | cs | TRUE
48 | LV_4063-3_0_9_line_48 |  | 43 | 45 | 0.013418 | 0.125 | 0.08 | 261 | 0 | 0.364 | 1 | 1 | cs | TRUE
49 | LV_4063-3_0_9_line_49 |  | 44 | 54 | 0.014442 | 0.125 | 0.08 | 261 | 0 | 0.364 | 1 | 1 | cs | TRUE
50 | LV_4063-3_0_9_line_50 |  | 46 | 47 | 0.027907 | 0.125 | 0.08 | 261 | 0 | 0.364 | 1 | 1 | cs | TRUE
51 | LV_4063-3_0_9_line_51 |  | 46 | 48 | 0.04283 | 0.125 | 0.08 | 261 | 0 | 0.364 | 1 | 1 | cs | TRUE
52 | LV_4063-3_0_9_line_52 |  | 47 | 55 | 0.007687 | 0.125 | 0.08 | 261 | 0 | 0.364 | 1 | 1 | cs | TRUE
53 | LV_4063-3_0_9_line_53 |  | 48 | 68 | 0.0064931 | 0.125 | 0.08 | 261 | 0 | 0.364 | 1 | 1 | cs | TRUE
54 | LV_4063-3_0_9_line_54 |  | 49 | 50 | 0.038242 | 0.125 | 0.08 | 261 | 0 | 0.364 | 1 | 1 | cs | TRUE
55 | LV_4063-3_0_9_line_55 |  | 49 | 51 | 0.0081665 | 0.125 | 0.08 | 261 | 0 | 0.364 | 1 | 1 | cs | TRUE
56 | LV_4063-3_0_9_line_56 |  | 50 | 69 | 0.01364 | 0.125 | 0.08 | 261 | 0 | 0.364 | 1 | 1 | cs | TRUE
57 | LV_4063-3_0_9_line_57 |  | 50 | 70 | 0.021347 | 0.125 | 0.08 | 261 | 0 | 0.364 | 1 | 1 | cs | TRUE
58 | LV_4063-3_0_9_line_58 |  | 52 | 78 | 0.017229 | 0.125 | 0.08 | 261 | 0 | 0.364 | 1 | 1 | cs | TRUE
59 | LV_4063-3_0_9_line_59 |  | 52 | 54 | 0.023825 | 0.125 | 0.08 | 261 | 0 | 0.364 | 1 | 1 | cs | TRUE
60 | LV_4063-3_0_9_line_60 |  | 53 | 54 | 0.011532 | 0.125 | 0.08 | 261 | 0 | 0.364 | 1 | 1 | cs | TRUE
61 | LV_4063-3_0_9_line_61 |  | 55 | 100 | 0.021534 | 0.125 | 0.08 | 261 | 0 | 0.364 | 1 | 1 | cs | TRUE
62 | LV_4063-3_0_9_line_62 |  | 56 | 57 | 0.058139 | 0.125 | 0.08 | 261 | 0 | 0.364 | 1 | 1 | cs | TRUE
63 | LV_4063-3_0_9_line_63 |  | 56 | 58 | 0.013882 | 0.125 | 0.08 | 261 | 0 | 0.364 | 1 | 1 | cs | TRUE
64 | LV_4063-3_0_9_line_64 |  | 57 | 63 | 0.038841 | 0.125 | 0.08 | 261 | 0 | 0.364 | 1 | 1 | cs | TRUE
65 | LV_4063-3_0_9_line_65 |  | 58 | 79 | 0.026398 | 0.125 | 0.08 | 261 | 0 | 0.364 | 1 | 1 | cs | TRUE
66 | LV_4063-3_0_9_line_66 |  | 59 | 60 | 0.014597 | 0.125 | 0.08 | 261 | 0 | 0.364 | 1 | 1 | cs | TRUE
67 | LV_4063-3_0_9_line_67 |  | 59 | 61 | 0.016811 | 0.125 | 0.08 | 261 | 0 | 0.364 | 1 | 1 | cs | TRUE
68 | LV_4063-3_0_9_line_68 |  | 59 | 62 | 0.045475 | 0.125 | 0.08 | 261 | 0 | 0.364 | 1 | 1 | cs | TRUE
69 | LV_4063-3_0_9_line_69 |  | 60 | 68 | 0.024618 | 0.125 | 0.08 | 261 | 0 | 0.364 | 1 | 1 | cs | TRUE
70 | LV_4063-3_0_9_line_70 |  | 62 | 67 | 0.039796 | 0.125 | 0.08 | 261 | 0 | 0.364 | 1 | 1 | cs | TRUE
71 | LV_4063-3_0_9_line_71 |  | 64 | 65 | 0.0016812 | 0.125 | 0.08 | 261 | 0 | 0.364 | 1 | 1 | cs | TRUE
72 | LV_4063-3_0_9_line_72 |  | 64 | 66 | 0.013803 | 0.125 | 0.08 | 261 | 0 | 0.364 | 1 | 1 | cs | TRUE
73 | LV_4063-3_0_9_line_73 |  | 65 | 79 | 0.020574 | 0.125 | 0.08 | 261 | 0 | 0.364 | 1 | 1 | cs | TRUE
74 | LV_4063-3_0_9_line_74 |  | 66 | 80 | 0.0050307 | 0.125 | 0.08 | 261 | 0 | 0.364 | 1 | 1 | cs | TRUE
75 | LV_4063-3_0_9_line_75 |  | 70 | 180 | 0.022131 | 0.125 | 0.08 | 261 | 0 | 0.364 | 1 | 1 | cs | TRUE
76 | LV_4063-3_0_9_line_76 |  | 71 | 72 | 0.030319 | 0.125 | 0.08 | 261 | 0 | 0.364 | 1 | 1 | cs | TRUE
77 | LV_4063-3_0_9_line_77 |  | 72 | 140 | 0.017447 | 0.125 | 0.08 | 261 | 0 | 0.364 | 1 | 1 | cs | TRUE
78 | LV_4063-3_0_9_line_78 |  | 73 | 74 | 0.014 | 0.125 | 0.08 | 261 | 0 | 0.364 | 1 | 1 | cs | TRUE
79 | LV_4063-3_0_9_line_79 |  | 73 | 75 | 0.16325 | 0.125 | 0.08 | 261 | 0 | 0.364 | 1 | 1 | cs | TRUE
80 | LV_4063-3_0_9_line_80 |  | 74 | 140 | 0.013096 | 0.125 | 0.08 | 261 | 0 | 0.364 | 1 | 4 | cs | TRUE
81 | LV_4063-3_0_9_line_81 |  | 74 | 141 | 0.031175 | 0.125 | 0.08 | 261 | 0 | 0.364 | 1 | 4 | cs | TRUE
82 | LV_4063-3_0_9_line_82 |  | 76 | 77 | 0.002891 | 0.125 | 0.08 | 261 | 0 | 0.364 | 1 | 1 | cs | TRUE
83 | LV_4063-3_0_9_line_83 |  | 77 | 137 | 0.060176 | 0.125 | 0.08 | 261 | 0 | 0.364 | 1 | 1 | cs | TRUE
84 | LV_4063-3_0_9_line_84 |  | 77 | 138 | 0.11448 | 0.125 | 0.08 | 261 | 0 | 0.364 | 1 | 1 | cs | TRUE
85 | LV_4063-3_0_9_line_85 |  | 78 | 81 | 0.0096355 | 0.125 | 0.08 | 261 | 0 | 0.364 | 1 | 1 | cs | TRUE
86 | LV_4063-3_0_9_line_86 |  | 79 | 119 | 0.025822 | 0.125 | 0.08 | 261 | 0 | 0.364 | 1 | 1 | cs | TRUE
87 | LV_4063-3_0_9_line_87 |  | 80 | 157 | 0.02675 | 0.125 | 0.08 | 261 | 0 | 0.364 | 1 | 1 | cs | TRUE
88 | LV_4063-3_0_9_line_88 |  | 81 | 175 | 0.001774 | 0.125 | 0.08 | 261 | 0 | 0.364 | 1 | 1 | cs | TRUE
89 | LV_4063-3_0_9_line_89 |  | 81 | 176 | 0.076267 | 0.125 | 0.08 | 261 | 0 | 0.364 | 1 | 2 | cs | TRUE
90 | LV_4063-3_0_9_line_90 |  | 82 | 83 | 0.0081518 | 0.125 | 0.08 | 261 | 0 | 0.364 | 1 | 2 | cs | TRUE
91 | LV_4063-3_0_9_line_91 |  | 82 | 84 | 0.012111 | 0.125 | 0.08 | 261 | 0 | 0.364 | 1 | 4 | cs | TRUE
92 | LV_4063-3_0_9_line_92 |  | 83 | 85 | 0.011616 | 0.125 | 0.08 | 261 | 0 | 0.364 | 1 | 1 | cs | TRUE
93 | LV_4063-3_0_9_line_93 |  | 84 | 86 | 0.0045265 | 0.125 | 0.08 | 261 | 0 | 0.364 | 1 | 4 | cs | TRUE
94 | LV_4063-3_0_9_line_94 |  | 85 | 87 | 0.019503 | 0.125 | 0.08 | 261 | 0 | 0.364 | 1 | 1 | cs | TRUE
95 | LV_4063-3_0_9_line_95 |  | 86 | 88 | 0.017928 | 0.125 | 0.08 | 261 | 0 | 0.364 | 1 | 4 | cs | TRUE
96 | LV_4063-3_0_9_line_96 |  | 87 | 89 | 0.017189 | 0.125 | 0.08 | 261 | 0 | 0.364 | 1 | 1 | cs | TRUE
97 | LV_4063-3_0_9_line_97 |  | 87 | 90 | 0.017424 | 0.125 | 0.08 | 261 | 0 | 0.364 | 1 | 1 | cs | TRUE
98 | LV_4063-3_0_9_line_98 |  | 88 | 91 | 0.0090793 | 0.125 | 0.08 | 261 | 0 | 0.364 | 1 | 4 | cs | TRUE
99 | LV_4063-3_0_9_line_99 |  | 89 | 105 | 0.0037303 | 0.125 | 0.08 | 261 | 0 | 0.364 | 1 | 1 | cs | TRUE
100 | LV_4063-3_0_9_line_100 |  | 90 | 103 | 0.0042623 | 0.125 | 0.08 | 261 | 0 | 0.364 | 1 | 1 | cs | TRUE
101 | LV_4063-3_0_9_line_101 |  | 91 | 111 | 0.011257 | 0.125 | 0.08 | 261 | 0 | 0.364 | 1 | 4 | cs | TRUE
102 | LV_4063-3_0_9_line_102 |  | 92 | 93 | 0.010557 | 0.125 | 0.08 | 261 | 0 | 0.364 | 1 | 1 | cs | TRUE
103 | LV_4063-3_0_9_line_103 |  | 93 | 94 | 0.01992 | 0.125 | 0.08 | 261 | 0 | 0.364 | 1 | 1 | cs | TRUE
104 | LV_4063-3_0_9_line_104 |  | 93 | 95 | 0.022237 | 0.125 | 0.08 | 261 | 0 | 0.364 | 1 | 1 | cs | TRUE
105 | LV_4063-3_0_9_line_105 |  | 94 | 97 | 0.0021832 | 0.125 | 0.08 | 261 | 0 | 0.364 | 1 | 1 | cs | TRUE
106 | LV_4063-3_0_9_line_106 |  | 95 | 98 | 0.013462 | 0.125 | 0.08 | 261 | 0 | 0.364 | 1 | 1 | cs | TRUE
107 | LV_4063-3_0_9_line_107 |  | 96 | 99 | 0.016097 | 0.125 | 0.08 | 261 | 0 | 0.364 | 1 | 1 | cs | TRUE
108 | LV_4063-3_0_9_line_108 |  | 97 | 167 | 0.016998 | 0.125 | 0.08 | 261 | 0 | 0.364 | 1 | 1 | cs | TRUE
109 | LV_4063-3_0_9_line_109 |  | 98 | 106 | 0.0073122 | 0.125 | 0.08 | 261 | 0 | 0.364 | 1 | 1 | cs | TRUE
110 | LV_4063-3_0_9_line_110 |  | 99 | 174 | 0.007975 | 0.125 | 0.08 | 261 | 0 | 0.364 | 1 | 4 | cs | TRUE
111 | LV_4063-3_0_9_line_111 |  | 99 | 173 | 0.03702 | 0.125 | 0.08 | 261 | 0 | 0.364 | 1 | 4 | cs | TRUE
112 | LV_4063-3_0_9_line_112 |  | 100 | 124 | 0.022189 | 0.125 | 0.08 | 261 | 0 | 0.364 | 1 | 1 | cs | TRUE
113 | LV_4063-3_0_9_line_113 |  | 101 | 102 | 0.058374 | 0.125 | 0.08 | 261 | 0 | 0.364 | 1 | 1 | cs | TRUE
114 | LV_4063-3_0_9_line_114 |  | 102 | 162 | 0.007041 | 0.125 | 0.08 | 261 | 0 | 0.364 | 1 | 4 | cs | TRUE
115 | LV_4063-3_0_9_line_115 |  | 102 | 161 | 0.009393 | 0.125 | 0.08 | 261 | 0 | 0.364 | 1 | 4 | cs | TRUE
116 | LV_4063-3_0_9_line_116 |  | 103 | 104 | 0.0082184 | 0.125 | 0.08 | 261 | 0 | 0.364 | 1 | 1 | cs | TRUE
117 | LV_4063-3_0_9_line_117 |  | 105 | 160 | 0.015038 | 0.125 | 0.08 | 261 | 0 | 0.364 | 1 | 1 | cs | TRUE
118 | LV_4063-3_0_9_line_118 |  | 105 | 154 | 0.02196 | 0.125 | 0.08 | 261 | 0 | 0.364 | 1 | 1 | cs | TRUE
119 | LV_4063-3_0_9_line_119 |  | 107 | 108 | 0.012455 | 0.125 | 0.08 | 261 | 0 | 0.364 | 1 | 1 | cs | TRUE
120 | LV_4063-3_0_9_line_120 |  | 108 | 109 | 0.0016856 | 0.125 | 0.08 | 261 | 0 | 0.364 | 1 | 1 | cs | TRUE
121 | LV_4063-3_0_9_line_121 |  | 109 | 110 | 0.032107 | 0.125 | 0.08 | 261 | 0 | 0.364 | 1 | 1 | cs | TRUE
122 | LV_4063-3_0_9_line_122 |  | 110 | 116 | 0.0090568 | 0.125 | 0.08 | 261 | 0 | 0.364 | 1 | 1 | cs | TRUE
123 | LV_4063-3_0_9_line_123 |  | 111 | 112 | 0.0036546 | 0.125 | 0.08 | 261 | 0 | 0.364 | 1 | 4 | cs | TRUE
124 | LV_4063-3_0_9_line_124 |  | 112 | 145 | 0.028501 | 0.125 | 0.08 | 261 | 0 | 0.364 | 1 | 4 | cs | TRUE
125 | LV_4063-3_0_9_line_125 |  | 113 | 114 | 0.0051635 | 0.125 | 0.08 | 261 | 0 | 0.364 | 1 | 1 | cs | TRUE
126 | LV_4063-3_0_9_line_126 |  | 113 | 115 | 0.011112 | 0.125 | 0.08 | 261 | 0 | 0.364 | 1 | 1 | cs | TRUE
127 | LV_4063-3_0_9_line_127 |  | 114 | 116 | 0.026358 | 0.125 | 0.08 | 261 | 0 | 0.364 | 1 | 1 | cs | TRUE
128 | LV_4063-3_0_9_line_128 |  | 115 | 117 | 0.015222 | 0.125 | 0.08 | 261 | 0 | 0.364 | 1 | 1 | cs | TRUE
129 | LV_4063-3_0_9_line_129 |  | 117 | 118 | 0.0084448 | 0.125 | 0.08 | 261 | 0 | 0.364 | 1 | 1 | cs | TRUE
130 | LV_4063-3_0_9_line_130 |  | 120 | 121 | 0.019287 | 0.125 | 0.08 | 261 | 0 | 0.364 | 1 | 1 | cs | TRUE
131 | LV_4063-3_0_9_line_131 |  | 121 | 122 | 0.044716 | 0.125 | 0.08 | 261 | 0 | 0.364 | 1 | 4 | cs | TRUE
132 | LV_4063-3_0_9_line_132 |  | 121 | 123 | 0.036481 | 0.125 | 0.08 | 261 | 0 | 0.364 | 1 | 4 | cs | TRUE
133 | LV_4063-3_0_9_line_133 |  | 122 | 126 | 0.01644 | 0.125 | 0.08 | 261 | 0 | 0.364 | 1 | 4 | cs | TRUE
134 | LV_4063-3_0_9_line_134 |  | 122 | 127 | 0.0021848 | 0.125 | 0.08 | 261 | 0 | 0.364 | 1 | 1 | cs | TRUE
135 | LV_4063-3_0_9_line_135 |  | 123 | 125 | 0.019137 | 0.125 | 0.08 | 261 | 0 | 0.364 | 1 | 1 | cs | TRUE
136 | LV_4063-3_0_9_line_136 |  | 123 | 131 | 0.014182 | 0.125 | 0.08 | 261 | 0 | 0.364 | 1 | 4 | cs | TRUE
137 | LV_4063-3_0_9_line_137 |  | 124 | 125 | 0.020404 | 0.125 | 0.08 | 261 | 0 | 0.364 | 1 | 1 | cs | TRUE
138 | LV_4063-3_0_9_line_138 |  | 126 | 132 | 0.014056 | 0.125 | 0.08 | 261 | 0 | 0.364 | 1 | 4 | cs | TRUE
139 | LV_4063-3_0_9_line_139 |  | 127 | 133 | 0.022113 | 0.125 | 0.08 | 261 | 0 | 0.364 | 1 | 1 | cs | TRUE
140 | LV_4063-3_0_9_line_140 |  | 128 | 129 | 0.008717 | 0.125 | 0.08 | 261 | 0 | 0.364 | 1 | 1 | cs | TRUE
141 | LV_4063-3_0_9_line_141 |  | 128 | 130 | 0.03644 | 0.125 | 0.08 | 261 | 0 | 0.364 | 1 | 1 | cs | TRUE
142 | LV_4063-3_0_9_line_142 |  | 130 | 134 | 0.034852 | 0.125 | 0.08 | 261 | 0 | 0.364 | 1 | 4 | cs | TRUE
143 | LV_4063-3_0_9_line_143 |  | 130 | 135 | 0.0054665 | 0.125 | 0.08 | 261 | 0 | 0.364 | 1 | 4 | cs | TRUE
144 | LV_4063-3_0_9_line_144 |  | 131 | 136 | 0.0079281 | 0.125 | 0.08 | 261 | 0 | 0.364 | 1 | 4 | cs | TRUE
145 | LV_4063-3_0_9_line_145 |  | 132 | 135 | 0.010392 | 0.125 | 0.08 | 261 | 0 | 0.364 | 1 | 4 | cs | TRUE
146 | LV_4063-3_0_9_line_146 |  | 133 | 168 | 0.011009 | 0.125 | 0.08 | 261 | 0 | 0.364 | 1 | 1 | cs | TRUE
147 | LV_4063-3_0_9_line_147 |  | 134 | 146 | 0.0096013 | 0.125 | 0.08 | 261 | 0 | 0.364 | 1 | 4 | cs | TRUE
148 | LV_4063-3_0_9_line_148 |  | 134 | 147 | 0.006518 | 0.125 | 0.08 | 261 | 0 | 0.364 | 1 | 1 | cs | TRUE
149 | LV_4063-3_0_9_line_149 |  | 136 | 161 | 0.027167 | 0.125 | 0.08 | 261 | 0 | 0.364 | 1 | 4 | cs | TRUE
150 | LV_4063-3_0_9_line_150 |  | 137 | 139 | 0.039156 | 0.125 | 0.08 | 261 | 0 | 0.364 | 1 | 1 | cs | TRUE
151 | LV_4063-3_0_9_line_151 |  | 139 | 178 | 0.009276 | 0.125 | 0.08 | 261 | 0 | 0.364 | 1 | 1 | cs | TRUE
152 | LV_4063-3_0_9_line_152 |  | 140 | 142 | 0.036332 | 0.125 | 0.08 | 261 | 0 | 0.364 | 1 | 4 | cs | TRUE
153 | LV_4063-3_0_9_line_153 |  | 141 | 179 | 0.0029834 | 0.125 | 0.08 | 261 | 0 | 0.364 | 1 | 4 | cs | TRUE
154 | LV_4063-3_0_9_line_154 |  | 142 | 143 | 0.011796 | 0.125 | 0.08 | 261 | 0 | 0.364 | 1 | 4 | cs | TRUE
155 | LV_4063-3_0_9_line_155 |  | 143 | 178 | 0.012302 | 0.125 | 0.08 | 261 | 0 | 0.364 | 1 | 4 | cs | TRUE
156 | LV_4063-3_0_9_line_156 |  | 144 | 145 | 0.0028518 | 0.125 | 0.08 | 261 | 0 | 0.364 | 1 | 4 | cs | TRUE
157 | LV_4063-3_0_9_line_157 |  | 146 | 148 | 0.0209 | 0.125 | 0.08 | 261 | 0 | 0.364 | 1 | 4 | cs | TRUE
158 | LV_4063-3_0_9_line_158 |  | 148 | 171 | 0.035906 | 0.125 | 0.08 | 261 | 0 | 0.364 | 1 | 4 | cs | TRUE
159 | LV_4063-3_0_9_line_159 |  | 149 | 150 | 0.015479 | 0.125 | 0.08 | 261 | 0 | 0.364 | 1 | 1 | cs | TRUE
160 | LV_4063-3_0_9_line_160 |  | 150 | 153 | 0.029505 | 0.125 | 0.08 | 261 | 0 | 0.364 | 1 | 1 | cs | TRUE
161 | LV_4063-3_0_9_line_161 |  | 150 | 154 | 0.0046025 | 0.125 | 0.08 | 261 | 0 | 0.364 | 1 | 1 | cs | TRUE
162 | LV_4063-3_0_9_line_162 |  | 151 | 152 | 0.019313 | 0.125 | 0.08 | 261 | 0 | 0.364 | 1 | 1 | cs | TRUE
163 | LV_4063-3_0_9_line_163 |  | 152 | 155 | 0.017948 | 0.125 | 0.08 | 261 | 0 | 0.364 | 1 | 1 | cs | TRUE
164 | LV_4063-3_0_9_line_164 |  | 152 | 156 | 0.02936 | 0.125 | 0.08 | 261 | 0 | 0.364 | 1 | 1 | cs | TRUE
165 | LV_4063-3_0_9_line_165 |  | 153 | 157 | 0.0080244 | 0.125 | 0.08 | 261 | 0 | 0.364 | 1 | 1 | cs | TRUE
166 | LV_4063-3_0_9_line_166 |  | 155 | 158 | 0.019246 | 0.125 | 0.08 | 261 | 0 | 0.364 | 1 | 1 | cs | TRUE
167 | LV_4063-3_0_9_line_167 |  | 156 | 159 | 0.016626 | 0.125 | 0.08 | 261 | 0 | 0.364 | 1 | 1 | cs | TRUE
168 | LV_4063-3_0_9_line_168 |  | 157 | 158 | 0.030118 | 0.125 | 0.08 | 261 | 0 | 0.364 | 1 | 1 | cs | TRUE
169 | LV_4063-3_0_9_line_169 |  | 160 | 164 | 0.023256 | 0.125 | 0.08 | 261 | 0 | 0.364 | 1 | 1 | cs | TRUE
170 | LV_4063-3_0_9_line_170 |  | 162 | 177 | 0.054275 | 0.125 | 0.08 | 261 | 0 | 0.364 | 1 | 4 | cs | TRUE
171 | LV_4063-3_0_9_line_171 |  | 163 | 164 | 0.011089 | 0.125 | 0.08 | 261 | 0 | 0.364 | 1 | 1 | cs | TRUE
172 | LV_4063-3_0_9_line_172 |  | 163 | 165 | 0.0099586 | 0.125 | 0.08 | 261 | 0 | 0.364 | 1 | 1 | cs | TRUE
173 | LV_4063-3_0_9_line_173 |  | 165 | 166 | 0.015228 | 0.125 | 0.08 | 261 | 0 | 0.364 | 1 | 1 | cs | TRUE
174 | LV_4063-3_0_9_line_174 |  | 167 | 168 | 0.0074726 | 0.125 | 0.08 | 261 | 0 | 0.364 | 1 | 1 | cs | TRUE
175 | LV_4063-3_0_9_line_175 |  | 169 | 170 | 0.018793 | 0.125 | 0.08 | 261 | 0 | 0.364 | 1 | 4 | cs | TRUE
176 | LV_4063-3_0_9_line_176 |  | 169 | 171 | 0.009189 | 0.125 | 0.08 | 261 | 0 | 0.364 | 1 | 4 | cs | TRUE
177 | LV_4063-3_0_9_line_177 |  | 170 | 172 | 0.035071 | 0.125 | 0.08 | 261 | 0 | 0.364 | 1 | 4 | cs | TRUE
178 | LV_4063-3_0_9_line_178 |  | 172 | 173 | 0.01337 | 0.125 | 0.08 | 261 | 0 | 0.364 | 1 | 4 | cs | TRUE
179 | LV_4063-3_0_9_line_179 |  | 175 | 181 | 0.01847 | 0.125 | 0.08 | 261 | 0 | 0.364 | 1 | 1 | cs | TRUE
180 | LV_4063-3_0_9_line_180 |  | 176 | 180 | 0.0067297 | 0.125 | 0.08 | 261 | 0 | 0.364 | 1 | 1 | cs | TRUE
181 | LV_4063-3_0_9_line_181 |  | 176 | 179 | 0.028733 | 0.125 | 0.08 | 261 | 0 | 0.364 | 1 | 4 | cs | TRUE
182 | LV_4063-3_0_9_line_182 |  | 177 | 178 | 0.032272 | 0.125 | 0.08 | 261 | 0 | 0.364 | 1 | 4 | cs | TRUE
183 | LV_4063-3_0_9_line_183 |  | 183 | 184 | 0.010147 | 0.125 | 0.08 | 261 | 0 | 0.364 | 1 | 4 | cs | TRUE
184 | LV_4063-3_0_9_line_184 |  | 184 | 185 | 0.097718 | 0.125 | 0.08 | 261 | 0 | 0.364 | 1 | 2 | cs | TRUE
185 | LV_4063-3_0_9_line_185 |  | 185 | 187 | 0.10498 | 0.125 | 0.08 | 261 | 0 | 0.364 | 1 | 1 | cs | TRUE
186 | LV_4063-3_0_9_line_186 |  | 186 | 187 | 0.018995 | 0.125 | 0.08 | 261 | 0 | 0.364 | 1 | 1 | cs | TRUE

## trafo
| name | std_type | hv_bus | lv_bus | sn_mva | vn_hv_kv | vn_lv_kv | vk_percent | vkr_percent | pfe_kw | i0_percent | shift_degree | tap_side | tap_neutral | tap_min | tap_max | tap_step_percent | tap_step_degree | tap_pos | tap_phase_shifter | parallel | df | in_service
0 | LV_4063-3_0_9_trafo_82 | 0.63 MVA 20/0.4 kV | 188 | 121 | 0.63 | 20 | 0.4 | 6 | 1.206 | 1.65 | 0.2619 | 150 | hv | 0 | -2 | 2 | 2.5 | 0 | 0 | FALSE | 1 | 1 | TRUE

## line_geodata
| x0 | y0 | x1 | y1 | x2 | y2 | x3 | y3 | x4 | y4 | x5 | y5 | x6 | y6 | x7 | y7 | x8 | y8 | x9 | y9 | x10 | y10 | x11 | y11 | x12 | y12 | x13 | y13 | x14 | y14
0 | 2667857.0592 | 1245315.8168 | 2667876.1064 | 1245332.6934
1 | 2667857.0592 | 1245315.8168 | 2667834.2948 | 1245295.6752
2 | 2667810.6153 | 1245274.7239 | 2667834.2948 | 1245295.6752
3 | 2667641.0054 | 1245500.2675 | 2667658.5513 | 1245490.8277 | 2667656.8055 | 1245488.217 | 2667658.2793 | 1245478.9051 | 2667662.3404 | 1245470.6346 | 2667658.2124 | 1245460.9363 | 2667721.0445 | 1245378.262 | 2667733.4996 | 1245362.7601 | 2667760.218 | 1245328.2633 | 2667794.2852 | 1245292.0716 | 2667810.6153 | 1245274.7239
4 | 2667833.9823 | 1245249.907 | 2667810.6153 | 1245274.7239
5 | 2667810.6153 | 1245274.7239 | 2667777.9741 | 1245243.1257
6 | 2667641.0054 | 1245500.2675 | 2667654.2207 | 1245508.157 | 2667662.8668 | 1245510.3149
7 | 2667853.8617 | 1245228.7862 | 2667833.9823 | 1245249.907
8 | 2667833.9823 | 1245249.907 | 2667854.5588 | 1245267.7489
9 | 2667718.8301 | 1245186.8967 | 2667752.5113 | 1245218.4765 | 2667777.9741 | 1245243.1257
10 | 2667928.0055 | 1245601.617 | 2667905.3148 | 1245607.706 | 2667912.0437 | 1245637.1309
11 | 2667680.3004 | 1245489.7972 | 2667694.7085 | 1245493.7977 | 2667712.986 | 1245501.6895 | 2667745.0461 | 1245516.0655 | 2667767.8687 | 1245526.8781 | 2667793.7838 | 1245534.8353 | 2667816.5697 | 1245538.9319 | 2667838.0887 | 1245538.1885 | 2667873.3648 | 1245536.2572 | 2667893.4168 | 1245535.6306 | 2667899.4324 | 1245540.1248 | 2667905.6768 | 1245538.4951 | 2667910.4871 | 1245526.8421 | 2667924.1421 | 1245583.3712 | 2667928.0055 | 1245601.617
12 | 2667928.0055 | 1245601.617 | 2667924.1421 | 1245583.3712 | 2667910.4871 | 1245526.8421 | 2667941.5757 | 1245522.4393 | 2667999.4969 | 1245504.6015 | 2668093.7301 | 1245474.9726 | 2668116.3251 | 1245467.4044 | 2668129.632 | 1245478.4538
13 | 2667928.0055 | 1245601.617 | 2667905.3148 | 1245607.706 | 2667911.853 | 1245636.2969
14 | 2667680.3004 | 1245489.7972 | 2667667.5259 | 1245511.4777
15 | 2668129.632 | 1245478.4538 | 2668132.3712 | 1245480.7313 | 2668136.4001 | 1245490.4399 | 2668139.4292 | 1245497.7354 | 2668139.4589 | 1245504.3514 | 2668138.9413 | 1245514.6785
16 | 2667662.8668 | 1245510.3149 | 2667667.5259 | 1245511.4777
17 | 2667625.7176 | 1245146.7468 | 2667627.6525 | 1245132.9663
18 | 2667625.7176 | 1245146.7468 | 2667662.419 | 1245157.533
19 | 2667662.419 | 1245157.533 | 2667675.9011 | 1245161.4954
20 | 2667853.8617 | 1245228.7862 | 2667838.4551 | 1245215.9207
21 | 2667853.8617 | 1245228.7862 | 2667871.6739 | 1245210.3306
22 | 2667854.5588 | 1245267.7489 | 2667857.4059 | 1245270.2176
23 | 2667710.7618 | 1245179.3318 | 2667718.8301 | 1245186.8967
24 | 2668131.651 | 1245565.1042 | 2668132.0421 | 1245563.9523 | 2668138.4002 | 1245525.4763 | 2668138.9413 | 1245514.6785
25 | 2668126.4925 | 1245314.0822 | 2668111.5599 | 1245323.805 | 2668099.881 | 1245330.8605
26 | 2668215.8563 | 1245221.6763 | 2668214.7318 | 1245232.0706 | 2668206.7139 | 1245247.2668 | 2668171.9509 | 1245283.2702 | 2668143.8083 | 1245300.7703 | 2668139.8185 | 1245305.4055 | 2668126.4925 | 1245314.0822
27 | 2667710.7618 | 1245179.3318 | 2667698.969 | 1245168.2748 | 2667675.9011 | 1245161.4954
28 | 2667877.6097 | 1245287.7363 | 2667857.4059 | 1245270.2176
29 | 2667886.4283 | 1245295.383 | 2667877.6097 | 1245287.7363
30 | 2667886.4283 | 1245295.383 | 2667911.4718 | 1245315.528
31 | 2667886.4283 | 1245295.383 | 2667901.2204 | 1245278.9726
32 | 2667911.4718 | 1245315.528 | 2667924.716 | 1245300.7597
33 | 2667943.5097 | 1245279.8032 | 2667924.716 | 1245300.7597
34 | 2667962.9563 | 1245330.7503 | 2667950.1157 | 1245319.2531
35 | 2667962.9563 | 1245330.7503 | 2667975.9164 | 1245316.7156
36 | 2667988.2038 | 1245303.4094 | 2667975.9164 | 1245316.7156
37 | 2667943.5097 | 1245279.8032 | 2667945.4659 | 1245277.6801
38 | 2667929.9944 | 1245245.9804 | 2667945.7006 | 1245260.4357
39 | 2667929.9944 | 1245245.9804 | 2667930.5718 | 1245245.0825
40 | 2667945.7006 | 1245260.4357 | 2667945.9089 | 1245260.6273
41 | 2668360.0975 | 1244934.0577 | 2668357.2034 | 1244935.3697 | 2668350.6281 | 1244937.5969
42 | 2668321.7108 | 1244948.548 | 2668336.2512 | 1244942.4667 | 2668350.6281 | 1244937.5969
43 | 2668360.0975 | 1244934.0577 | 2668362.1888 | 1244931.5912
44 | 2668321.7108 | 1244948.548 | 2668323.2185 | 1244937.035
45 | 2668321.7108 | 1244948.548 | 2668308.5989 | 1244960.6993
46 | 2668301.2568 | 1244967.5035 | 2668308.5989 | 1244960.6993
47 | 2668267.6822 | 1244932.2481 | 2668274.9876 | 1244939.6427
48 | 2668267.6822 | 1244932.2481 | 2668257.8056 | 1244923.1647
49 | 2668285.1378 | 1244949.9168 | 2668274.9876 | 1244939.6427
50 | 2668088.916 | 1245030.2625 | 2668077.772 | 1245019.6161 | 2668067.518 | 1245012.3935
51 | 2668067.518 | 1245012.3935 | 2668046.7478 | 1245027.3879 | 2668033.2513 | 1245038.0707
52 | 2668088.916 | 1245030.2625 | 2668091.2255 | 1245032.4683 | 2668092.6201 | 1245034.0743 | 2668094.3697 | 1245035.6844
53 | 2668028.1601 | 1245042.1005 | 2668033.2513 | 1245038.0707
54 | 2668198.2799 | 1244958.3349 | 2668195.5248 | 1244954.8008 | 2668176.639 | 1244926.7754
55 | 2668176.639 | 1244926.7754 | 2668180.1052 | 1244923.6686 | 2668182.8456 | 1244921.4725
56 | 2668198.2799 | 1244958.3349 | 2668193.8844 | 1244962.743 | 2668190.9276 | 1244964.9106 | 2668188.1947 | 1244967.4761
57 | 2668198.2799 | 1244958.3349 | 2668211.5864 | 1244975.027
58 | 2668301.2568 | 1244967.5035 | 2668295.6198 | 1244975.3774 | 2668290.1115 | 1244980.534
59 | 2668301.2568 | 1244967.5035 | 2668285.1378 | 1244949.9168
60 | 2668285.1378 | 1244949.9168 | 2668287.4246 | 1244948.1864 | 2668294.0886 | 1244942.6487
61 | 2668094.3697 | 1245035.6844 | 2668078.2069 | 1245049.9137
62 | 2667915.7562 | 1244977.0744 | 2667938.5272 | 1245008.368 | 2667922.1688 | 1245018.8658
63 | 2667915.7562 | 1244977.0744 | 2667913.258 | 1244977.4794 | 2667902.23 | 1244980.1681
64 | 2667922.1688 | 1245018.8658 | 2667927.1978 | 1245033.011 | 2667944.8378 | 1245049.0309
65 | 2667877.2667 | 1244988.1306 | 2667882.9409 | 1244984.871 | 2667902.23 | 1244980.1681
66 | 2667997.4116 | 1245066.4385 | 2668008.8572 | 1245057.3791
67 | 2667997.4116 | 1245066.4385 | 2667985.8004 | 1245078.5946
68 | 2667997.4116 | 1245066.4385 | 2667993.7645 | 1245060.2924 | 2668010.193 | 1245049.6177 | 2667999.9759 | 1245033.9119
69 | 2668028.1601 | 1245042.1005 | 2668008.8572 | 1245057.3791
70 | 2667999.9759 | 1245033.9119 | 2668017.943 | 1245020.2082 | 2668021.5062 | 1245017.2025 | 2668032.6545 | 1245011.4653
71 | 2667859.0109 | 1245000.675 | 2667860.2773 | 1244999.5691
72 | 2667859.0109 | 1245000.675 | 2667856.7146 | 1245002.5834 | 2667849.5969 | 1245010.7287
73 | 2667877.2667 | 1244988.1306 | 2667865.9488 | 1244994.6168 | 2667860.2773 | 1244999.5691
74 | 2667846.2866 | 1245014.5169 | 2667849.5969 | 1245010.7287
75 | 2668211.5864 | 1244975.027 | 2668218.6672 | 1244983.9093 | 2668223.292 | 1244992.4129 | 2668223.869 | 1244993.3401
76 | 2668232.5025 | 1245060.1775 | 2668211.2515 | 1245050.515 | 2668205.1111 | 1245047.2076
77 | 2668248.6957 | 1245066.6234 | 2668239.9282 | 1245063.5538 | 2668232.5025 | 1245060.1775
78 | 2668255.3307 | 1245055.403 | 2668267.9931 | 1245061.4529
79 | 2668267.9931 | 1245061.4529 | 2668281.2089 | 1245048.318 | 2668291.1758 | 1245041.0721 | 2668322.6928 | 1245016.7846 | 2668355.2358 | 1244998.5578 | 2668379.1297 | 1244993.8743 | 2668400.9634 | 1244991.5799 | 2668409.764 | 1244990.2253
80 | 2668255.3307 | 1245055.403 | 2668253.5357 | 1245059.7076 | 2668248.6957 | 1245066.6234
81 | 2668255.3307 | 1245055.403 | 2668241.2078 | 1245027.6101
82 | 2668213.6948 | 1245219.7501 | 2668215.8563 | 1245221.6763
83 | 2668213.6948 | 1245219.7501 | 2668210.3136 | 1245197.0843 | 2668209.1521 | 1245167.339 | 2668209.8926 | 1245159.8845
84 | 2668213.6948 | 1245219.7501 | 2668167.4271 | 1245274.5455 | 2668141.3188 | 1245293.8591 | 2668131.0526 | 1245294.4937
85 | 2668283.0773 | 1244987.1191 | 2668290.1115 | 1244980.534
86 | 2667877.2667 | 1244988.1306 | 2667893.0726 | 1245008.5496
87 | 2667828.916 | 1245034.8992 | 2667846.2866 | 1245014.5169
88 | 2668283.0773 | 1244987.1191 | 2668281.5616 | 1244986.1899
89 | 2668227.4244 | 1244999.0539 | 2668230.685 | 1244996.0893 | 2668235.6071 | 1244991.2314 | 2668242.2397 | 1244988.1055 | 2668249.249 | 1244985.7289 | 2668256.5385 | 1244987.236 | 2668262.5502 | 1244994.0655 | 2668268.6172 | 1244998.7163 | 2668274.6232 | 1245003.4109 | 2668279.2992 | 1244993.0241 | 2668283.0773 | 1244987.1191
90 | 2667790.3164 | 1245143.114 | 2667789.5122 | 1245146.4711 | 2667788.158 | 1245150.9715
91 | 2667785.0928 | 1245162.6699 | 2667785.7578 | 1245158.948 | 2667788.158 | 1245150.9715
92 | 2667793.0224 | 1245131.8176 | 2667790.3164 | 1245143.114
93 | 2667784.2967 | 1245167.1259 | 2667784.2967 | 1245167.1259 | 2667785.0928 | 1245162.6699
94 | 2667797.5659 | 1245112.8508 | 2667793.0224 | 1245131.8176
95 | 2667784.2967 | 1245167.1259 | 2667789.1436 | 1245174.7422 | 2667795.9752 | 1245180.447
96 | 2667797.5659 | 1245112.8508 | 2667802.2192 | 1245096.3036
97 | 2667797.5659 | 1245112.8508 | 2667812.7224 | 1245121.4461
98 | 2667802.9441 | 1245186.2665 | 2667795.9752 | 1245180.447
99 | 2667803.229 | 1245092.7126 | 2667802.2192 | 1245096.3036
100 | 2667812.7224 | 1245121.4461 | 2667816.43 | 1245123.5487
101 | 2667802.9441 | 1245186.2665 | 2667811.5846 | 1245193.4819
102 | 2667966.4493 | 1245202.0116 | 2667959.0692 | 1245209.5605
103 | 2667966.4493 | 1245202.0116 | 2667981.5141 | 1245188.9785
104 | 2667966.4493 | 1245202.0116 | 2667982.1681 | 1245217.7409
105 | 2667981.5141 | 1245188.9785 | 2667983.1652 | 1245187.5501
106 | 2667991.6837 | 1245227.2628 | 2667982.1681 | 1245217.7409
107 | 2667950.8699 | 1245271.8152 | 2667954.1676 | 1245268.2283 | 2667945.9089 | 1245260.6273
108 | 2667983.1652 | 1245187.5501 | 2667996.0202 | 1245176.4288
109 | 2667991.6837 | 1245227.2628 | 2667991.6837 | 1245227.2628 | 2667986.5103 | 1245232.4305
110 | 2667950.8699 | 1245271.8152 | 2667945.4659 | 1245277.6801
111 | 2667950.8699 | 1245271.8152 | 2667977.1899 | 1245295.2886 | 2667978.5401 | 1245294.17
112 | 2668066.0455 | 1245064.9799 | 2668064.0121 | 1245062.4103 | 2668078.2069 | 1245049.9137
113 | 2668134.1814 | 1245068.0529 | 2668135.9049 | 1245064.7037 | 2668139.8536 | 1245062.3474 | 2668142.724 | 1245063.748 | 2668157.4902 | 1245070.8447 | 2668164.0519 | 1245073.8667 | 2668167.8363 | 1245073.9769 | 2668170.1446 | 1245070.3676 | 2668170.6628 | 1245067.3603 | 2668166.4647 | 1245061.8304 | 2668161.7793 | 1245059.7083
114 | 2668134.1814 | 1245068.0529 | 2668139.9914 | 1245072.0557
115 | 2668134.1814 | 1245068.0529 | 2668126.4297 | 1245062.7157
116 | 2667823.5789 | 1245127.6028 | 2667816.43 | 1245123.5487
117 | 2667803.229 | 1245092.7126 | 2667816.5028 | 1245099.7807
118 | 2667803.229 | 1245092.7126 | 2667808.8627 | 1245071.4877
119 | 2667952.1298 | 1245119.3748 | 2667944.7152 | 1245129.3823
120 | 2667943.7117 | 1245130.7368 | 2667944.7152 | 1245129.3823
121 | 2667943.7117 | 1245130.7368 | 2667933.5759 | 1245144.4172 | 2667923.4982 | 1245155.6363
122 | 2667923.4982 | 1245155.6363 | 2667917.446 | 1245162.3741
123 | 2667811.5846 | 1245193.4819 | 2667814.3898 | 1245195.8244
124 | 2667814.3898 | 1245195.8244 | 2667836.2662 | 1245214.0928
125 | 2667895.8259 | 1245185.3062 | 2667899.4117 | 1245181.5909
126 | 2667895.8259 | 1245185.3062 | 2667888.1095 | 1245193.3014
127 | 2667899.4117 | 1245181.5909 | 2667910.5615 | 1245170.0383 | 2667917.446 | 1245162.3741
128 | 2667888.1095 | 1245193.3014 | 2667877.5384 | 1245204.2542
129 | 2667871.6739 | 1245210.3306 | 2667877.5384 | 1245204.2542
130 | 2668062.6156 | 1245119.5675 | 2668050.2425 | 1245104.7721
131 | 2668028.3728 | 1245148.4394 | 2668040.3134 | 1245138.3804 | 2668059.35 | 1245122.3209 | 2668062.6156 | 1245119.5675
132 | 2668062.6156 | 1245119.5675 | 2668067.1554 | 1245115.7391 | 2668072.5421 | 1245111.1978 | 2668090.503 | 1245096.0488
133 | 2668028.3728 | 1245148.4394 | 2668038.9741 | 1245161.0047
134 | 2668028.3728 | 1245148.4394 | 2668026.7205 | 1245149.8689
135 | 2668090.503 | 1245096.0488 | 2668078.6659 | 1245081.012
136 | 2668090.503 | 1245096.0488 | 2668101.3605 | 1245086.8893
137 | 2668066.0455 | 1245064.9799 | 2668078.6659 | 1245081.012
138 | 2668048.0381 | 1245171.7478 | 2668038.9741 | 1245161.0047
139 | 2668026.7205 | 1245149.8689 | 2668009.997 | 1245164.337
140 | 2668074.62 | 1245155.2968 | 2668065.8807 | 1245155.0297
141 | 2668058.2581 | 1245183.8735 | 2668061.661 | 1245181.0105 | 2668062.6834 | 1245180.1439 | 2668075.135 | 1245169.6683 | 2668075.0546 | 1245167.4547 | 2668074.6664 | 1245156.5204 | 2668074.62 | 1245155.2968
142 | 2668078.9436 | 1245211.0965 | 2668078.8394 | 1245207.6707 | 2668058.2581 | 1245183.8735
143 | 2668058.2581 | 1245183.8735 | 2668054.7351 | 1245179.6936
144 | 2668101.3605 | 1245086.8893 | 2668107.4213 | 1245081.7784
145 | 2668048.0381 | 1245171.7478 | 2668054.7351 | 1245179.6936
146 | 2668001.6715 | 1245171.5397 | 2668009.997 | 1245164.337
147 | 2668078.9436 | 1245211.0965 | 2668072.1559 | 1245217.8871
148 | 2668078.9436 | 1245211.0965 | 2668085.1226 | 1245213.2244
149 | 2668126.4297 | 1245062.7157 | 2668122.1217 | 1245069.382 | 2668107.4213 | 1245081.7784
150 | 2668216.1424 | 1245121.2761 | 2668211.3654 | 1245145.06 | 2668209.8926 | 1245159.8845
151 | 2668216.1424 | 1245121.2761 | 2668216.7551 | 1245112.0212
152 | 2668248.6957 | 1245066.6234 | 2668236.6883 | 1245096.8954 | 2668234.7994 | 1245100.1648
153 | 2668241.2078 | 1245027.6101 | 2668239.8563 | 1245024.9504
154 | 2668234.7994 | 1245100.1648 | 2668231.4318 | 1245106.5194 | 2668228.5644 | 1245110.1223
155 | 2668216.7551 | 1245112.0212 | 2668223.2032 | 1245112.44 | 2668228.5644 | 1245110.1223
156 | 2667838.4551 | 1245215.9207 | 2667836.2662 | 1245214.0928
157 | 2668072.1559 | 1245217.8871 | 2668057.3807 | 1245232.6688
158 | 2668031.9968 | 1245258.0636 | 2668057.3807 | 1245232.6688
159 | 2667810.0435 | 1245067.0392 | 2667822.9857 | 1245075.5309
160 | 2667810.0435 | 1245067.0392 | 2667815.68 | 1245053.194 | 2667824.2124 | 1245041.4005
161 | 2667810.0435 | 1245067.0392 | 2667808.8627 | 1245071.4877
162 | 2667879.0913 | 1245077.5916 | 2667881.5912 | 1245081.6563 | 2667882.7866 | 1245088.119 | 2667878.6668 | 1245094.9397
163 | 2667879.0913 | 1245077.5916 | 2667866.4807 | 1245064.8199
164 | 2667896.1959 | 1245060.6421 | 2667892.8863 | 1245064.607 | 2667895.0482 | 1245067.1669 | 2667884.9852 | 1245078.2372 | 2667879.0913 | 1245077.5916
165 | 2667828.916 | 1245034.8992 | 2667824.2124 | 1245041.4005
166 | 2667866.4807 | 1245064.8199 | 2667863.7788 | 1245062.0834 | 2667860.6492 | 1245062.8593 | 2667851.5135 | 1245054.8098
167 | 2667896.1959 | 1245060.6421 | 2667908.6117 | 1245071.6999
168 | 2667828.916 | 1245034.8992 | 2667851.5135 | 1245054.8098
169 | 2667816.5028 | 1245099.7807 | 2667837.0304 | 1245110.7113
170 | 2668139.9914 | 1245072.0557 | 2668166.8542 | 1245085.785 | 2668188.136 | 1245097.1085
171 | 2667846.8186 | 1245115.9234 | 2667837.0304 | 1245110.7113
172 | 2667846.8186 | 1245115.9234 | 2667848.0205 | 1245116.5634 | 2667855.6557 | 1245120.5144
173 | 2667869.1806 | 1245127.513 | 2667855.6557 | 1245120.5144
174 | 2667996.0202 | 1245176.4288 | 2668001.6715 | 1245171.5397
175 | 2668025.5006 | 1245264.5626 | 2668012.215 | 1245277.854
176 | 2668031.9968 | 1245258.0636 | 2668025.5006 | 1245264.5626
177 | 2667988.2038 | 1245303.4094 | 2668006.8183 | 1245283.2531 | 2668012.215 | 1245277.854
178 | 2667988.2038 | 1245303.4094 | 2667978.5401 | 1245294.17
179 | 2668281.5616 | 1244986.1899 | 2668269.1995 | 1244972.4664
180 | 2668227.4244 | 1244999.0539 | 2668223.869 | 1244993.3401
181 | 2668227.4244 | 1244999.0539 | 2668233.615 | 1245012.6679 | 2668239.8563 | 1245024.9504
182 | 2668216.7551 | 1245112.0212 | 2668198.3367 | 1245102.5362 | 2668188.136 | 1245097.1085
183 | 2668131.651 | 1245565.1042 | 2668128.3924 | 1245574.7133
184 | 2668096.195 | 1245666.9128 | 2668097.4654 | 1245660.901 | 2668120.6008 | 1245597.689 | 2668128.3924 | 1245574.7133
185 | 2668096.195 | 1245666.9128 | 2668096.4975 | 1245672.1533 | 2668096.5058 | 1245675.3778 | 2668114.941 | 1245686.5417 | 2668131.384 | 1245690.2553 | 2668140.1149 | 1245693.1576 | 2668153.484 | 1245705.3197 | 2668170.423 | 1245709.9175 | 2668183.3975 | 1245707.109
186 | 2668183.3975 | 1245707.109 | 2668192.4434 | 1245694.4375 | 2668194.9124 | 1245692.0631

## bus_geodata
| x | y | coords
0 | 2667876.1064 | 1245332.6934
1 | 2667857.0592 | 1245315.8168
2 | 2667834.2948 | 1245295.6752
3 | 2667810.6153 | 1245274.7239
4 | 2667641.0054 | 1245500.2675
5 | 2667833.9823 | 1245249.907
6 | 2667777.9741 | 1245243.1257
7 | 2667928.0055 | 1245601.617
8 | 2667912.0437 | 1245637.1309
9 | 2667680.3004 | 1245489.7972
10 | 2668129.632 | 1245478.4538
11 | 2667911.853 | 1245636.2969
12 | 2667662.8668 | 1245510.3149
13 | 2667667.5259 | 1245511.4777
14 | 2667625.7176 | 1245146.7468
15 | 2667627.6525 | 1245132.9663
16 | 2667662.419 | 1245157.533
17 | 2667853.8617 | 1245228.7862
18 | 2667854.5588 | 1245267.7489
19 | 2667718.8301 | 1245186.8967
20 | 2668138.9413 | 1245514.6785
21 | 2668099.881 | 1245330.8605
22 | 2668126.4925 | 1245314.0822
23 | 2667675.9011 | 1245161.4954
24 | 2667877.6097 | 1245287.7363
25 | 2667857.4059 | 1245270.2176
26 | 2667886.4283 | 1245295.383
27 | 2667911.4718 | 1245315.528
28 | 2667901.2204 | 1245278.9726
29 | 2667924.716 | 1245300.7597
30 | 2667962.9563 | 1245330.7503
31 | 2667950.1157 | 1245319.2531
32 | 2667975.9164 | 1245316.7156
33 | 2667943.5097 | 1245279.8032
34 | 2667929.9944 | 1245245.9804
35 | 2667945.7006 | 1245260.4357
36 | 2667930.5718 | 1245245.0825
37 | 2668350.6281 | 1244937.5969
38 | 2668360.0975 | 1244934.0577
39 | 2668321.7108 | 1244948.548
40 | 2668362.1888 | 1244931.5912
41 | 2668323.2185 | 1244937.035
42 | 2668308.5989 | 1244960.6993
43 | 2668267.6822 | 1244932.2481
44 | 2668274.9876 | 1244939.6427
45 | 2668257.8056 | 1244923.1647
46 | 2668067.518 | 1245012.3935
47 | 2668088.916 | 1245030.2625
48 | 2668033.2513 | 1245038.0707
49 | 2668176.639 | 1244926.7754
50 | 2668198.2799 | 1244958.3349
51 | 2668182.8456 | 1244921.4725
52 | 2668301.2568 | 1244967.5035
53 | 2668294.0886 | 1244942.6487
54 | 2668285.1378 | 1244949.9168
55 | 2668094.3697 | 1245035.6844
56 | 2667915.7562 | 1244977.0744
57 | 2667922.1688 | 1245018.8658
58 | 2667902.23 | 1244980.1681
59 | 2667997.4116 | 1245066.4385
60 | 2668008.8572 | 1245057.3791
61 | 2667985.8004 | 1245078.5946
62 | 2667999.9759 | 1245033.9118
63 | 2667944.8378 | 1245049.0309
64 | 2667859.0109 | 1245000.675
65 | 2667860.2773 | 1244999.5691
66 | 2667849.5969 | 1245010.7287
67 | 2668032.6545 | 1245011.4653
68 | 2668028.1601 | 1245042.1005
69 | 2668188.1947 | 1244967.4761
70 | 2668211.5864 | 1244975.027
71 | 2668205.1111 | 1245047.2076
72 | 2668232.5025 | 1245060.1775
73 | 2668267.9931 | 1245061.4529
74 | 2668255.3307 | 1245055.403
75 | 2668409.764 | 1244990.2253
76 | 2668215.8563 | 1245221.6763
77 | 2668213.6948 | 1245219.7501
78 | 2668290.1115 | 1244980.534
79 | 2667877.2667 | 1244988.1306
80 | 2667846.2866 | 1245014.5169
81 | 2668283.0773 | 1244987.1191
82 | 2667788.158 | 1245150.9715
83 | 2667790.3164 | 1245143.114
84 | 2667785.0928 | 1245162.6699
85 | 2667793.0224 | 1245131.8176
86 | 2667784.2967 | 1245167.1259
87 | 2667797.5659 | 1245112.8508
88 | 2667795.9752 | 1245180.447
89 | 2667802.2192 | 1245096.3036
90 | 2667812.7224 | 1245121.4461
91 | 2667802.9441 | 1245186.2665
92 | 2667959.0692 | 1245209.5605
93 | 2667966.4493 | 1245202.0116
94 | 2667981.5141 | 1245188.9785
95 | 2667982.1681 | 1245217.7409
96 | 2667945.9089 | 1245260.6273
97 | 2667983.1652 | 1245187.5501
98 | 2667991.6837 | 1245227.2628
99 | 2667950.8699 | 1245271.8152
100 | 2668078.2069 | 1245049.9137
101 | 2668161.7793 | 1245059.7083
102 | 2668134.1814 | 1245068.0529
103 | 2667816.43 | 1245123.5487
104 | 2667823.5789 | 1245127.6028
105 | 2667803.229 | 1245092.7126
106 | 2667986.5103 | 1245232.4305
107 | 2667952.1298 | 1245119.3748
108 | 2667944.7152 | 1245129.3823
109 | 2667943.7117 | 1245130.7368
110 | 2667923.4982 | 1245155.6363
111 | 2667811.5846 | 1245193.4819
112 | 2667814.3898 | 1245195.8244
113 | 2667895.8259 | 1245185.3062
114 | 2667899.4117 | 1245181.5909
115 | 2667888.1095 | 1245193.3014
116 | 2667917.446 | 1245162.3741
117 | 2667877.5384 | 1245204.2542
118 | 2667871.6739 | 1245210.3306
119 | 2667893.0726 | 1245008.5496
120 | 2668050.2425 | 1245104.7721
121 | 2668062.6156 | 1245119.5675
122 | 2668028.3728 | 1245148.4394
123 | 2668090.503 | 1245096.0488
124 | 2668066.0454 | 1245064.9799
125 | 2668078.6659 | 1245081.012
126 | 2668038.9741 | 1245161.0047
127 | 2668026.7205 | 1245149.8689
128 | 2668074.62 | 1245155.2968
129 | 2668065.8807 | 1245155.0297
130 | 2668058.2581 | 1245183.8735
131 | 2668101.3605 | 1245086.8893
132 | 2668048.0381 | 1245171.7478
133 | 2668009.997 | 1245164.337
134 | 2668078.9436 | 1245211.0965
135 | 2668054.7351 | 1245179.6936
136 | 2668107.4213 | 1245081.7784
137 | 2668209.8926 | 1245159.8845
138 | 2668131.0527 | 1245294.4937
139 | 2668216.1424 | 1245121.2761
140 | 2668248.6957 | 1245066.6234
141 | 2668241.2078 | 1245027.6101
142 | 2668234.7994 | 1245100.1648
143 | 2668228.5644 | 1245110.1223
144 | 2667838.4551 | 1245215.9207
145 | 2667836.2662 | 1245214.0928
146 | 2668072.1559 | 1245217.8871
147 | 2668085.1226 | 1245213.2244
148 | 2668057.3807 | 1245232.6688
149 | 2667822.9857 | 1245075.5309
150 | 2667810.0435 | 1245067.0392
151 | 2667878.6668 | 1245094.9397
152 | 2667879.0913 | 1245077.5916
153 | 2667824.2124 | 1245041.4005
154 | 2667808.8627 | 1245071.4877
155 | 2667866.4807 | 1245064.8199
156 | 2667896.1959 | 1245060.6421
157 | 2667828.916 | 1245034.8992
158 | 2667851.5135 | 1245054.8098
159 | 2667908.6117 | 1245071.6999
160 | 2667816.5028 | 1245099.7807
161 | 2668126.4297 | 1245062.7157
162 | 2668139.9914 | 1245072.0557
163 | 2667846.8186 | 1245115.9234
164 | 2667837.0304 | 1245110.7113
165 | 2667855.6557 | 1245120.5144
166 | 2667869.1806 | 1245127.513
167 | 2667996.0202 | 1245176.4288
168 | 2668001.6715 | 1245171.5397
169 | 2668025.5006 | 1245264.5626
170 | 2668012.215 | 1245277.854
171 | 2668031.9968 | 1245258.0636
172 | 2667988.2038 | 1245303.4094
173 | 2667978.5401 | 1245294.17
174 | 2667945.4659 | 1245277.6801
175 | 2668281.5616 | 1244986.1899
176 | 2668227.4244 | 1244999.0539
177 | 2668188.136 | 1245097.1085
178 | 2668216.7551 | 1245112.0212
179 | 2668239.8563 | 1245024.9504
180 | 2668223.869 | 1244993.3401
181 | 2668269.1995 | 1244972.4664
182 | 2667710.7618 | 1245179.3318
183 | 2668131.651 | 1245565.1042
184 | 2668128.3924 | 1245574.7133
185 | 2668096.195 | 1245666.9128
186 | 2668194.9124 | 1245692.0631
187 | 2668183.3975 | 1245707.109
188 | 2668072.5421 | 1245111.1978

## line_std_types
| c_nf_per_km | r_ohm_per_km | x_ohm_per_km | max_i_ka | type | q_mm2 | alpha | voltage_rating
NAYY 4x50 SE | 210 | 0.642 | 0.083 | 0.142 | cs | 50 | 0.00403 | LV
NAYY 4x120 SE | 264 | 0.225 | 0.08 | 0.242 | cs | 120 | 0.00403 | LV
NAYY 4x150 SE | 261 | 0.208 | 0.08 | 0.27 | cs | 150 | 0.00403 | LV
NA2XS2Y 1x95 RM/25 12/20 kV | 216 | 0.313 | 0.132 | 0.252 | cs | 95 | 0.00403 | MV
NA2XS2Y 1x185 RM/25 12/20 kV | 273 | 0.161 | 0.117 | 0.362 | cs | 185 | 0.00403 | MV
NA2XS2Y 1x240 RM/25 12/20 kV | 304 | 0.122 | 0.112 | 0.421 | cs | 240 | 0.00403 | MV
NA2XS2Y 1x95 RM/25 6/10 kV | 315 | 0.313 | 0.123 | 0.249 | cs | 95 | 0.00403 | MV
NA2XS2Y 1x185 RM/25 6/10 kV | 406 | 0.161 | 0.11 | 0.358 | cs | 185 | 0.00403 | MV
NA2XS2Y 1x240 RM/25 6/10 kV | 456 | 0.122 | 0.105 | 0.416 | cs | 240 | 0.00403 | MV
NA2XS2Y 1x150 RM/25 12/20 kV | 250 | 0.206 | 0.116 | 0.319 | cs | 150 | 0.00403 | MV
NA2XS2Y 1x120 RM/25 12/20 kV | 230 | 0.253 | 0.119 | 0.283 | cs | 120 | 0.00403 | MV
NA2XS2Y 1x70 RM/25 12/20 kV | 190 | 0.443 | 0.132 | 0.22 | cs | 70 | 0.00403 | MV
NA2XS2Y 1x150 RM/25 6/10 kV | 360 | 0.206 | 0.11 | 0.315 | cs | 150 | 0.00403 | MV
NA2XS2Y 1x120 RM/25 6/10 kV | 340 | 0.253 | 0.113 | 0.28 | cs | 120 | 0.00403 | MV
NA2XS2Y 1x70 RM/25 6/10 kV | 280 | 0.443 | 0.123 | 0.217 | cs | 70 | 0.00403 | MV
N2XS(FL)2Y 1x120 RM/35 64/110 kV | 112 | 0.153 | 0.166 | 0.366 | cs | 120 | 0.00393 | HV
N2XS(FL)2Y 1x185 RM/35 64/110 kV | 125 | 0.099 | 0.156 | 0.457 | cs | 185 | 0.00393 | HV
N2XS(FL)2Y 1x240 RM/35 64/110 kV | 135 | 0.075 | 0.149 | 0.526 | cs | 240 | 0.00393 | HV
N2XS(FL)2Y 1x300 RM/35 64/110 kV | 144 | 0.06 | 0.144 | 0.588 | cs | 300 | 0.00393 | HV
15-AL1/3-ST1A 0.4 | 11 | 1.8769 | 0.35 | 0.105 | ol | 16 | 0.00403 | LV
24-AL1/4-ST1A 0.4 | 11.25 | 1.2012 | 0.335 | 0.14 | ol | 24 | 0.00403 | LV
48-AL1/8-ST1A 0.4 | 12.2 | 0.5939 | 0.3 | 0.21 | ol | 48 | 0.00403 | LV
94-AL1/15-ST1A 0.4 | 13.2 | 0.306 | 0.29 | 0.35 | ol | 94 | 0.00403 | LV
34-AL1/6-ST1A 10.0 | 9.7 | 0.8342 | 0.36 | 0.17 | ol | 34 | 0.00403 | MV
48-AL1/8-ST1A 10.0 | 10.1 | 0.5939 | 0.35 | 0.21 | ol | 48 | 0.00403 | MV
70-AL1/11-ST1A 10.0 | 10.4 | 0.4132 | 0.339 | 0.29 | ol | 70 | 0.00403 | MV
94-AL1/15-ST1A 10.0 | 10.75 | 0.306 | 0.33 | 0.35 | ol | 94 | 0.00403 | MV
122-AL1/20-ST1A 10.0 | 11.1 | 0.2376 | 0.323 | 0.41 | ol | 122 | 0.00403 | MV
149-AL1/24-ST1A 10.0 | 11.25 | 0.194 | 0.315 | 0.47 | ol | 149 | 0.00403 | MV
34-AL1/6-ST1A 20.0 | 9.15 | 0.8342 | 0.382 | 0.17 | ol | 34 | 0.00403 | MV
48-AL1/8-ST1A 20.0 | 9.5 | 0.5939 | 0.372 | 0.21 | ol | 48 | 0.00403 | MV
70-AL1/11-ST1A 20.0 | 9.7 | 0.4132 | 0.36 | 0.29 | ol | 70 | 0.00403 | MV
94-AL1/15-ST1A 20.0 | 10 | 0.306 | 0.35 | 0.35 | ol | 94 | 0.00403 | MV
122-AL1/20-ST1A 20.0 | 10.3 | 0.2376 | 0.344 | 0.41 | ol | 122 | 0.00403 | MV
149-AL1/24-ST1A 20.0 | 10.5 | 0.194 | 0.337 | 0.47 | ol | 149 | 0.00403 | MV
184-AL1/30-ST1A 20.0 | 10.75 | 0.1571 | 0.33 | 0.535 | ol | 184 | 0.00403 | MV
243-AL1/39-ST1A 20.0 | 11 | 0.1188 | 0.32 | 0.645 | ol | 243 | 0.00403 | MV
48-AL1/8-ST1A 110.0 | 8 | 0.5939 | 0.46 | 0.21 | ol | 48 | 0.00403 | HV
70-AL1/11-ST1A 110.0 | 8.4 | 0.4132 | 0.45 | 0.29 | ol | 70 | 0.00403 | HV
94-AL1/15-ST1A 110.0 | 8.65 | 0.306 | 0.44 | 0.35 | ol | 94 | 0.00403 | HV
122-AL1/20-ST1A 110.0 | 8.5 | 0.2376 | 0.43 | 0.41 | ol | 122 | 0.00403 | HV
149-AL1/24-ST1A 110.0 | 8.75 | 0.194 | 0.41 | 0.47 | ol | 149 | 0.00403 | HV
184-AL1/30-ST1A 110.0 | 8.8 | 0.1571 | 0.4 | 0.535 | ol | 184 | 0.00403 | HV
243-AL1/39-ST1A 110.0 | 9 | 0.1188 | 0.39 | 0.645 | ol | 243 | 0.00403 | HV
305-AL1/39-ST1A 110.0 | 9.2 | 0.0949 | 0.38 | 0.74 | ol | 305 | 0.00403 | HV
490-AL1/64-ST1A 110.0 | 9.75 | 0.059 | 0.37 | 0.96 | ol | 490 | 0.00403 | HV
679-AL1/86-ST1A 110.0 | 9.95 | 0.042 | 0.36 | 1.15 | ol | 679 | 0.00403 | HV
490-AL1/64-ST1A 220.0 | 10 | 0.059 | 0.285 | 0.96 | ol | 490 | 0.00403 | HV
679-AL1/86-ST1A 220.0 | 11.7 | 0.042 | 0.275 | 1.15 | ol | 679 | 0.00403 | HV
490-AL1/64-ST1A 380.0 | 11 | 0.059 | 0.253 | 0.96 | ol | 490 | 0.00403 | HV
679-AL1/86-ST1A 380.0 | 14.6 | 0.042 | 0.25 | 1.15 | ol | 679 | 0.00403 | HV

## trafo_std_types
| i0_percent | pfe_kw | vkr_percent | sn_mva | vn_lv_kv | vn_hv_kv | vk_percent | shift_degree | vector_group | tap_side | tap_neutral | tap_min | tap_max | tap_step_degree | tap_step_percent | tap_phase_shifter
160 MVA 380/110 kV | 0.06 | 60 | 0.25 | 160 | 110 | 380 | 12.2 | 0 | Yy0 | hv | 0 | -9 | 9 | 0 | 1.5 | FALSE
100 MVA 220/110 kV | 0.06 | 55 | 0.26 | 100 | 110 | 220 | 12 | 0 | Yy0 | hv | 0 | -9 | 9 | 0 | 1.5 | FALSE
63 MVA 110/20 kV | 0.04 | 22 | 0.32 | 63 | 20 | 110 | 18 | 150 | YNd5 | hv | 0 | -9 | 9 | 0 | 1.5 | FALSE
40 MVA 110/20 kV | 0.05 | 18 | 0.34 | 40 | 20 | 110 | 16.2 | 150 | YNd5 | hv | 0 | -9 | 9 | 0 | 1.5 | FALSE
25 MVA 110/20 kV | 0.07 | 14 | 0.41 | 25 | 20 | 110 | 12 | 150 | YNd5 | hv | 0 | -9 | 9 | 0 | 1.5 | FALSE
63 MVA 110/10 kV | 0.04 | 22 | 0.32 | 63 | 10 | 110 | 18 | 150 | YNd5 | hv | 0 | -9 | 9 | 0 | 1.5 | FALSE
40 MVA 110/10 kV | 0.05 | 18 | 0.34 | 40 | 10 | 110 | 16.2 | 150 | YNd5 | hv | 0 | -9 | 9 | 0 | 1.5 | FALSE
25 MVA 110/10 kV | 0.07 | 14 | 0.41 | 25 | 10 | 110 | 12 | 150 | YNd5 | hv | 0 | -9 | 9 | 0 | 1.5 | FALSE
0.25 MVA 20/0.4 kV | 0.32 | 0.8 | 1.44 | 0.25 | 0.4 | 20 | 6 | 150 | Yzn5 | hv | 0 | -2 | 2 | 0 | 2.5 | FALSE
0.4 MVA 20/0.4 kV | 0.3375 | 1.35 | 1.425 | 0.4 | 0.4 | 20 | 6 | 150 | Dyn5 | hv | 0 | -2 | 2 | 0 | 2.5 | FALSE
0.63 MVA 20/0.4 kV | 0.2619 | 1.65 | 1.206 | 0.63 | 0.4 | 20 | 6 | 150 | Dyn5 | hv | 0 | -2 | 2 | 0 | 2.5 | FALSE
0.25 MVA 10/0.4 kV | 0.24 | 0.6 | 1.2 | 0.25 | 0.4 | 10 | 4 | 150 | Dyn5 | hv | 0 | -2 | 2 | 0 | 2.5 | FALSE
0.4 MVA 10/0.4 kV | 0.2375 | 0.95 | 1.325 | 0.4 | 0.4 | 10 | 4 | 150 | Dyn5 | hv | 0 | -2 | 2 | 0 | 2.5 | FALSE
0.63 MVA 10/0.4 kV | 0.1873 | 1.18 | 1.0794 | 0.63 | 0.4 | 10 | 4 | 150 | Dyn5 | hv | 0 | -2 | 2 | 0 | 2.5 | FALSE

## trafo3w_std_types
| sn_hv_mva | sn_mv_mva | sn_lv_mva | vn_hv_kv | vn_mv_kv | vn_lv_kv | vk_hv_percent | vk_mv_percent | vk_lv_percent | vkr_hv_percent | vkr_mv_percent | vkr_lv_percent | pfe_kw | i0_percent | shift_mv_degree | shift_lv_degree | vector_group | tap_side | tap_neutral | tap_min | tap_max | tap_step_percent
63/25/38 MVA 110/20/10 kV | 63 | 25 | 38 | 110 | 20 | 10 | 10.4 | 10.4 | 10.4 | 0.28 | 0.32 | 0.35 | 35 | 0.89 | 0 | 0 | YN0yn0yn0 | hv | 0 | -10 | 10 | 1.2
63/25/38 MVA 110/10/10 kV | 63 | 25 | 38 | 110 | 10 | 10 | 10.4 | 10.4 | 10.4 | 0.28 | 0.32 | 0.35 | 35 | 0.89 | 0 | 0 | YN0yn0yn0 | hv | 0 | -10 | 10 | 1.2

## fuse_std_types
| fuse_type | i_rated_a | t_avg | t_min | t_total | x_avg | x_min | x_total
HV 100A | HV 100A | 100 | 0 | [10.0, 3.64, 0.854, 0.281, 0.1, 0.0531, 0.022, 0.01] | [10.0, 4.267, 1.21, 0.403, 0.1, 0.058, 0.022, 0.01] | 0 | [300.0, 350.0, 450.0, 550.0, 700.0, 850.0, 1200.0, 1752.0] | [600.0, 700.0, 900.0, 1150.0, 1665.0, 2000.0, 3000.0, 4313.0]
HV 10A | HV 10A | 10 | 0 | [10.0, 1675.0, 0.344, 0.156, 0.1, 0.0417, 0.0171, 0.01] | [10.0, 1.3, 0.3, 0.155, 0.1, 0.0555, 0.023, 0.01] | 0 | [30.0, 32.0, 35.0, 37.0, 39.0, 50.0, 70.0, 88.0] | [60.0, 70.0, 80.0, 87.0, 94.0, 110.0, 150.0, 216.0]
HV 125A | HV 125A | 125 | 0 | [10.0, 1.82, 0.344, 0.1, 0.0467, 0.0269, 0.01] | [10.0, 2.478, 0.426, 0.1, 0.0427, 0.0211, 0.01] | 0 | [375.0, 500.0, 700.0, 925.0, 1200.0, 1500.0, 2341.0] | [750.0, 1000.0, 1500.0, 2200.0, 3000.0, 4000.0, 5765.0]
HV 160A | HV 160A | 160 | 0 | [10.0, 4.15, 1.03, 0.198, 0.1, 0.051, 0.0172, 0.01] | [10.0, 2.3, 0.734, 0.274, 0.1, 0.046, 0.0177, 0.01] | 0 | [480.0, 550.0, 700.0, 1000.0, 1260.0, 1600.0, 2500.0, 3227.0] | [960.0, 1300.0, 1700.0, 2200.0, 2996.0, 4000.0, 6000.0, 7946.0]
HV 16A | HV 16A | 16 | 0 | [10.0, 0.352, 0.164, 0.1, 0.0649, 0.0342, 0.01] | [10.0, 2.34, 0.722, 0.181, 0.1, 0.055, 0.0296, 0.01] | 0 | [48.0, 60.0, 65.0, 71.0, 80.0, 100.0, 162.0] | [96.0, 110.0, 125.0, 150.0, 168.0, 200.0, 250.0, 398.0]
HV 200A | HV 200A | 200 | 0 | [10.0, 4.267, 1.21, 0.403, 0.1, 0.058, 0.022, 0.01] | [10.0, 3.73, 1.654, 0.328, 0.1, 0.0531, 0.019, 0.01] | 0 | [600.0, 700.0, 900.0, 1150.0, 1665.0, 2000.0, 3000.0, 4313.0] | [1200.0, 1500.0, 1800.0, 2700.0, 3960.0, 5000.0, 7500.0, 10620.0]
HV 20A | HV 20A | 20 | 0 | [10.0, 1.3, 0.3, 0.155, 0.1, 0.0555, 0.023, 0.01] | [10.0, 1.3, 0.161, 0.1, 0.0611, 0.0399, 0.0141, 0.01] | 0 | [60.0, 70.0, 80.0, 87.0, 94.0, 110.0, 150.0, 216.0] | [120.0, 150.0, 200.0, 223.0, 260.0, 300.0, 450.0, 532.0]
HV 25A | HV 25A | 25 | 0 | [10.0, 2.512, 0.833, 0.299, 0.1, 0.0372, 0.0223, 0.01] | [10.0, 3.125, 0.597, 0.198, 0.1, 0.0378, 0.022, 0.01] | 0 | [75.0, 82.0, 90.0, 100.0, 124.0, 170.0, 200.0, 289.0] | [150.0, 170.0, 210.0, 250.0, 294.0, 400.0, 500.0, 711.0]
HV 31.5A | HV 31.5A | 31.5 | 0 | [10.0, 2.34, 0.722, 0.181, 0.1, 0.055, 0.0296, 0.01] | [10.0, 2.84, 0.368, 0.164, 0.1, 0.0621, 0.0378, 0.0195, 0.01] | 0 | [95.0, 110.0, 125.0, 150.0, 165.0, 200.0, 250.0, 390.0] | [189.0, 220.0, 300.0, 350.0, 393.0, 450.0, 530.0, 700.0, 960.0]
HV 40A | HV 40A | 40 | 0 | [10.0, 1.3, 0.161, 0.1, 0.0611, 0.0399, 0.0141, 0.01] | [10.0, 2.05, 0.369, 0.198, 0.1, 0.051, 0.0298, 0.01] | 0 | [120.0, 150.0, 200.0, 223.0, 260.0, 300.0, 450.0, 532.0] | [240.0, 300.0, 400.0, 450.0, 530.0, 650.0, 800.0, 1311.0]
HV 50A | HV 50A | 50 | 0 | [10.0, 3.215, 0.597, 0.198, 0.1, 0.0378, 0.022, 0.01] | [10.0, 3.64, 0.854, 0.281, 0.1, 0.0531, 0.022, 0.01] | 0 | [150.0, 170.0, 210.0, 250.0, 294.0, 400.0, 500.0, 711.0] | [300.0, 350.0, 450.0, 550.0, 700.0, 850.0, 1200.0, 1752.0]
HV 6.3A | HV 6.3A | 6.3 | 0 | [10.0, 1.39, 0.344, 0.168, 0.1, 0.056, 0.0263, 0.01] | [10.0, 1.711, 0.516, 0.198, 0.1, 0.0634, 0.0303, 0.01] | 0 | [19.0, 19.5, 20.4, 20.8, 22.0, 25.0, 32.0, 48.0] | [38.0, 40.0, 43.0, 48.0, 53.0, 60.0, 75.0, 118.0]
HV 63A | HV 63A | 63 | 0 | [10.0, 2.84, 0.368, 0.164, 0.1, 0.0621, 0.0378, 0.0195, 0.01] | [10.0, 1.82, 0.344, 0.1, 0.0467, 0.0269, 0.01] | 0 | [189.0, 220.0, 300.0, 350.0, 393.0, 450.0, 530.0, 700.0, 961.0] | [378.0, 500.0, 700.0, 934.0, 1200.0, 1500.0, 2366.0]
HV 80A | HV 80A | 80 | 0 | [10.0, 2.05, 0.369, 0.198, 0.1, 0.051, 0.0298, 0.01] | [10.0, 4.15, 1.03, 0.198, 0.1, 0.051, 0.0172, 0.01] | 0 | [240.0, 300.0, 400.0, 450.0, 530.0, 650.0, 800.0, 1311.0] | [480.0, 550.0, 700.0, 1000.0, 1260.0, 1600.0, 2500.0, 3227.0]
Siemens NH-1-100 | Siemens NH-1-100 | 100 | [5400.0, 2000.0, 400.0, 20.0, 1.0, 0.2, 0.012, 0.004] | 0 | 0 | [150.0, 190.0, 250.0, 430.0, 900.0, 1250.0, 2700.0, 3600.0] | 0 | 0
Siemens NH-1-125 | Siemens NH-1-125 | 125 | [4800.0, 120.0, 7.0, 0.1, 0.004] | 0 | 0 | [180.0, 400.0, 740.0, 2000.0, 4250.0] | 0 | 0
Siemens NH-1-16 | Siemens NH-1-16 | 16 | [4000.0, 400.0, 2.0, 0.1, 0.04, 0.01] | 0 | 0 | [26.0, 35.0, 75.0, 150.0, 200.0, 300.0] | 0 | 0
Siemens NH-1-160 | Siemens NH-1-160 | 160 | [4800.0, 120.0, 7.0, 0.1, 0.004] | 0 | 0 | [210.0, 500.0, 900.0, 2300.0, 5000.0] | 0 | 0
Siemens NH-1-25 | Siemens NH-1-25 | 25 | [4000.0, 1000.0, 10.0, 0.2, 0.02, 0.01] | 0 | 0 | [40.0, 50.0, 100.0, 210.0, 400.0, 500.0] | 0 | 0
Siemens NH-1-50 | Siemens NH-1-50 | 50 | [4000.0, 40.0, 4.0, 1.0, 0.02, 0.01] | 0 | 0 | [86.0, 200.0, 300.0, 400.0, 1000.0, 1280.0] | 0 | 0
Siemens NH-1-63 | Siemens NH-1-63 | 63 | [4000.0, 100.0, 10.0, 2.0, 0.04, 0.01] | 0 | 0 | [100.0, 200.0, 300.0, 400.0, 1000.0, 1500.0] | 0 | 0
Siemens NH-1-80 | Siemens NH-1-80 | 80 | [4800.0, 120.0, 7.0, 0.1, 0.01] | 0 | 0 | [150.58, 250.0, 450.0, 1150.0, 2470.0] | 0 | 0
Siemens NH-2-1000 | Siemens NH-2-1000 | 1000 | [4800.0, 120.0, 7.0, 0.1, 0.004] | 0 | 0 | [1900.0, 3500.0, 8400.0, 24000.0, 52000.0] | 0 | 0
Siemens NH-2-200 | Siemens NH-2-200 | 200 | [4800.0, 120.0, 7.0, 0.1, 0.004] | 0 | 0 | [280.0, 650.0, 1200.0, 3000.0, 7000.0] | 0 | 0
Siemens NH-2-224 | Siemens NH-2-224 | 224 | [4800.0, 120.0, 7.0, 0.2, 0.04, 0.004] | 0 | 0 | [400.0, 750.0, 1453.0, 3025.0, 4315.0, 7600.0] | 0 | 0
Siemens NH-2-250 | Siemens NH-2-250 | 250 | [4800.0, 120.0, 7.0, 0.1, 0.004] | 0 | 0 | [450.0, 800.0, 1650.0, 4000.0, 8500.0] | 0 | 0
Siemens NH-2-315 | Siemens NH-2-315 | 315 | [4800.0, 120.0, 7.0, 0.1, 0.004] | 0 | 0 | [550.0, 920.0, 1900.0, 5000.0, 11000.0] | 0 | 0
Siemens NH-2-355 | Siemens NH-2-355 | 355 | [4800.0, 120.0, 6.0, 0.1, 0.004] | 0 | 0 | [650.0, 1116.27, 2350.0, 5840.0, 12790.0] | 0 | 0
Siemens NH-2-400 | Siemens NH-2-400 | 400 | [4800.0, 120.0, 7.0, 0.1, 0.004] | 0 | 0 | [720.0, 1350.0, 2800.0, 6500.0, 15000.0] | 0 | 0
Siemens NH-2-425 | Siemens NH-2-425 | 425 | [4800.0, 120.0, 7.0, 0.1, 0.004] | 0 | 0 | [850.0, 1500.0, 3050.0, 7500.0, 16500.0] | 0 | 0
Siemens NH-2-630 | Siemens NH-2-630 | 630 | [4800.0, 120.0, 7.0, 0.1, 0.004] | 0 | 0 | [1200.0, 2000.0, 4800.0, 12000.0, 26000.0] | 0 | 0

## dtypes
| element | column | dtype
0 | bus | name | object
1 | bus | vn_kv | float64
2 | bus | type | object
3 | bus | zone | object
4 | bus | in_service | bool
5 | load | name | object
6 | load | bus | uint32
7 | load | p_mw | float64
8 | load | q_mvar | float64
9 | load | const_z_percent | float64
10 | load | const_i_percent | float64
11 | load | sn_mva | float64
12 | load | scaling | float64
13 | load | in_service | bool
14 | load | type | object
15 | ext_grid | name | object
16 | ext_grid | bus | uint32
17 | ext_grid | vm_pu | float64
18 | ext_grid | va_degree | float64
19 | ext_grid | slack_weight | float64
20 | ext_grid | in_service | bool
21 | line | name | object
22 | line | std_type | object
23 | line | from_bus | uint32
24 | line | to_bus | uint32
25 | line | length_km | float64
26 | line | r_ohm_per_km | float64
27 | line | x_ohm_per_km | float64
28 | line | c_nf_per_km | float64
29 | line | g_us_per_km | float64
30 | line | max_i_ka | float64
31 | line | df | float64
32 | line | parallel | uint32
33 | line | type | object
34 | line | in_service | bool
35 | trafo | name | object
36 | trafo | std_type | object
37 | trafo | hv_bus | uint32
38 | trafo | lv_bus | uint32
39 | trafo | sn_mva | float64
40 | trafo | vn_hv_kv | float64
41 | trafo | vn_lv_kv | float64
42 | trafo | vk_percent | float64
43 | trafo | vkr_percent | float64
44 | trafo | pfe_kw | float64
45 | trafo | i0_percent | float64
46 | trafo | shift_degree | float64
47 | trafo | tap_side | object
48 | trafo | tap_neutral | int32
49 | trafo | tap_min | int32
50 | trafo | tap_max | int32
51 | trafo | tap_step_percent | float64
52 | trafo | tap_step_degree | float64
53 | trafo | tap_pos | int32
54 | trafo | tap_phase_shifter | bool
55 | trafo | parallel | uint32
56 | trafo | df | float64
57 | trafo | in_service | bool
58 | line_geodata | coords | object
59 | bus_geodata | x | float64
60 | bus_geodata | y | float64
61 | bus_geodata | coords | object

## parameters
| version | format_version | converged | OPF_converged | name | f_hz | sn_mva
0 | 2.14.6 | 2.14.0 | FALSE | FALSE |  | 50 | 1