## bus
| name | vn_kv | type | zone | in_service
0 | bus_LV_4080-12_0_6_node_0 | 0.4 | n |  | TRUE
1 | bus_LV_4080-12_0_6_node_1 | 0.4 | n |  | TRUE
2 | bus_LV_4080-12_0_6_node_2 | 0.4 | n |  | TRUE
3 | bus_LV_4080-12_0_6_node_4 | 0.4 | n |  | TRUE
4 | bus_LV_4080-12_0_6_node_5 | 0.4 | n |  | TRUE
5 | bus_LV_4080-12_0_6_node_11 | 0.4 | n |  | TRUE
6 | bus_LV_4080-12_0_6_node_12 | 0.4 | n |  | TRUE
7 | bus_LV_4080-12_0_6_node_6 | 0.4 | n |  | TRUE
8 | bus_LV_4080-12_0_6_node_102 | 0.4 | n |  | TRUE
9 | bus_LV_4080-12_0_6_node_9 | 0.4 | n |  | TRUE
10 | bus_LV_4080-12_0_6_node_13 | 0.4 | n |  | TRUE
11 | bus_LV_4080-12_0_6_node_10 | 0.4 | n |  | TRUE
12 | bus_LV_4080-12_0_6_node_142 | 0.4 | n |  | TRUE
13 | bus_LV_4080-12_0_6_node_139 | 0.4 | n |  | TRUE
14 | bus_LV_4080-12_0_6_node_143 | 0.4 | n |  | TRUE
15 | bus_LV_4080-12_0_6_node_21 | 0.4 | n |  | TRUE
16 | bus_LV_4080-12_0_6_node_100 | 0.4 | n |  | TRUE
17 | bus_LV_4080-12_0_6_node_23 | 0.4 | n |  | TRUE
18 | bus_LV_4080-12_0_6_node_103 | 0.4 | n |  | TRUE
19 | bus_LV_4080-12_0_6_node_22 | 0.4 | n |  | TRUE
20 | bus_LV_4080-12_0_6_node_86 | 0.4 | n |  | TRUE
21 | bus_LV_4080-12_0_6_node_26 | 0.4 | n |  | TRUE
22 | bus_LV_4080-12_0_6_node_65 | 0.4 | n |  | TRUE
23 | bus_LV_4080-12_0_6_node_25 | 0.4 | n |  | TRUE
24 | bus_LV_4080-12_0_6_node_42 | 0.4 | n |  | TRUE
25 | bus_LV_4080-12_0_6_node_41 | 0.4 | n |  | TRUE
26 | bus_LV_4080-12_0_6_node_40 | 0.4 | n |  | TRUE
27 | bus_LV_4080-12_0_6_node_101 | 0.4 | n |  | TRUE
28 | bus_LV_4080-12_0_6_node_88 | 0.4 | n |  | TRUE
29 | bus_LV_4080-12_0_6_node_39 | 0.4 | n |  | TRUE
30 | bus_LV_4080-12_0_6_node_189 | 0.4 | n |  | TRUE
31 | bus_LV_4080-12_0_6_node_146 | 0.4 | n |  | TRUE
32 | bus_LV_4080-12_0_6_node_138 | 0.4 | n |  | TRUE
33 | bus_LV_4080-12_0_6_node_145 | 0.4 | n |  | TRUE
34 | bus_LV_4080-12_0_6_node_188 | 0.4 | n |  | TRUE
35 | bus_LV_4080-12_0_6_node_14 | 0.4 | n |  | TRUE
36 | bus_LV_4080-12_0_6_node_15 | 0.4 | n |  | TRUE
37 | bus_LV_4080-12_0_6_node_16 | 0.4 | n |  | TRUE
38 | bus_LV_4080-12_0_6_node_17 | 0.4 | n |  | TRUE
39 | bus_LV_4080-12_0_6_node_18 | 0.4 | n |  | TRUE
40 | bus_LV_4080-12_0_6_node_19 | 0.4 | n |  | TRUE
41 | bus_LV_4080-12_0_6_node_20 | 0.4 | n |  | TRUE
42 | bus_LV_4080-12_0_6_node_24 | 0.4 | n |  | TRUE
43 | bus_LV_4080-12_0_6_node_29 | 0.4 | n |  | TRUE
44 | bus_LV_4080-12_0_6_node_30 | 0.4 | n |  | TRUE
45 | bus_LV_4080-12_0_6_node_32 | 0.4 | n |  | TRUE
46 | bus_LV_4080-12_0_6_node_64 | 0.4 | n |  | TRUE
47 | bus_LV_4080-12_0_6_node_27 | 0.4 | n |  | TRUE
48 | bus_LV_4080-12_0_6_node_72 | 0.4 | n |  | TRUE
49 | bus_LV_4080-12_0_6_node_89 | 0.4 | n |  | TRUE
50 | bus_LV_4080-12_0_6_node_28 | 0.4 | n |  | TRUE
51 | bus_LV_4080-12_0_6_node_37 | 0.4 | n |  | TRUE
52 | bus_LV_4080-12_0_6_node_49 | 0.4 | n |  | TRUE
53 | bus_LV_4080-12_0_6_node_60 | 0.4 | n |  | TRUE
54 | bus_LV_4080-12_0_6_node_70 | 0.4 | n |  | TRUE
55 | bus_LV_4080-12_0_6_node_71 | 0.4 | n |  | TRUE
56 | bus_LV_4080-12_0_6_node_83 | 0.4 | n |  | TRUE
57 | bus_LV_4080-12_0_6_node_81 | 0.4 | n |  | TRUE
58 | bus_LV_4080-12_0_6_node_76 | 0.4 | n |  | TRUE
59 | bus_LV_4080-12_0_6_node_63 | 0.4 | n |  | TRUE
60 | bus_LV_4080-12_0_6_node_91 | 0.4 | n |  | TRUE
61 | bus_LV_4080-12_0_6_node_90 | 0.4 | n |  | TRUE
62 | bus_LV_4080-12_0_6_node_43 | 0.4 | n |  | TRUE
63 | bus_LV_4080-12_0_6_node_35 | 0.4 | n |  | TRUE
64 | bus_LV_4080-12_0_6_node_58 | 0.4 | n |  | TRUE
65 | bus_LV_4080-12_0_6_node_110 | 0.4 | n |  | TRUE
66 | bus_LV_4080-12_0_6_node_84 | 0.4 | n |  | TRUE
67 | bus_LV_4080-12_0_6_node_107 | 0.4 | n |  | TRUE
68 | bus_LV_4080-12_0_6_node_113 | 0.4 | n |  | TRUE
69 | bus_LV_4080-12_0_6_node_112 | 0.4 | n |  | TRUE
70 | bus_LV_4080-12_0_6_node_98 | 0.4 | n |  | TRUE
71 | bus_LV_4080-12_0_6_node_67 | 0.4 | n |  | TRUE
72 | bus_LV_4080-12_0_6_node_66 | 0.4 | n |  | TRUE
73 | bus_LV_4080-12_0_6_node_33 | 0.4 | n |  | TRUE
74 | bus_LV_4080-12_0_6_node_34 | 0.4 | n |  | TRUE
75 | bus_LV_4080-12_0_6_node_36 | 0.4 | n |  | TRUE
76 | bus_LV_4080-12_0_6_node_38 | 0.4 | n |  | TRUE
77 | bus_LV_4080-12_0_6_node_46 | 0.4 | n |  | TRUE
78 | bus_LV_4080-12_0_6_node_44 | 0.4 | n |  | TRUE
79 | bus_LV_4080-12_0_6_node_47 | 0.4 | n |  | TRUE
80 | bus_LV_4080-12_0_6_node_45 | 0.4 | n |  | TRUE
81 | bus_LV_4080-12_0_6_node_48 | 0.4 | n |  | TRUE
82 | bus_LV_4080-12_0_6_node_55 | 0.4 | n |  | TRUE
83 | bus_LV_4080-12_0_6_node_53 | 0.4 | n |  | TRUE
84 | bus_LV_4080-12_0_6_node_54 | 0.4 | n |  | TRUE
85 | bus_LV_4080-12_0_6_node_190 | 0.4 | n |  | TRUE
86 | bus_LV_4080-12_0_6_node_160 | 0.4 | n |  | TRUE
87 | bus_LV_4080-12_0_6_node_56 | 0.4 | n |  | TRUE
88 | bus_LV_4080-12_0_6_node_57 | 0.4 | n |  | TRUE
89 | bus_LV_4080-12_0_6_node_59 | 0.4 | n |  | TRUE
90 | bus_LV_4080-12_0_6_node_128 | 0.4 | n |  | TRUE
91 | bus_LV_4080-12_0_6_node_120 | 0.4 | n |  | TRUE
92 | bus_LV_4080-12_0_6_node_129 | 0.4 | n |  | TRUE
93 | bus_LV_4080-12_0_6_node_130 | 0.4 | n |  | TRUE
94 | bus_LV_4080-12_0_6_node_61 | 0.4 | n |  | TRUE
95 | bus_LV_4080-12_0_6_node_62 | 0.4 | n |  | TRUE
96 | bus_LV_4080-12_0_6_node_68 | 0.4 | n |  | TRUE
97 | bus_LV_4080-12_0_6_node_69 | 0.4 | n |  | TRUE
98 | bus_LV_4080-12_0_6_node_97 | 0.4 | n |  | TRUE
99 | bus_LV_4080-12_0_6_node_96 | 0.4 | n |  | TRUE
100 | bus_LV_4080-12_0_6_node_99 | 0.4 | n |  | TRUE
101 | bus_LV_4080-12_0_6_node_94 | 0.4 | n |  | TRUE
102 | bus_LV_4080-12_0_6_node_73 | 0.4 | n |  | TRUE
103 | bus_LV_4080-12_0_6_node_74 | 0.4 | n |  | TRUE
104 | bus_LV_4080-12_0_6_node_75 | 0.4 | n |  | TRUE
105 | bus_LV_4080-12_0_6_node_77 | 0.4 | n |  | TRUE
106 | bus_LV_4080-12_0_6_node_78 | 0.4 | n |  | TRUE
107 | bus_LV_4080-12_0_6_node_79 | 0.4 | n |  | TRUE
108 | bus_LV_4080-12_0_6_node_80 | 0.4 | n |  | TRUE
109 | bus_LV_4080-12_0_6_node_82 | 0.4 | n |  | TRUE
110 | bus_LV_4080-12_0_6_node_85 | 0.4 | n |  | TRUE
111 | bus_LV_4080-12_0_6_node_87 | 0.4 | n |  | TRUE
112 | bus_LV_4080-12_0_6_node_104 | 0.4 | n |  | TRUE
113 | bus_LV_4080-12_0_6_node_93 | 0.4 | n |  | TRUE
114 | bus_LV_4080-12_0_6_node_92 | 0.4 | n |  | TRUE
115 | bus_LV_4080-12_0_6_node_180 | 0.4 | n |  | TRUE
116 | bus_LV_4080-12_0_6_node_141 | 0.4 | n |  | TRUE
117 | bus_LV_4080-12_0_6_node_156 | 0.4 | n |  | TRUE
118 | bus_LV_4080-12_0_6_node_140 | 0.4 | n |  | TRUE
119 | bus_LV_4080-12_0_6_node_95 | 0.4 | n |  | TRUE
120 | bus_LV_4080-12_0_6_node_105 | 0.4 | n |  | TRUE
121 | bus_LV_4080-12_0_6_node_106 | 0.4 | n |  | TRUE
122 | bus_LV_4080-12_0_6_node_108 | 0.4 | n |  | TRUE
123 | bus_LV_4080-12_0_6_node_109 | 0.4 | n |  | TRUE
124 | bus_LV_4080-12_0_6_node_111 | 0.4 | n |  | TRUE
125 | bus_LV_4080-12_0_6_node_123 | 0.4 | n |  | TRUE
126 | bus_LV_4080-12_0_6_node_124 | 0.4 | n |  | TRUE
127 | bus_LV_4080-12_0_6_node_125 | 0.4 | n |  | TRUE
128 | bus_LV_4080-12_0_6_node_114 | 0.4 | n |  | TRUE
129 | bus_LV_4080-12_0_6_node_115 | 0.4 | n |  | TRUE
130 | bus_LV_4080-12_0_6_node_116 | 0.4 | n |  | TRUE
131 | bus_LV_4080-12_0_6_node_118 | 0.4 | n |  | TRUE
132 | bus_LV_4080-12_0_6_node_117 | 0.4 | n |  | TRUE
133 | bus_LV_4080-12_0_6_node_119 | 0.4 | n |  | TRUE
134 | bus_LV_4080-12_0_6_node_121 | 0.4 | n |  | TRUE
135 | bus_LV_4080-12_0_6_node_122 | 0.4 | n |  | TRUE
136 | bus_LV_4080-12_0_6_node_126 | 0.4 | n |  | TRUE
137 | bus_LV_4080-12_0_6_node_127 | 0.4 | n |  | TRUE
138 | bus_LV_4080-12_0_6_node_144 | 0.4 | n |  | TRUE
139 | bus_LV_4080-12_0_6_node_136 | 0.4 | n |  | TRUE
140 | bus_LV_4080-12_0_6_node_134 | 0.4 | n |  | TRUE
141 | bus_LV_4080-12_0_6_node_163 | 0.4 | n |  | TRUE
142 | bus_LV_4080-12_0_6_node_157 | 0.4 | n |  | TRUE
143 | bus_LV_4080-12_0_6_node_187 | 0.4 | n |  | TRUE
144 | bus_LV_4080-12_0_6_node_158 | 0.4 | n |  | TRUE
145 | bus_LV_4080-12_0_6_node_131 | 0.4 | n |  | TRUE
146 | bus_LV_4080-12_0_6_node_132 | 0.4 | n |  | TRUE
147 | bus_LV_4080-12_0_6_node_133 | 0.4 | n |  | TRUE
148 | bus_LV_4080-12_0_6_node_135 | 0.4 | n |  | TRUE
149 | bus_LV_4080-12_0_6_node_137 | 0.4 | n |  | TRUE
150 | bus_LV_4080-12_0_6_node_173 | 0.4 | n |  | TRUE
151 | bus_LV_4080-12_0_6_node_168 | 0.4 | n |  | TRUE
152 | bus_LV_4080-12_0_6_node_171 | 0.4 | n |  | TRUE
153 | bus_LV_4080-12_0_6_node_166 | 0.4 | n |  | TRUE
154 | bus_LV_4080-12_0_6_node_147 | 0.4 | n |  | TRUE
155 | bus_LV_4080-12_0_6_node_148 | 0.4 | n |  | TRUE
156 | bus_LV_4080-12_0_6_node_149 | 0.4 | n |  | TRUE
157 | bus_LV_4080-12_0_6_node_150 | 0.4 | n |  | TRUE
158 | bus_LV_4080-12_0_6_node_151 | 0.4 | n |  | TRUE
159 | bus_LV_4080-12_0_6_node_152 | 0.4 | n |  | TRUE
160 | bus_LV_4080-12_0_6_node_153 | 0.4 | n |  | TRUE
161 | bus_LV_4080-12_0_6_node_154 | 0.4 | n |  | TRUE
162 | bus_LV_4080-12_0_6_node_155 | 0.4 | n |  | TRUE
163 | bus_LV_4080-12_0_6_node_185 | 0.4 | n |  | TRUE
164 | bus_LV_4080-12_0_6_node_174 | 0.4 | n |  | TRUE
165 | bus_LV_4080-12_0_6_node_159 | 0.4 | n |  | TRUE
166 | bus_LV_4080-12_0_6_node_162 | 0.4 | n |  | TRUE
167 | bus_LV_4080-12_0_6_node_175 | 0.4 | n |  | TRUE
168 | bus_LV_4080-12_0_6_node_179 | 0.4 | n |  | TRUE
169 | bus_LV_4080-12_0_6_node_183 | 0.4 | n |  | TRUE
170 | bus_LV_4080-12_0_6_node_181 | 0.4 | n |  | TRUE
171 | bus_LV_4080-12_0_6_node_176 | 0.4 | n |  | TRUE
172 | bus_LV_4080-12_0_6_node_177 | 0.4 | n |  | TRUE
173 | bus_LV_4080-12_0_6_node_191 | 0.4 | n |  | TRUE
174 | bus_LV_4080-12_0_6_node_182 | 0.4 | n |  | TRUE
175 | bus_LV_4080-12_0_6_node_186 | 0.4 | n |  | TRUE
176 | bus_LV_4080-12_0_6_node_164 | 0.4 | n |  | TRUE
177 | bus_LV_4080-12_0_6_node_165 | 0.4 | n |  | TRUE
178 | bus_LV_4080-12_0_6_node_167 | 0.4 | n |  | TRUE
179 | bus_LV_4080-12_0_6_node_169 | 0.4 | n |  | TRUE
180 | bus_LV_4080-12_0_6_node_170 | 0.4 | n |  | TRUE
181 | bus_LV_4080-12_0_6_node_172 | 0.4 | n |  | TRUE
182 | bus_LV_4080-12_0_6_node_178 | 0.4 | n |  | TRUE
183 | bus_LV_4080-12_0_6_node_184 | 0.4 | n |  | TRUE
184 | bus_MV_428_1_node_217 | 20 | n |  | TRUE

## load
| name | bus | p_mw | q_mvar | const_z_percent | const_i_percent | sn_mva | scaling | in_service | type
0 | LV_4080-12_0_6_load_0 | 0 | 0.0018095 | 0.00045349 | 0 | 0 |  | 1 | TRUE | wye
1 | LV_4080-12_0_6_load_1 | 1 | 0.00089921 | 0.00022536 | 0 | 0 |  | 1 | TRUE | wye
2 | LV_4080-12_0_6_load_5 | 4 | 0.00021225 | 5.3195e-05 | 0 | 0 |  | 1 | TRUE | wye
3 | LV_4080-12_0_6_load_11 | 5 | 0.0021494 | 0.0005387 | 0 | 0 |  | 1 | TRUE | wye
4 | LV_4080-12_0_6_load_12 | 6 | 0.014231 | 0.0035667 | 0 | 0 |  | 1 | TRUE | wye
5 | LV_4080-12_0_6_load_102 | 8 | 0.00027823 | 6.9731e-05 | 0 | 0 |  | 1 | TRUE | wye
6 | LV_4080-12_0_6_load_9 | 9 | 0.00081393 | 0.00020399 | 0 | 0 |  | 1 | TRUE | wye
7 | LV_4080-12_0_6_load_13 | 10 | 0.00096036 | 0.00024069 | 0 | 0 |  | 1 | TRUE | wye
8 | LV_4080-12_0_6_load_139 | 13 | 0.00038823 | 9.73e-05 | 0 | 0 |  | 1 | TRUE | wye
9 | LV_4080-12_0_6_load_143 | 14 | 0.00086364 | 0.00021645 | 0 | 0 |  | 1 | TRUE | wye
10 | LV_4080-12_0_6_load_103 | 18 | 0.0040823 | 0.0010231 | 0 | 0 |  | 1 | TRUE | wye
11 | LV_4080-12_0_6_load_86 | 20 | 0.0020563 | 0.00051535 | 0 | 0 |  | 1 | TRUE | wye
12 | LV_4080-12_0_6_load_65 | 22 | 0.0028996 | 0.0007267 | 0 | 0 |  | 1 | TRUE | wye
13 | LV_4080-12_0_6_load_42 | 24 | 0.0022853 | 0.00057276 | 0 | 0 |  | 1 | TRUE | wye
14 | LV_4080-12_0_6_load_41 | 25 | 0.0022822 | 0.00057197 | 0 | 0 |  | 1 | TRUE | wye
15 | LV_4080-12_0_6_load_40 | 26 | 0.0042607 | 0.0010678 | 0 | 0 |  | 1 | TRUE | wye
16 | LV_4080-12_0_6_load_101 | 27 | 0.00031801 | 7.9701e-05 | 0 | 0 |  | 1 | TRUE | wye
17 | LV_4080-12_0_6_load_88 | 28 | 0.0036634 | 0.00091813 | 0 | 0 |  | 1 | TRUE | wye
18 | LV_4080-12_0_6_load_39 | 29 | 0.0023348 | 0.00058516 | 0 | 0 |  | 1 | TRUE | wye
19 | LV_4080-12_0_6_load_146 | 31 | 0.0035489 | 0.00088944 | 0 | 0 |  | 1 | TRUE | wye
20 | LV_4080-12_0_6_load_138 | 32 | 0.00064516 | 0.00016169 | 0 | 0 |  | 1 | TRUE | wye
21 | LV_4080-12_0_6_load_188 | 34 | 0.0021816 | 0.00054676 | 0 | 0 |  | 1 | TRUE | wye
22 | LV_4080-12_0_6_load_14 | 35 | 0.0020681 | 0.00051832 | 0 | 0 |  | 1 | TRUE | wye
23 | LV_4080-12_0_6_load_15 | 36 | 0.00082549 | 0.00020689 | 0 | 0 |  | 1 | TRUE | wye
24 | LV_4080-12_0_6_load_16 | 37 | 0.0065225 | 0.0016347 | 0 | 0 |  | 1 | TRUE | wye
25 | LV_4080-12_0_6_load_19 | 40 | 0.0016329 | 0.00040924 | 0 | 0 |  | 1 | TRUE | wye
26 | LV_4080-12_0_6_load_29 | 43 | 0.0013458 | 0.0003373 | 0 | 0 |  | 1 | TRUE | wye
27 | LV_4080-12_0_6_load_30 | 44 | 0.003999 | 0.0010022 | 0 | 0 |  | 1 | TRUE | wye
28 | LV_4080-12_0_6_load_64 | 46 | 0.0030135 | 0.00075525 | 0 | 0 |  | 1 | TRUE | wye
29 | LV_4080-12_0_6_load_72 | 48 | 0.006155 | 0.0015426 | 0 | 0 |  | 1 | TRUE | wye
30 | LV_4080-12_0_6_load_89 | 49 | 0.006454 | 0.0016175 | 0 | 0 |  | 1 | TRUE | wye
31 | LV_4080-12_0_6_load_49 | 52 | 0.0027214 | 0.00068205 | 0 | 0 |  | 1 | TRUE | wye
32 | LV_4080-12_0_6_load_60 | 53 | 0.0019662 | 0.00049277 | 0 | 0 |  | 1 | TRUE | wye
33 | LV_4080-12_0_6_load_70 | 54 | 0.0086436 | 0.0021663 | 0 | 0 |  | 1 | TRUE | wye
34 | LV_4080-12_0_6_load_83 | 56 | 0.0041406 | 0.0010377 | 0 | 0 |  | 1 | TRUE | wye
35 | LV_4080-12_0_6_load_81 | 57 | 0.0069157 | 0.0017332 | 0 | 0 |  | 1 | TRUE | wye
36 | LV_4080-12_0_6_load_63 | 59 | 0.0019677 | 0.00049315 | 0 | 0 |  | 1 | TRUE | wye
37 | LV_4080-12_0_6_load_91 | 60 | 0.0041701 | 0.0010451 | 0 | 0 |  | 1 | TRUE | wye
38 | LV_4080-12_0_6_load_90 | 61 | 0.0049079 | 0.00123 | 0 | 0 |  | 1 | TRUE | wye
39 | LV_4080-12_0_6_load_35 | 63 | 0.0039667 | 0.00099415 | 0 | 0 |  | 1 | TRUE | wye
40 | LV_4080-12_0_6_load_84 | 66 | 0.010539 | 0.0026414 | 0 | 0 |  | 1 | TRUE | wye
41 | LV_4080-12_0_6_load_113 | 68 | 0.0058742 | 0.0014722 | 0 | 0 |  | 1 | TRUE | wye
42 | LV_4080-12_0_6_load_112 | 69 | 0.0069246 | 0.0017355 | 0 | 0 |  | 1 | TRUE | wye
43 | LV_4080-12_0_6_load_67 | 71 | 0.0035505 | 0.00088985 | 0 | 0 |  | 1 | TRUE | wye
44 | LV_4080-12_0_6_load_66 | 72 | 0.0081018 | 0.0020305 | 0 | 0 |  | 1 | TRUE | wye
45 | LV_4080-12_0_6_load_33 | 73 | 0.0025208 | 0.00063178 | 0 | 0 |  | 1 | TRUE | wye
46 | LV_4080-12_0_6_load_36 | 75 | 0.0033582 | 0.00084164 | 0 | 0 |  | 1 | TRUE | wye
47 | LV_4080-12_0_6_load_38 | 76 | 0.0025208 | 0.00063178 | 0 | 0 |  | 1 | TRUE | wye
48 | LV_4080-12_0_6_load_46 | 77 | 0.0052546 | 0.0013169 | 0 | 0 |  | 1 | TRUE | wye
49 | LV_4080-12_0_6_load_44 | 78 | 0.0047989 | 0.0012027 | 0 | 0 |  | 1 | TRUE | wye
50 | LV_4080-12_0_6_load_47 | 79 | 0.0050003 | 0.0012532 | 0 | 0 |  | 1 | TRUE | wye
51 | LV_4080-12_0_6_load_45 | 80 | 0.0021489 | 0.00053856 | 0 | 0 |  | 1 | TRUE | wye
52 | LV_4080-12_0_6_load_48 | 81 | 0.0022005 | 0.00055151 | 0 | 0 |  | 1 | TRUE | wye
53 | LV_4080-12_0_6_load_55 | 82 | 0.0016392 | 0.00041081 | 0 | 0 |  | 1 | TRUE | wye
54 | LV_4080-12_0_6_load_53 | 83 | 0.012638 | 0.0031675 | 0 | 0 |  | 1 | TRUE | wye
55 | LV_4080-12_0_6_load_190 | 85 | 0.0033111 | 0.00082983 | 0 | 0 |  | 1 | TRUE | wye
56 | LV_4080-12_0_6_load_56 | 87 | 0.0012103 | 0.00030332 | 0 | 0 |  | 1 | TRUE | wye
57 | LV_4080-12_0_6_load_57 | 88 | 0.0094198 | 0.0023608 | 0 | 0 |  | 1 | TRUE | wye
58 | LV_4080-12_0_6_load_120 | 91 | 0.002726 | 0.00068319 | 0 | 0 |  | 1 | TRUE | wye
59 | LV_4080-12_0_6_load_129 | 92 | 0.0027002 | 0.00067674 | 0 | 0 |  | 1 | TRUE | wye
60 | LV_4080-12_0_6_load_130 | 93 | 0.0017055 | 0.00042744 | 0 | 0 |  | 1 | TRUE | wye
61 | LV_4080-12_0_6_load_61 | 94 | 0.0038338 | 0.00096083 | 0 | 0 |  | 1 | TRUE | wye
62 | LV_4080-12_0_6_load_62 | 95 | 0.0037691 | 0.00094463 | 0 | 0 |  | 1 | TRUE | wye
63 | LV_4080-12_0_6_load_68 | 96 | 0.0033958 | 0.00085106 | 0 | 0 |  | 1 | TRUE | wye
64 | LV_4080-12_0_6_load_69 | 97 | 0.0035818 | 0.00089768 | 0 | 0 |  | 1 | TRUE | wye
65 | LV_4080-12_0_6_load_97 | 98 | 0.0084423 | 0.0021158 | 0 | 0 |  | 1 | TRUE | wye
66 | LV_4080-12_0_6_load_99 | 100 | 0.012321 | 0.0030879 | 0 | 0 |  | 1 | TRUE | wye
67 | LV_4080-12_0_6_load_94 | 101 | 0.0085487 | 0.0021425 | 0 | 0 |  | 1 | TRUE | wye
68 | LV_4080-12_0_6_load_73 | 102 | 0.0028653 | 0.00071812 | 0 | 0 |  | 1 | TRUE | wye
69 | LV_4080-12_0_6_load_78 | 106 | 0.0028906 | 0.00072445 | 0 | 0 |  | 1 | TRUE | wye
70 | LV_4080-12_0_6_load_79 | 107 | 0.0063023 | 0.0015795 | 0 | 0 |  | 1 | TRUE | wye
71 | LV_4080-12_0_6_load_80 | 108 | 0.0025238 | 0.00063251 | 0 | 0 |  | 1 | TRUE | wye
72 | LV_4080-12_0_6_load_85 | 110 | 0.0039353 | 0.00098629 | 0 | 0 |  | 1 | TRUE | wye
73 | LV_4080-12_0_6_load_87 | 111 | 0.00089613 | 0.00022459 | 0 | 0 |  | 1 | TRUE | wye
74 | LV_4080-12_0_6_load_104 | 112 | 0.011269 | 0.0028242 | 0 | 0 |  | 1 | TRUE | wye
75 | LV_4080-12_0_6_load_92 | 114 | 0.0023574 | 0.00059082 | 0 | 0 |  | 1 | TRUE | wye
76 | LV_4080-12_0_6_load_180 | 115 | 0.0007546 | 0.00018912 | 0 | 0 |  | 1 | TRUE | wye
77 | LV_4080-12_0_6_load_141 | 116 | 0.00083117 | 0.00020831 | 0 | 0 |  | 1 | TRUE | wye
78 | LV_4080-12_0_6_load_156 | 117 | 0.0015253 | 0.00038227 | 0 | 0 |  | 1 | TRUE | wye
79 | LV_4080-12_0_6_load_140 | 118 | 0.00037818 | 9.4781e-05 | 0 | 0 |  | 1 | TRUE | wye
80 | LV_4080-12_0_6_load_105 | 120 | 0.0022333 | 0.00055973 | 0 | 0 |  | 1 | TRUE | wye
81 | LV_4080-12_0_6_load_106 | 121 | 0.0022337 | 0.00055981 | 0 | 0 |  | 1 | TRUE | wye
82 | LV_4080-12_0_6_load_108 | 122 | 0.0014771 | 0.0003702 | 0 | 0 |  | 1 | TRUE | wye
83 | LV_4080-12_0_6_load_109 | 123 | 0.0038384 | 0.00096199 | 0 | 0 |  | 1 | TRUE | wye
84 | LV_4080-12_0_6_load_111 | 124 | 0.001478 | 0.00037042 | 0 | 0 |  | 1 | TRUE | wye
85 | LV_4080-12_0_6_load_124 | 126 | 0.0013769 | 0.00034508 | 0 | 0 |  | 1 | TRUE | wye
86 | LV_4080-12_0_6_load_125 | 127 | 0.005068 | 0.0012702 | 0 | 0 |  | 1 | TRUE | wye
87 | LV_4080-12_0_6_load_114 | 128 | 0.001365 | 0.0003421 | 0 | 0 |  | 1 | TRUE | wye
88 | LV_4080-12_0_6_load_115 | 129 | 0.0013631 | 0.00034163 | 0 | 0 |  | 1 | TRUE | wye
89 | LV_4080-12_0_6_load_116 | 130 | 0.001478 | 0.00037042 | 0 | 0 |  | 1 | TRUE | wye
90 | LV_4080-12_0_6_load_118 | 131 | 0.0014771 | 0.0003702 | 0 | 0 |  | 1 | TRUE | wye
91 | LV_4080-12_0_6_load_117 | 132 | 0.0080054 | 0.0020063 | 0 | 0 |  | 1 | TRUE | wye
92 | LV_4080-12_0_6_load_121 | 134 | 0.001377 | 0.0003451 | 0 | 0 |  | 1 | TRUE | wye
93 | LV_4080-12_0_6_load_122 | 135 | 0.0013776 | 0.00034525 | 0 | 0 |  | 1 | TRUE | wye
94 | LV_4080-12_0_6_load_126 | 136 | 0.001377 | 0.0003451 | 0 | 0 |  | 1 | TRUE | wye
95 | LV_4080-12_0_6_load_144 | 138 | 0.0010187 | 0.00025531 | 0 | 0 |  | 1 | TRUE | wye
96 | LV_4080-12_0_6_load_136 | 139 | 0.00082439 | 0.00020661 | 0 | 0 |  | 1 | TRUE | wye
97 | LV_4080-12_0_6_load_134 | 140 | 0.003276 | 0.00082104 | 0 | 0 |  | 1 | TRUE | wye
98 | LV_4080-12_0_6_load_163 | 141 | 0.00098925 | 0.00024793 | 0 | 0 |  | 1 | TRUE | wye
99 | LV_4080-12_0_6_load_157 | 142 | 0.0019498 | 0.00048866 | 0 | 0 |  | 1 | TRUE | wye
100 | LV_4080-12_0_6_load_187 | 143 | 0.0018151 | 0.00045491 | 0 | 0 |  | 1 | TRUE | wye
101 | LV_4080-12_0_6_load_131 | 145 | 0.0030942 | 0.00077549 | 0 | 0 |  | 1 | TRUE | wye
102 | LV_4080-12_0_6_load_132 | 146 | 0.0009644 | 0.0002417 | 0 | 0 |  | 1 | TRUE | wye
103 | LV_4080-12_0_6_load_133 | 147 | 0.0079095 | 0.0019823 | 0 | 0 |  | 1 | TRUE | wye
104 | LV_4080-12_0_6_load_135 | 148 | 0.0059354 | 0.0014876 | 0 | 0 |  | 1 | TRUE | wye
105 | LV_4080-12_0_6_load_137 | 149 | 0.018615 | 0.0046654 | 0 | 0 |  | 1 | TRUE | wye
106 | LV_4080-12_0_6_load_173 | 150 | 0.0009102 | 0.00022812 | 0 | 0 |  | 1 | TRUE | wye
107 | LV_4080-12_0_6_load_171 | 152 | 0.010343 | 0.0025923 | 0 | 0 |  | 1 | TRUE | wye
108 | LV_4080-12_0_6_load_147 | 154 | 0.001004 | 0.00025163 | 0 | 0 |  | 1 | TRUE | wye
109 | LV_4080-12_0_6_load_148 | 155 | 0.00081802 | 0.00020501 | 0 | 0 |  | 1 | TRUE | wye
110 | LV_4080-12_0_6_load_149 | 156 | 0.0012108 | 0.00030346 | 0 | 0 |  | 1 | TRUE | wye
111 | LV_4080-12_0_6_load_151 | 158 | 0.0010885 | 0.0002728 | 0 | 0 |  | 1 | TRUE | wye
112 | LV_4080-12_0_6_load_152 | 159 | 0.0010192 | 0.00025543 | 0 | 0 |  | 1 | TRUE | wye
113 | LV_4080-12_0_6_load_153 | 160 | 0.0008111 | 0.00020328 | 0 | 0 |  | 1 | TRUE | wye
114 | LV_4080-12_0_6_load_154 | 161 | 0.00048738 | 0.00012215 | 0 | 0 |  | 1 | TRUE | wye
115 | LV_4080-12_0_6_load_155 | 162 | 0.0011513 | 0.00028853 | 0 | 0 |  | 1 | TRUE | wye
116 | LV_4080-12_0_6_load_185 | 163 | 0.0006889 | 0.00017265 | 0 | 0 |  | 1 | TRUE | wye
117 | LV_4080-12_0_6_load_174 | 164 | 0.00084239 | 0.00021112 | 0 | 0 |  | 1 | TRUE | wye
118 | LV_4080-12_0_6_load_159 | 165 | 0.0012239 | 0.00030675 | 0 | 0 |  | 1 | TRUE | wye
119 | LV_4080-12_0_6_load_179 | 168 | 0.0026882 | 0.00067373 | 0 | 0 |  | 1 | TRUE | wye
120 | LV_4080-12_0_6_load_183 | 169 | 0.00072261 | 0.0001811 | 0 | 0 |  | 1 | TRUE | wye
121 | LV_4080-12_0_6_load_181 | 170 | 0.00091834 | 0.00023016 | 0 | 0 |  | 1 | TRUE | wye
122 | LV_4080-12_0_6_load_176 | 171 | 0.0017947 | 0.00044979 | 0 | 0 |  | 1 | TRUE | wye
123 | LV_4080-12_0_6_load_177 | 172 | 0.0023949 | 0.00060021 | 0 | 0 |  | 1 | TRUE | wye
124 | LV_4080-12_0_6_load_191 | 173 | 0.010109 | 0.0025335 | 0 | 0 |  | 1 | TRUE | wye
125 | LV_4080-12_0_6_load_182 | 174 | 0.00062201 | 0.00015589 | 0 | 0 |  | 1 | TRUE | wye
126 | LV_4080-12_0_6_load_186 | 175 | 0.001892 | 0.00047418 | 0 | 0 |  | 1 | TRUE | wye
127 | LV_4080-12_0_6_load_164 | 176 | 0.00082554 | 0.0002069 | 0 | 0 |  | 1 | TRUE | wye
128 | LV_4080-12_0_6_load_165 | 177 | 0.0059869 | 0.0015005 | 0 | 0 |  | 1 | TRUE | wye
129 | LV_4080-12_0_6_load_167 | 178 | 0.0015054 | 0.0003773 | 0 | 0 |  | 1 | TRUE | wye
130 | LV_4080-12_0_6_load_169 | 179 | 0.00029252 | 7.3313e-05 | 0 | 0 |  | 1 | TRUE | wye
131 | LV_4080-12_0_6_load_170 | 180 | 0.0025592 | 0.00064141 | 0 | 0 |  | 1 | TRUE | wye
132 | LV_4080-12_0_6_load_172 | 181 | 0.00069021 | 0.00017298 | 0 | 0 |  | 1 | TRUE | wye
133 | LV_4080-12_0_6_load_178 | 182 | 0.0039037 | 0.00097836 | 0 | 0 |  | 1 | TRUE | wye
134 | LV_4080-12_0_6_load_184 | 183 | 0.0013689 | 0.00034308 | 0 | 0 |  | 1 | TRUE | wye

## ext_grid
| name | bus | vm_pu | va_degree | slack_weight | in_service
0 |  | 67 | 1 | 0 | 1 | TRUE

## line
| name | std_type | from_bus | to_bus | length_km | r_ohm_per_km | x_ohm_per_km | c_nf_per_km | g_us_per_km | max_i_ka | df | parallel | type | in_service
0 | LV_4080-12_0_6_line_0 |  | 0 | 1 | 0.049058 | 0.125 | 0.08 | 261 | 0 | 0.364 | 1 | 1 | cs | TRUE
1 | LV_4080-12_0_6_line_1 |  | 0 | 2 | 0.049766 | 0.125 | 0.08 | 261 | 0 | 0.364 | 1 | 1 | cs | TRUE
2 | LV_4080-12_0_6_line_2 |  | 2 | 3 | 0.015769 | 0.125 | 0.08 | 261 | 0 | 0.364 | 1 | 1 | cs | TRUE
3 | LV_4080-12_0_6_line_3 |  | 2 | 4 | 0.03371 | 0.125 | 0.08 | 261 | 0 | 0.364 | 1 | 1 | cs | TRUE
4 | LV_4080-12_0_6_line_4 |  | 3 | 5 | 0.081911 | 0.125 | 0.08 | 261 | 0 | 0.364 | 1 | 1 | cs | TRUE
5 | LV_4080-12_0_6_line_5 |  | 4 | 6 | 0.029034 | 0.125 | 0.08 | 261 | 0 | 0.364 | 1 | 1 | cs | TRUE
6 | LV_4080-12_0_6_line_6 |  | 5 | 7 | 0.02541 | 0.125 | 0.08 | 261 | 0 | 0.364 | 1 | 1 | cs | TRUE
7 | LV_4080-12_0_6_line_7 |  | 6 | 14 | 0.013747 | 0.125 | 0.08 | 261 | 0 | 0.364 | 1 | 1 | cs | TRUE
8 | LV_4080-12_0_6_line_8 |  | 7 | 8 | 0.059373 | 0.125 | 0.08 | 261 | 0 | 0.364 | 1 | 1 | cs | TRUE
9 | LV_4080-12_0_6_line_9 |  | 9 | 10 | 0.024616 | 0.125 | 0.08 | 261 | 0 | 0.364 | 1 | 1 | cs | TRUE
10 | LV_4080-12_0_6_line_10 |  | 10 | 30 | 0.016558 | 0.125 | 0.08 | 261 | 0 | 0.364 | 1 | 1 | cs | TRUE
11 | LV_4080-12_0_6_line_11 |  | 11 | 12 | 0.03781 | 0.125 | 0.08 | 261 | 0 | 0.364 | 1 | 1 | cs | TRUE
12 | LV_4080-12_0_6_line_12 |  | 11 | 13 | 0.01952 | 0.125 | 0.08 | 261 | 0 | 0.364 | 1 | 1 | cs | TRUE
13 | LV_4080-12_0_6_line_13 |  | 12 | 31 | 0.041308 | 0.125 | 0.08 | 261 | 0 | 0.364 | 1 | 1 | cs | TRUE
14 | LV_4080-12_0_6_line_14 |  | 12 | 14 | 0.01861 | 0.125 | 0.08 | 261 | 0 | 0.364 | 1 | 1 | cs | TRUE
15 | LV_4080-12_0_6_line_15 |  | 13 | 32 | 0.036476 | 0.125 | 0.08 | 261 | 0 | 0.364 | 1 | 1 | cs | TRUE
16 | LV_4080-12_0_6_line_16 |  | 15 | 16 | 0.027286 | 0.125 | 0.08 | 261 | 0 | 0.364 | 1 | 1 | cs | TRUE
17 | LV_4080-12_0_6_line_17 |  | 15 | 17 | 0.014918 | 0.125 | 0.08 | 261 | 0 | 0.364 | 1 | 1 | cs | TRUE
18 | LV_4080-12_0_6_line_18 |  | 15 | 18 | 0.018952 | 0.125 | 0.08 | 261 | 0 | 0.364 | 1 | 1 | cs | TRUE
19 | LV_4080-12_0_6_line_19 |  | 16 | 55 | 0.043768 | 0.125 | 0.08 | 261 | 0 | 0.364 | 1 | 1 | cs | TRUE
20 | LV_4080-12_0_6_line_20 |  | 17 | 21 | 0.026564 | 0.125 | 0.08 | 261 | 0 | 0.364 | 1 | 1 | cs | TRUE
21 | LV_4080-12_0_6_line_21 |  | 17 | 22 | 0.033088 | 0.125 | 0.08 | 261 | 0 | 0.364 | 1 | 1 | cs | TRUE
22 | LV_4080-12_0_6_line_22 |  | 18 | 56 | 0.011348 | 0.125 | 0.08 | 261 | 0 | 0.364 | 1 | 2 | cs | TRUE
23 | LV_4080-12_0_6_line_23 |  | 19 | 20 | 0.018054 | 0.125 | 0.08 | 261 | 0 | 0.364 | 1 | 1 | cs | TRUE
24 | LV_4080-12_0_6_line_24 |  | 19 | 21 | 0.033918 | 0.125 | 0.08 | 261 | 0 | 0.364 | 1 | 1 | cs | TRUE
25 | LV_4080-12_0_6_line_25 |  | 20 | 28 | 0.04527 | 0.125 | 0.08 | 261 | 0 | 0.364 | 1 | 1 | cs | TRUE
26 | LV_4080-12_0_6_line_26 |  | 21 | 25 | 0.027485 | 0.125 | 0.08 | 261 | 0 | 0.364 | 1 | 1 | cs | TRUE
27 | LV_4080-12_0_6_line_27 |  | 21 | 26 | 0.012141 | 0.125 | 0.08 | 261 | 0 | 0.364 | 1 | 1 | cs | TRUE
28 | LV_4080-12_0_6_line_28 |  | 22 | 59 | 0.016917 | 0.125 | 0.08 | 261 | 0 | 0.364 | 1 | 1 | cs | TRUE
29 | LV_4080-12_0_6_line_29 |  | 23 | 24 | 0.01374 | 0.125 | 0.08 | 261 | 0 | 0.364 | 1 | 1 | cs | TRUE
30 | LV_4080-12_0_6_line_30 |  | 23 | 25 | 0.0019436 | 0.125 | 0.08 | 261 | 0 | 0.364 | 1 | 1 | cs | TRUE
31 | LV_4080-12_0_6_line_31 |  | 24 | 62 | 0.0056607 | 0.125 | 0.08 | 261 | 0 | 0.364 | 1 | 1 | cs | TRUE
32 | LV_4080-12_0_6_line_32 |  | 26 | 29 | 0.027149 | 0.125 | 0.08 | 261 | 0 | 0.364 | 1 | 1 | cs | TRUE
33 | LV_4080-12_0_6_line_33 |  | 27 | 28 | 0.0010916 | 0.125 | 0.08 | 261 | 0 | 0.364 | 1 | 1 | cs | TRUE
34 | LV_4080-12_0_6_line_34 |  | 30 | 33 | 0.012758 | 0.125 | 0.08 | 261 | 0 | 0.364 | 1 | 1 | cs | TRUE
35 | LV_4080-12_0_6_line_35 |  | 30 | 34 | 0.022005 | 0.125 | 0.08 | 261 | 0 | 0.364 | 1 | 1 | cs | TRUE
36 | LV_4080-12_0_6_line_36 |  | 31 | 150 | 0.044387 | 0.125 | 0.08 | 261 | 0 | 0.364 | 1 | 1 | cs | TRUE
37 | LV_4080-12_0_6_line_37 |  | 32 | 118 | 0.004444 | 0.125 | 0.08 | 261 | 0 | 0.364 | 1 | 1 | cs | TRUE
38 | LV_4080-12_0_6_line_38 |  | 33 | 138 | 0.026863 | 0.125 | 0.08 | 261 | 0 | 0.364 | 1 | 1 | cs | TRUE
39 | LV_4080-12_0_6_line_39 |  | 34 | 162 | 0.01792 | 0.125 | 0.08 | 261 | 0 | 0.364 | 1 | 1 | cs | TRUE
40 | LV_4080-12_0_6_line_40 |  | 35 | 36 | 0.033128 | 0.125 | 0.08 | 261 | 0 | 0.364 | 1 | 1 | cs | TRUE
41 | LV_4080-12_0_6_line_41 |  | 35 | 37 | 0.035154 | 0.125 | 0.08 | 261 | 0 | 0.364 | 1 | 1 | cs | TRUE
42 | LV_4080-12_0_6_line_42 |  | 36 | 38 | 0.006385 | 0.125 | 0.08 | 261 | 0 | 0.364 | 1 | 1 | cs | TRUE
43 | LV_4080-12_0_6_line_43 |  | 37 | 39 | 0.020991 | 0.125 | 0.08 | 261 | 0 | 0.364 | 1 | 1 | cs | TRUE
44 | LV_4080-12_0_6_line_44 |  | 38 | 40 | 0.023863 | 0.125 | 0.08 | 261 | 0 | 0.364 | 1 | 1 | cs | TRUE
45 | LV_4080-12_0_6_line_45 |  | 38 | 41 | 0.01518 | 0.125 | 0.08 | 261 | 0 | 0.364 | 1 | 1 | cs | TRUE
46 | LV_4080-12_0_6_line_46 |  | 39 | 42 | 0.024389 | 0.125 | 0.08 | 261 | 0 | 0.364 | 1 | 1 | cs | TRUE
47 | LV_4080-12_0_6_line_47 |  | 40 | 43 | 0.020114 | 0.125 | 0.08 | 261 | 0 | 0.364 | 1 | 1 | cs | TRUE
48 | LV_4080-12_0_6_line_48 |  | 41 | 44 | 0.017524 | 0.125 | 0.08 | 261 | 0 | 0.364 | 1 | 4 | cs | TRUE
49 | LV_4080-12_0_6_line_49 |  | 41 | 45 | 0.033061 | 0.125 | 0.08 | 261 | 0 | 0.364 | 1 | 4 | cs | TRUE
50 | LV_4080-12_0_6_line_50 |  | 42 | 46 | 0.023939 | 0.125 | 0.08 | 261 | 0 | 0.364 | 1 | 1 | cs | TRUE
51 | LV_4080-12_0_6_line_51 |  | 43 | 52 | 0.020381 | 0.125 | 0.08 | 261 | 0 | 0.364 | 1 | 1 | cs | TRUE
52 | LV_4080-12_0_6_line_52 |  | 44 | 53 | 0.0023216 | 0.125 | 0.08 | 261 | 0 | 0.364 | 1 | 4 | cs | TRUE
53 | LV_4080-12_0_6_line_53 |  | 45 | 54 | 0.02624 | 0.125 | 0.08 | 261 | 0 | 0.364 | 1 | 4 | cs | TRUE
54 | LV_4080-12_0_6_line_54 |  | 47 | 48 | 0.0018272 | 0.125 | 0.08 | 261 | 0 | 0.364 | 1 | 1 | cs | TRUE
55 | LV_4080-12_0_6_line_55 |  | 47 | 49 | 0.017497 | 0.125 | 0.08 | 261 | 0 | 0.364 | 1 | 1 | cs | TRUE
56 | LV_4080-12_0_6_line_56 |  | 48 | 50 | 0.019387 | 0.125 | 0.08 | 261 | 0 | 0.364 | 1 | 1 | cs | TRUE
57 | LV_4080-12_0_6_line_57 |  | 49 | 61 | 0.0091647 | 0.125 | 0.08 | 261 | 0 | 0.364 | 1 | 1 | cs | TRUE
58 | LV_4080-12_0_6_line_58 |  | 50 | 51 | 0.044206 | 0.125 | 0.08 | 261 | 0 | 0.364 | 1 | 1 | cs | TRUE
59 | LV_4080-12_0_6_line_59 |  | 51 | 63 | 0.016027 | 0.125 | 0.08 | 261 | 0 | 0.364 | 1 | 1 | cs | TRUE
60 | LV_4080-12_0_6_line_60 |  | 53 | 64 | 0.031773 | 0.125 | 0.08 | 261 | 0 | 0.364 | 1 | 4 | cs | TRUE
61 | LV_4080-12_0_6_line_61 |  | 54 | 70 | 0.014408 | 0.125 | 0.08 | 261 | 0 | 0.364 | 1 | 4 | cs | TRUE
62 | LV_4080-12_0_6_line_62 |  | 55 | 97 | 0.026688 | 0.125 | 0.08 | 261 | 0 | 0.364 | 1 | 1 | cs | TRUE
63 | LV_4080-12_0_6_line_63 |  | 56 | 105 | 0.018623 | 0.125 | 0.08 | 261 | 0 | 0.364 | 1 | 4 | cs | TRUE
64 | LV_4080-12_0_6_line_64 |  | 57 | 58 | 0.01377 | 0.125 | 0.08 | 261 | 0 | 0.364 | 1 | 1 | cs | TRUE
65 | LV_4080-12_0_6_line_65 |  | 58 | 108 | 0.01241 | 0.125 | 0.08 | 261 | 0 | 0.364 | 1 | 1 | cs | TRUE
66 | LV_4080-12_0_6_line_66 |  | 58 | 103 | 0.010761 | 0.125 | 0.08 | 261 | 0 | 0.364 | 1 | 1 | cs | TRUE
67 | LV_4080-12_0_6_line_67 |  | 59 | 94 | 0.024536 | 0.125 | 0.08 | 261 | 0 | 0.364 | 1 | 1 | cs | TRUE
68 | LV_4080-12_0_6_line_68 |  | 60 | 61 | 0.027992 | 0.125 | 0.08 | 261 | 0 | 0.364 | 1 | 1 | cs | TRUE
69 | LV_4080-12_0_6_line_69 |  | 62 | 79 | 0.037814 | 0.125 | 0.08 | 261 | 0 | 0.364 | 1 | 1 | cs | TRUE
70 | LV_4080-12_0_6_line_70 |  | 62 | 80 | 0.01624 | 0.125 | 0.08 | 261 | 0 | 0.364 | 1 | 1 | cs | TRUE
71 | LV_4080-12_0_6_line_71 |  | 63 | 74 | 0.0045208 | 0.125 | 0.08 | 261 | 0 | 0.364 | 1 | 1 | cs | TRUE
72 | LV_4080-12_0_6_line_72 |  | 64 | 82 | 0.019836 | 0.125 | 0.08 | 261 | 0 | 0.364 | 1 | 1 | cs | TRUE
73 | LV_4080-12_0_6_line_73 |  | 64 | 88 | 0.019492 | 0.125 | 0.08 | 261 | 0 | 0.364 | 1 | 4 | cs | TRUE
74 | LV_4080-12_0_6_line_74 |  | 65 | 66 | 0.030876 | 0.125 | 0.08 | 261 | 0 | 0.364 | 1 | 4 | cs | TRUE
75 | LV_4080-12_0_6_line_75 |  | 65 | 67 | 0.030303 | 0.125 | 0.08 | 261 | 0 | 0.364 | 1 | 4 | cs | TRUE
76 | LV_4080-12_0_6_line_76 |  | 66 | 106 | 0.024406 | 0.125 | 0.08 | 261 | 0 | 0.364 | 1 | 4 | cs | TRUE
77 | LV_4080-12_0_6_line_77 |  | 67 | 123 | 0.010115 | 0.125 | 0.08 | 261 | 0 | 0.364 | 1 | 1 | cs | TRUE
78 | LV_4080-12_0_6_line_78 |  | 67 | 120 | 0.028909 | 0.125 | 0.08 | 261 | 0 | 0.364 | 1 | 1 | cs | TRUE
79 | LV_4080-12_0_6_line_79 |  | 68 | 69 | 0.0014703 | 0.125 | 0.08 | 261 | 0 | 0.364 | 1 | 1 | cs | TRUE
80 | LV_4080-12_0_6_line_80 |  | 69 | 128 | 0.038158 | 0.125 | 0.08 | 261 | 0 | 0.364 | 1 | 1 | cs | TRUE
81 | LV_4080-12_0_6_line_81 |  | 70 | 98 | 0.014369 | 0.125 | 0.08 | 261 | 0 | 0.364 | 1 | 4 | cs | TRUE
82 | LV_4080-12_0_6_line_82 |  | 71 | 72 | 0.041634 | 0.125 | 0.08 | 261 | 0 | 0.364 | 1 | 1 | cs | TRUE
83 | LV_4080-12_0_6_line_83 |  | 72 | 96 | 0.026088 | 0.125 | 0.08 | 261 | 0 | 0.364 | 1 | 1 | cs | TRUE
84 | LV_4080-12_0_6_line_84 |  | 73 | 74 | 0.01907 | 0.125 | 0.08 | 261 | 0 | 0.364 | 1 | 1 | cs | TRUE
85 | LV_4080-12_0_6_line_85 |  | 74 | 75 | 0.017421 | 0.125 | 0.08 | 261 | 0 | 0.364 | 1 | 1 | cs | TRUE
86 | LV_4080-12_0_6_line_86 |  | 75 | 76 | 0.0012285 | 0.125 | 0.08 | 261 | 0 | 0.364 | 1 | 1 | cs | TRUE
87 | LV_4080-12_0_6_line_87 |  | 76 | 77 | 0.0070256 | 0.125 | 0.08 | 261 | 0 | 0.364 | 1 | 1 | cs | TRUE
88 | LV_4080-12_0_6_line_88 |  | 77 | 78 | 0.012653 | 0.125 | 0.08 | 261 | 0 | 0.364 | 1 | 1 | cs | TRUE
89 | LV_4080-12_0_6_line_89 |  | 78 | 80 | 0.00093778 | 0.125 | 0.08 | 261 | 0 | 0.364 | 1 | 1 | cs | TRUE
90 | LV_4080-12_0_6_line_90 |  | 79 | 81 | 0.0076633 | 0.125 | 0.08 | 261 | 0 | 0.364 | 1 | 1 | cs | TRUE
91 | LV_4080-12_0_6_line_91 |  | 83 | 84 | 0.036102 | 0.125 | 0.08 | 261 | 0 | 0.364 | 1 | 1 | cs | TRUE
92 | LV_4080-12_0_6_line_92 |  | 84 | 87 | 0.024154 | 0.125 | 0.08 | 261 | 0 | 0.364 | 1 | 4 | cs | TRUE
93 | LV_4080-12_0_6_line_93 |  | 84 | 88 | 0.013859 | 0.125 | 0.08 | 261 | 0 | 0.364 | 1 | 4 | cs | TRUE
94 | LV_4080-12_0_6_line_94 |  | 85 | 86 | 0.011372 | 0.125 | 0.08 | 261 | 0 | 0.364 | 1 | 1 | cs | TRUE
95 | LV_4080-12_0_6_line_95 |  | 86 | 168 | 0.0070824 | 0.125 | 0.08 | 261 | 0 | 0.364 | 1 | 1 | cs | TRUE
96 | LV_4080-12_0_6_line_96 |  | 87 | 89 | 0.028986 | 0.125 | 0.08 | 261 | 0 | 0.364 | 1 | 4 | cs | TRUE
97 | LV_4080-12_0_6_line_97 |  | 89 | 90 | 0.015545 | 0.125 | 0.08 | 261 | 0 | 0.364 | 1 | 4 | cs | TRUE
98 | LV_4080-12_0_6_line_98 |  | 89 | 91 | 0.023327 | 0.125 | 0.08 | 261 | 0 | 0.364 | 1 | 1 | cs | TRUE
99 | LV_4080-12_0_6_line_99 |  | 90 | 92 | 0.036632 | 0.125 | 0.08 | 261 | 0 | 0.364 | 1 | 4 | cs | TRUE
100 | LV_4080-12_0_6_line_100 |  | 90 | 93 | 0.016792 | 0.125 | 0.08 | 261 | 0 | 0.364 | 1 | 1 | cs | TRUE
101 | LV_4080-12_0_6_line_101 |  | 92 | 141 | 0.0036117 | 0.125 | 0.08 | 261 | 0 | 0.364 | 1 | 4 | cs | TRUE
102 | LV_4080-12_0_6_line_102 |  | 93 | 142 | 5.8101e-05 | 0.125 | 0.08 | 261 | 0 | 0.364 | 1 | 1 | cs | TRUE
103 | LV_4080-12_0_6_line_103 |  | 94 | 95 | 0.026226 | 0.125 | 0.08 | 261 | 0 | 0.364 | 1 | 1 | cs | TRUE
104 | LV_4080-12_0_6_line_104 |  | 96 | 97 | 0.011567 | 0.125 | 0.08 | 261 | 0 | 0.364 | 1 | 1 | cs | TRUE
105 | LV_4080-12_0_6_line_105 |  | 98 | 119 | 0.012544 | 0.125 | 0.08 | 261 | 0 | 0.364 | 1 | 4 | cs | TRUE
106 | LV_4080-12_0_6_line_106 |  | 99 | 100 | 0.024921 | 0.125 | 0.08 | 261 | 0 | 0.364 | 1 | 4 | cs | TRUE
107 | LV_4080-12_0_6_line_107 |  | 99 | 101 | 0.036096 | 0.125 | 0.08 | 261 | 0 | 0.364 | 1 | 4 | cs | TRUE
108 | LV_4080-12_0_6_line_108 |  | 100 | 109 | 0.0035829 | 0.125 | 0.08 | 261 | 0 | 0.364 | 1 | 4 | cs | TRUE
109 | LV_4080-12_0_6_line_109 |  | 101 | 119 | 0.01618 | 0.125 | 0.08 | 261 | 0 | 0.364 | 1 | 4 | cs | TRUE
110 | LV_4080-12_0_6_line_110 |  | 102 | 103 | 0.027521 | 0.125 | 0.08 | 261 | 0 | 0.364 | 1 | 4 | cs | TRUE
111 | LV_4080-12_0_6_line_111 |  | 102 | 104 | 0.020325 | 0.125 | 0.08 | 261 | 0 | 0.364 | 1 | 4 | cs | TRUE
112 | LV_4080-12_0_6_line_112 |  | 103 | 105 | 0.031234 | 0.125 | 0.08 | 261 | 0 | 0.364 | 1 | 4 | cs | TRUE
113 | LV_4080-12_0_6_line_113 |  | 104 | 106 | 0.01618 | 0.125 | 0.08 | 261 | 0 | 0.364 | 1 | 4 | cs | TRUE
114 | LV_4080-12_0_6_line_114 |  | 104 | 107 | 0.008298 | 0.125 | 0.08 | 261 | 0 | 0.364 | 1 | 4 | cs | TRUE
115 | LV_4080-12_0_6_line_115 |  | 105 | 109 | 0.028812 | 0.125 | 0.08 | 261 | 0 | 0.364 | 1 | 4 | cs | TRUE
116 | LV_4080-12_0_6_line_116 |  | 107 | 110 | 0.017601 | 0.125 | 0.08 | 261 | 0 | 0.364 | 1 | 4 | cs | TRUE
117 | LV_4080-12_0_6_line_117 |  | 108 | 111 | 0.011879 | 0.125 | 0.08 | 261 | 0 | 0.364 | 1 | 1 | cs | TRUE
118 | LV_4080-12_0_6_line_118 |  | 109 | 112 | 0.021385 | 0.125 | 0.08 | 261 | 0 | 0.364 | 1 | 1 | cs | TRUE
119 | LV_4080-12_0_6_line_119 |  | 110 | 113 | 0.024877 | 0.125 | 0.08 | 261 | 0 | 0.364 | 1 | 4 | cs | TRUE
120 | LV_4080-12_0_6_line_120 |  | 111 | 114 | 0.019382 | 0.125 | 0.08 | 261 | 0 | 0.364 | 1 | 1 | cs | TRUE
121 | LV_4080-12_0_6_line_121 |  | 113 | 115 | 0.013809 | 0.125 | 0.08 | 261 | 0 | 0.364 | 1 | 4 | cs | TRUE
122 | LV_4080-12_0_6_line_122 |  | 113 | 116 | 0.042959 | 0.125 | 0.08 | 261 | 0 | 0.364 | 1 | 1 | cs | TRUE
123 | LV_4080-12_0_6_line_123 |  | 115 | 117 | 0.0062895 | 0.125 | 0.08 | 261 | 0 | 0.364 | 1 | 4 | cs | TRUE
124 | LV_4080-12_0_6_line_124 |  | 116 | 118 | 0.016622 | 0.125 | 0.08 | 261 | 0 | 0.364 | 1 | 1 | cs | TRUE
125 | LV_4080-12_0_6_line_125 |  | 117 | 159 | 0.017384 | 0.125 | 0.08 | 261 | 0 | 0.364 | 1 | 2 | cs | TRUE
126 | LV_4080-12_0_6_line_126 |  | 120 | 121 | 0.0003123 | 0.125 | 0.08 | 261 | 0 | 0.364 | 1 | 1 | cs | TRUE
127 | LV_4080-12_0_6_line_127 |  | 121 | 122 | 0.032376 | 0.125 | 0.08 | 261 | 0 | 0.364 | 1 | 1 | cs | TRUE
128 | LV_4080-12_0_6_line_128 |  | 122 | 124 | 1.1327e-05 | 0.125 | 0.08 | 261 | 0 | 0.364 | 1 | 1 | cs | TRUE
129 | LV_4080-12_0_6_line_129 |  | 125 | 126 | 0.011287 | 0.125 | 0.08 | 261 | 0 | 0.364 | 1 | 1 | cs | TRUE
130 | LV_4080-12_0_6_line_130 |  | 125 | 127 | 0.018337 | 0.125 | 0.08 | 261 | 0 | 0.364 | 1 | 1 | cs | TRUE
131 | LV_4080-12_0_6_line_131 |  | 126 | 136 | 0.0066494 | 0.125 | 0.08 | 261 | 0 | 0.364 | 1 | 1 | cs | TRUE
132 | LV_4080-12_0_6_line_132 |  | 127 | 137 | 0.015349 | 0.125 | 0.08 | 261 | 0 | 0.364 | 1 | 1 | cs | TRUE
133 | LV_4080-12_0_6_line_133 |  | 128 | 129 | 0.00034718 | 0.125 | 0.08 | 261 | 0 | 0.364 | 1 | 1 | cs | TRUE
134 | LV_4080-12_0_6_line_134 |  | 129 | 130 | 0.032362 | 0.125 | 0.08 | 261 | 0 | 0.364 | 1 | 1 | cs | TRUE
135 | LV_4080-12_0_6_line_135 |  | 130 | 131 | 0.00021655 | 0.125 | 0.08 | 261 | 0 | 0.364 | 1 | 1 | cs | TRUE
136 | LV_4080-12_0_6_line_136 |  | 131 | 132 | 0.01292 | 0.125 | 0.08 | 261 | 0 | 0.364 | 1 | 1 | cs | TRUE
137 | LV_4080-12_0_6_line_137 |  | 132 | 133 | 0.030458 | 0.125 | 0.08 | 261 | 0 | 0.364 | 1 | 1 | cs | TRUE
138 | LV_4080-12_0_6_line_138 |  | 133 | 134 | 0.010504 | 0.125 | 0.08 | 261 | 0 | 0.364 | 1 | 1 | cs | TRUE
139 | LV_4080-12_0_6_line_139 |  | 134 | 135 | 0.0066517 | 0.125 | 0.08 | 261 | 0 | 0.364 | 1 | 1 | cs | TRUE
140 | LV_4080-12_0_6_line_140 |  | 135 | 136 | 0.0066529 | 0.125 | 0.08 | 261 | 0 | 0.364 | 1 | 1 | cs | TRUE
141 | LV_4080-12_0_6_line_141 |  | 137 | 138 | 0.021824 | 0.125 | 0.08 | 261 | 0 | 0.364 | 1 | 1 | cs | TRUE
142 | LV_4080-12_0_6_line_142 |  | 137 | 139 | 0.027934 | 0.125 | 0.08 | 261 | 0 | 0.364 | 1 | 1 | cs | TRUE
143 | LV_4080-12_0_6_line_143 |  | 139 | 140 | 0.0042827 | 0.125 | 0.08 | 261 | 0 | 0.364 | 1 | 1 | cs | TRUE
144 | LV_4080-12_0_6_line_144 |  | 140 | 146 | 0.015601 | 0.125 | 0.08 | 261 | 0 | 0.364 | 1 | 1 | cs | TRUE
145 | LV_4080-12_0_6_line_145 |  | 141 | 143 | 0.015138 | 0.125 | 0.08 | 261 | 0 | 0.364 | 1 | 4 | cs | TRUE
146 | LV_4080-12_0_6_line_146 |  | 142 | 144 | 0.01407 | 0.125 | 0.08 | 261 | 0 | 0.364 | 1 | 1 | cs | TRUE
147 | LV_4080-12_0_6_line_147 |  | 143 | 175 | 0.0018707 | 0.125 | 0.08 | 261 | 0 | 0.364 | 1 | 4 | cs | TRUE
148 | LV_4080-12_0_6_line_148 |  | 144 | 165 | 0.029916 | 0.125 | 0.08 | 261 | 0 | 0.364 | 1 | 1 | cs | TRUE
149 | LV_4080-12_0_6_line_149 |  | 144 | 166 | 0.13797 | 0.125 | 0.08 | 261 | 0 | 0.364 | 1 | 1 | cs | TRUE
150 | LV_4080-12_0_6_line_150 |  | 145 | 146 | 0.0054986 | 0.125 | 0.08 | 261 | 0 | 0.364 | 1 | 1 | cs | TRUE
151 | LV_4080-12_0_6_line_151 |  | 145 | 147 | 0.014514 | 0.125 | 0.08 | 261 | 0 | 0.364 | 1 | 1 | cs | TRUE
152 | LV_4080-12_0_6_line_152 |  | 147 | 148 | 0.0034748 | 0.125 | 0.08 | 261 | 0 | 0.364 | 1 | 1 | cs | TRUE
153 | LV_4080-12_0_6_line_153 |  | 148 | 149 | 0.0050618 | 0.125 | 0.08 | 261 | 0 | 0.364 | 1 | 1 | cs | TRUE
154 | LV_4080-12_0_6_line_154 |  | 151 | 152 | 0.036121 | 0.125 | 0.08 | 261 | 0 | 0.364 | 1 | 4 | cs | TRUE
155 | LV_4080-12_0_6_line_155 |  | 151 | 153 | 0.021173 | 0.125 | 0.08 | 261 | 0 | 0.364 | 1 | 4 | cs | TRUE
156 | LV_4080-12_0_6_line_156 |  | 152 | 173 | 0.11302 | 0.125 | 0.08 | 261 | 0 | 0.364 | 1 | 2 | cs | TRUE
157 | LV_4080-12_0_6_line_157 |  | 153 | 179 | 0.023619 | 0.125 | 0.08 | 261 | 0 | 0.364 | 1 | 1 | cs | TRUE
158 | LV_4080-12_0_6_line_158 |  | 153 | 176 | 0.012369 | 0.125 | 0.08 | 261 | 0 | 0.364 | 1 | 4 | cs | TRUE
159 | LV_4080-12_0_6_line_159 |  | 154 | 155 | 0.020693 | 0.125 | 0.08 | 261 | 0 | 0.364 | 1 | 1 | cs | TRUE
160 | LV_4080-12_0_6_line_160 |  | 154 | 156 | 0.01373 | 0.125 | 0.08 | 261 | 0 | 0.364 | 1 | 1 | cs | TRUE
161 | LV_4080-12_0_6_line_161 |  | 155 | 157 | 0.002069 | 0.125 | 0.08 | 261 | 0 | 0.364 | 1 | 1 | cs | TRUE
162 | LV_4080-12_0_6_line_162 |  | 156 | 158 | 0.022387 | 0.125 | 0.08 | 261 | 0 | 0.364 | 1 | 1 | cs | TRUE
163 | LV_4080-12_0_6_line_163 |  | 156 | 159 | 0.02147 | 0.125 | 0.08 | 261 | 0 | 0.364 | 1 | 1 | cs | TRUE
164 | LV_4080-12_0_6_line_164 |  | 157 | 160 | 0.015778 | 0.125 | 0.08 | 261 | 0 | 0.364 | 1 | 1 | cs | TRUE
165 | LV_4080-12_0_6_line_165 |  | 157 | 161 | 0.013799 | 0.125 | 0.08 | 261 | 0 | 0.364 | 1 | 1 | cs | TRUE
166 | LV_4080-12_0_6_line_166 |  | 158 | 162 | 0.016002 | 0.125 | 0.08 | 261 | 0 | 0.364 | 1 | 1 | cs | TRUE
167 | LV_4080-12_0_6_line_167 |  | 160 | 163 | 0.010343 | 0.125 | 0.08 | 261 | 0 | 0.364 | 1 | 1 | cs | TRUE
168 | LV_4080-12_0_6_line_168 |  | 161 | 164 | 0.0054928 | 0.125 | 0.08 | 261 | 0 | 0.364 | 1 | 1 | cs | TRUE
169 | LV_4080-12_0_6_line_169 |  | 165 | 167 | 0.012301 | 0.125 | 0.08 | 261 | 0 | 0.364 | 1 | 1 | cs | TRUE
170 | LV_4080-12_0_6_line_170 |  | 166 | 169 | 0.026232 | 0.125 | 0.08 | 261 | 0 | 0.364 | 1 | 1 | cs | TRUE
171 | LV_4080-12_0_6_line_171 |  | 166 | 170 | 0.017537 | 0.125 | 0.08 | 261 | 0 | 0.364 | 1 | 1 | cs | TRUE
172 | LV_4080-12_0_6_line_172 |  | 167 | 171 | 0.011453 | 0.125 | 0.08 | 261 | 0 | 0.364 | 1 | 1 | cs | TRUE
173 | LV_4080-12_0_6_line_173 |  | 167 | 172 | 0.027062 | 0.125 | 0.08 | 261 | 0 | 0.364 | 1 | 1 | cs | TRUE
174 | LV_4080-12_0_6_line_174 |  | 168 | 172 | 0.020085 | 0.125 | 0.08 | 261 | 0 | 0.364 | 1 | 1 | cs | TRUE
175 | LV_4080-12_0_6_line_175 |  | 170 | 174 | 0.025461 | 0.125 | 0.08 | 261 | 0 | 0.364 | 1 | 1 | cs | TRUE
176 | LV_4080-12_0_6_line_176 |  | 171 | 182 | 0.010909 | 0.125 | 0.08 | 261 | 0 | 0.364 | 1 | 1 | cs | TRUE
177 | LV_4080-12_0_6_line_177 |  | 175 | 180 | 0.013863 | 0.125 | 0.08 | 261 | 0 | 0.364 | 1 | 4 | cs | TRUE
178 | LV_4080-12_0_6_line_178 |  | 176 | 177 | 0.027027 | 0.125 | 0.08 | 261 | 0 | 0.364 | 1 | 4 | cs | TRUE
179 | LV_4080-12_0_6_line_179 |  | 177 | 178 | 0.0021692 | 0.125 | 0.08 | 261 | 0 | 0.364 | 1 | 4 | cs | TRUE
180 | LV_4080-12_0_6_line_180 |  | 178 | 180 | 0.029143 | 0.125 | 0.08 | 261 | 0 | 0.364 | 1 | 4 | cs | TRUE
181 | LV_4080-12_0_6_line_181 |  | 179 | 181 | 0.016179 | 0.125 | 0.08 | 261 | 0 | 0.364 | 1 | 1 | cs | TRUE
182 | LV_4080-12_0_6_line_182 |  | 182 | 183 | 0.010433 | 0.125 | 0.08 | 261 | 0 | 0.364 | 1 | 1 | cs | TRUE

## trafo
| name | std_type | hv_bus | lv_bus | sn_mva | vn_hv_kv | vn_lv_kv | vk_percent | vkr_percent | pfe_kw | i0_percent | shift_degree | tap_side | tap_neutral | tap_min | tap_max | tap_step_percent | tap_step_degree | tap_pos | tap_phase_shifter | parallel | df | in_service
0 | LV_4080-12_0_6_trafo_107 | 0.63 MVA 20/0.4 kV | 184 | 67 | 0.63 | 20 | 0.4 | 6 | 1.206 | 1.65 | 0.2619 | 150 | hv | 0 | -2 | 2 | 2.5 | 0 | 0 | FALSE | 1 | 1 | TRUE

## line_geodata
| x0 | y0 | x1 | y1 | x2 | y2 | x3 | y3 | x4 | y4 | x5 | y5 | x6 | y6 | x7 | y7 | x8 | y8 | x9 | y9
0 | 2660790.552 | 1245069.4001 | 2660815.5012 | 1245103.0595 | 2660820.0235 | 1245108.6104
1 | 2660771.7576 | 1245023.6904 | 2660777.782 | 1245045.5782 | 2660788.7605 | 1245066.9831 | 2660790.552 | 1245069.4001
2 | 2660771.7576 | 1245023.6904 | 2660768.8941 | 1245008.1838
3 | 2660771.7576 | 1245023.6904 | 2660792.8898 | 1245019.4484 | 2660795.3838 | 1245007.5503
4 | 2660768.8941 | 1245008.1838 | 2660765.5168 | 1245008.8942 | 2660766.6269 | 1245013.3864 | 2660765.4414 | 1245018.4666 | 2660761.6843 | 1245022.3308 | 2660755.3431 | 1245023.9781 | 2660746.4532 | 1245024.3763 | 2660738.9859 | 1245022.354 | 2660734.041 | 1245017.5112 | 2660713.9034 | 1244991.2189
5 | 2660795.3838 | 1245007.5503 | 2660798.2761 | 1244993.7527 | 2660801.4445 | 1244979.1562
6 | 2660698.4062 | 1244971.0816 | 2660702.8065 | 1244976.7304 | 2660713.9034 | 1244991.2189
7 | 2660801.4445 | 1244979.1562 | 2660804.3607 | 1244965.7217
8 | 2660742.4065 | 1244931.8382 | 2660738.8719 | 1244938.3176 | 2660734.1343 | 1244942.7388 | 2660698.4062 | 1244971.0816
9 | 2660913.1665 | 1244909.2979 | 2660920.8859 | 1244885.9235
10 | 2660926.0783 | 1244870.2011 | 2660920.8859 | 1244885.9235
11 | 2660808.3084 | 1244947.535 | 2660771.4661 | 1244938.5737
12 | 2660771.4661 | 1244938.5737 | 2660775.6654 | 1244919.5107
13 | 2660808.3084 | 1244947.535 | 2660809.0619 | 1244944.0514 | 2660827.3592 | 1244948.075 | 2660831.5334 | 1244929.5296
14 | 2660808.3084 | 1244947.535 | 2660804.3607 | 1244965.7217
15 | 2660775.6654 | 1244919.5107 | 2660780.0487 | 1244899.6127 | 2660783.5097 | 1244883.888
16 | 2660747.2342 | 1244699.5178 | 2660733.0237 | 1244722.8327
17 | 2660722.5194 | 1244722.1915 | 2660725.6734 | 1244724.1139 | 2660730.1186 | 1244727.5951 | 2660733.0237 | 1244722.8327
18 | 2660733.0237 | 1244722.8327 | 2660738.0589 | 1244724.7856 | 2660750.3767 | 1244729.8596 | 2660750.6004 | 1244729.9123
19 | 2660769.947 | 1244662.0692 | 2660747.2342 | 1244699.5178
20 | 2660722.5194 | 1244722.1915 | 2660719.1286 | 1244727.1602 | 2660715.9372 | 1244728.1504 | 2660712.3862 | 1244734.7519 | 2660707.2692 | 1244743.0052
21 | 2660722.5194 | 1244722.1915 | 2660727.6243 | 1244713.649 | 2660739.7939 | 1244693.9718
22 | 2660761.7221 | 1244731.7605 | 2660758.8043 | 1244731.8472 | 2660750.6004 | 1244729.9123
23 | 2660714.3586 | 1244753.1847 | 2660704.3093 | 1244768.1838
24 | 2660714.3586 | 1244753.1847 | 2660710.1183 | 1244750.3505 | 2660716.5929 | 1244738.6532 | 2660712.3862 | 1244734.7519 | 2660707.2692 | 1244743.0052
25 | 2660681.1258 | 1244807.0577 | 2660701.5515 | 1244772.3001 | 2660704.3093 | 1244768.1838
26 | 2660707.2692 | 1244743.0052 | 2660706.4027 | 1244734.6462 | 2660704.2817 | 1244725.5516 | 2660701.8185 | 1244716.126
27 | 2660707.2692 | 1244743.0052 | 2660705.723 | 1244748.6377 | 2660702.633 | 1244754.1282
28 | 2660739.7939 | 1244693.9718 | 2660748.6924 | 1244679.5837
29 | 2660703.0572 | 1244715.2543 | 2660698.4215 | 1244702.3203
30 | 2660703.0572 | 1244715.2543 | 2660701.6858 | 1244715.6183 | 2660701.8185 | 1244716.126
31 | 2660695.0374 | 1244697.7825 | 2660698.4215 | 1244702.3203
32 | 2660688.63 | 1244777.3862 | 2660701.2745 | 1244756.542 | 2660702.633 | 1244754.1282
33 | 2660681.1258 | 1244807.0577 | 2660680.5727 | 1244807.9988
34 | 2660926.0783 | 1244870.2011 | 2660930.9598 | 1244858.4098
35 | 2660926.0783 | 1244870.2011 | 2660905.5173 | 1244862.3607
36 | 2660811.1822 | 1244905.28 | 2660835.7511 | 1244910.7911 | 2660831.5334 | 1244929.5296
37 | 2660784.465 | 1244879.5478 | 2660783.5097 | 1244883.888
38 | 2660930.9598 | 1244858.4098 | 2660939.9043 | 1244833.0795
39 | 2660888.7736 | 1244855.976 | 2660905.5173 | 1244862.3607
40 | 2660859.5643 | 1244594.5348 | 2660876.9348 | 1244602.7918 | 2660881.5785 | 1244604.6184 | 2660884.5968 | 1244604.2936 | 2660885.5203 | 1244603.4025 | 2660887.3227 | 1244599.1861
41 | 2660859.5643 | 1244594.5348 | 2660827.815 | 1244579.443
42 | 2660891.5912 | 1244597.961 | 2660888.4779 | 1244596.4837 | 2660887.3227 | 1244599.1861
43 | 2660810.9954 | 1244568.2922 | 2660812.8362 | 1244572.2693 | 2660821.8294 | 1244576.5978 | 2660827.815 | 1244579.443
44 | 2660891.5912 | 1244597.961 | 2660900.7768 | 1244575.9368
45 | 2660891.5912 | 1244597.961 | 2660885.7497 | 1244611.9774
46 | 2660796.1675 | 1244580.2707 | 2660799.7265 | 1244573.6471 | 2660802.7071 | 1244565.9613 | 2660805.982 | 1244567.1512 | 2660810.9954 | 1244568.2922
47 | 2660908.5195 | 1244557.3723 | 2660900.7768 | 1244575.9368
48 | 2660885.7497 | 1244611.9774 | 2660900.9863 | 1244620.6345
49 | 2660869.5415 | 1244607.5081 | 2660874.3866 | 1244609.5814 | 2660880.0965 | 1244612.7977 | 2660880.1856 | 1244617.3684 | 2660878.7946 | 1244620.3784 | 2660881.4428 | 1244621.5175 | 2660885.7497 | 1244611.9774
50 | 2660796.1675 | 1244580.2707 | 2660793.9286 | 1244593.757 | 2660791.2116 | 1244603.6596
51 | 2660908.5195 | 1244557.3723 | 2660916.3649 | 1244538.5615
52 | 2660903.0048 | 1244621.7814 | 2660900.9863 | 1244620.6345
53 | 2660869.5415 | 1244607.5081 | 2660859.3958 | 1244631.707
54 | 2660700.3871 | 1244603.295 | 2660698.6356 | 1244603.8152
55 | 2660700.3871 | 1244603.295 | 2660717.2482 | 1244598.6198
56 | 2660680.0512 | 1244609.3356 | 2660698.6356 | 1244603.8152
57 | 2660717.2482 | 1244598.6198 | 2660726.0369 | 1244596.0216
58 | 2660680.0512 | 1244609.3356 | 2660661.8193 | 1244623.192 | 2660647.1294 | 1244638.7191
59 | 2660647.1294 | 1244638.7191 | 2660657.4064 | 1244651.0177
60 | 2660930.6302 | 1244637.4776 | 2660903.0048 | 1244621.7814
61 | 2660853.8248 | 1244644.9947 | 2660859.3958 | 1244631.707
62 | 2660769.947 | 1244662.0692 | 2660775.799 | 1244652.9006 | 2660783.3897 | 1244639.0311
63 | 2660779.3507 | 1244736.9388 | 2660775.3148 | 1244734.8071 | 2660764.9268 | 1244731.6653 | 2660761.7221 | 1244731.7605
64 | 2660757.9134 | 1244773.0773 | 2660753.0829 | 1244770.326 | 2660745.4202 | 1244767.3751
65 | 2660757.9134 | 1244773.0773 | 2660761.4168 | 1244777.027 | 2660762.2906 | 1244784.1039
66 | 2660763.1706 | 1244763.6803 | 2660757.9134 | 1244773.0773
67 | 2660761.9893 | 1244658.9645 | 2660750.2218 | 1244677.1108 | 2660748.6924 | 1244679.5837
68 | 2660726.0369 | 1244596.0216 | 2660752.88 | 1244588.086
69 | 2660695.0374 | 1244697.7825 | 2660690.3415 | 1244701.8039 | 2660667.9664 | 1244724.163
70 | 2660695.0374 | 1244697.7825 | 2660684.8751 | 1244685.1146
71 | 2660660.3052 | 1244654.4868 | 2660657.4064 | 1244651.0177
72 | 2660930.6302 | 1244637.4776 | 2660934.3193 | 1244631.4447 | 2660938.8775 | 1244619.5214
73 | 2660930.6302 | 1244637.4776 | 2660941.7442 | 1244644.2519 | 2660947.2757 | 1244647.6195
74 | 2660840.0092 | 1244707.8405 | 2660827.8146 | 1244731.2759 | 2660825.6606 | 1244735.1787
75 | 2660840.0092 | 1244707.8405 | 2660865.555 | 1244724.258
76 | 2660825.6606 | 1244735.1787 | 2660814.6949 | 1244755.0466 | 2660814.0348 | 1244756.627
77 | 2660865.555 | 1244724.258 | 2660871.3451 | 1244715.9645
78 | 2660865.555 | 1244724.258 | 2660890.5926 | 1244738.71
79 | 2660879.6422 | 1244685.9516 | 2660878.3558 | 1244685.2397
80 | 2660910.4594 | 1244705.3481 | 2660886.4579 | 1244691.6724 | 2660887.3644 | 1244690.2252 | 2660879.6422 | 1244685.9516
81 | 2660853.8248 | 1244644.9947 | 2660847.4713 | 1244657.8829
82 | 2660798.8848 | 1244604.7491 | 2660799.4904 | 1244603.3205 | 2660807.0107 | 1244583.2616 | 2660808.71 | 1244581.1442 | 2660811.4542 | 1244581.0278 | 2660819.798 | 1244584.5713 | 2660823.5513 | 1244586.302
83 | 2660798.8848 | 1244604.7491 | 2660788.704 | 1244628.7687
84 | 2660660.3052 | 1244654.4868 | 2660656.8029 | 1244657.8088 | 2660647.5928 | 1244668.673
85 | 2660660.3052 | 1244654.4868 | 2660671.2061 | 1244668.0754
86 | 2660671.9748 | 1244669.0336 | 2660671.2061 | 1244668.0754
87 | 2660671.9748 | 1244669.0336 | 2660676.371 | 1244674.5137
88 | 2660676.371 | 1244674.5137 | 2660684.2883 | 1244684.3831
89 | 2660684.8751 | 1244685.1146 | 2660684.2883 | 1244684.3831
90 | 2660662.5457 | 1244729.5798 | 2660667.9664 | 1244724.163
91 | 2660959.1135 | 1244654.8264 | 2660963.862 | 1244642.0331 | 2660969.7065 | 1244627.7389 | 2660969.5749 | 1244625.1135 | 2660972.5549 | 1244621.8975
92 | 2660959.1135 | 1244654.8264 | 2660977.1962 | 1244665.8419 | 2660979.7476 | 1244667.3827
93 | 2660959.1135 | 1244654.8264 | 2660947.2757 | 1244647.6195
94 | 2661085.7613 | 1244620.1715 | 2661090.5875 | 1244609.8745
95 | 2661085.7613 | 1244620.1715 | 2661082.7554 | 1244626.5844
96 | 2661004.5465 | 1244682.3898 | 2660985.119 | 1244670.6266 | 2660979.7476 | 1244667.3827
97 | 2661004.5465 | 1244682.3898 | 2661006.4421 | 1244683.9659 | 2661015.4547 | 1244689.3178 | 2661017.7153 | 1244690.6642
98 | 2661004.5465 | 1244682.3898 | 2660994.8408 | 1244703.6014
99 | 2661017.7153 | 1244690.6642 | 2661002.2807 | 1244723.8861
100 | 2661017.7153 | 1244690.6642 | 2661031.9501 | 1244699.5725
101 | 2661000.7589 | 1244727.1616 | 2661002.2807 | 1244723.8861
102 | 2661031.9993 | 1244699.6033 | 2661031.9501 | 1244699.5725
103 | 2660761.9893 | 1244658.9645 | 2660768.5869 | 1244648.7906 | 2660775.4888 | 1244636.495
104 | 2660783.3897 | 1244639.0311 | 2660787.6657 | 1244631.2184 | 2660788.704 | 1244628.7687
105 | 2660841.9251 | 1244669.1336 | 2660847.4713 | 1244657.8829
106 | 2660809.5148 | 1244688.3702 | 2660804.9334 | 1244693.7491 | 2660796.8279 | 1244709.6589
107 | 2660809.5148 | 1244688.3702 | 2660827.547 | 1244697.6947 | 2660834.6497 | 1244683.5857
108 | 2660795.2014 | 1244712.8514 | 2660796.8279 | 1244709.6589
109 | 2660841.9251 | 1244669.1336 | 2660834.6497 | 1244683.5857
110 | 2660763.1706 | 1244763.6803 | 2660767.1241 | 1244765.7444 | 2660778.885 | 1244763.2076 | 2660789.1361 | 1244764.2244 | 2660789.8147 | 1244764.4897
111 | 2660808.7415 | 1244771.8971 | 2660806.1526 | 1244770.881 | 2660800.967 | 1244768.8598 | 2660798.0997 | 1244767.7297 | 2660789.8147 | 1244764.4897
112 | 2660763.1706 | 1244763.6803 | 2660779.3507 | 1244736.9388
113 | 2660808.7415 | 1244771.8971 | 2660811.6892 | 1244762.2429 | 2660814.0348 | 1244756.627
114 | 2660808.7415 | 1244771.8971 | 2660806.9494 | 1244779.9993
115 | 2660779.3507 | 1244736.9388 | 2660795.2014 | 1244712.8514
116 | 2660803.1481 | 1244797.1844 | 2660806.9494 | 1244779.9993
117 | 2660761.897 | 1244795.8771 | 2660762.8821 | 1244788.8946 | 2660762.2906 | 1244784.1039
118 | 2660795.2014 | 1244712.8514 | 2660790.9144 | 1244710.1501 | 2660780.8973 | 1244707.6791 | 2660775.0552 | 1244706.3072
119 | 2660797.7754 | 1244821.4742 | 2660803.1481 | 1244797.1844
120 | 2660761.897 | 1244795.8771 | 2660760.5843 | 1244805.1822 | 2660762.8279 | 1244809.6749 | 2660766.8559 | 1244812.5737
121 | 2660797.7754 | 1244821.4742 | 2660805.6625 | 1244823.8455 | 2660810.854 | 1244825.8733
122 | 2660797.7754 | 1244821.4742 | 2660790.2088 | 1244853.4519 | 2660788.038 | 1244863.3146
123 | 2660816.7124 | 1244828.1616 | 2660810.854 | 1244825.8733
124 | 2660784.465 | 1244879.5478 | 2660788.038 | 1244863.3146
125 | 2660816.7124 | 1244828.1616 | 2660832.9054 | 1244834.4866
126 | 2660890.5926 | 1244738.71 | 2660890.863 | 1244738.8662
127 | 2660890.863 | 1244738.8662 | 2660899.4634 | 1244743.8304 | 2660918.5652 | 1244755.6167
128 | 2660918.5652 | 1244755.6167 | 2660918.5748 | 1244755.6226
129 | 2660960.9071 | 1244781.7427 | 2660965.1927 | 1244771.3006
130 | 2660960.9071 | 1244781.7427 | 2660953.4299 | 1244798.4857
131 | 2660967.7173 | 1244765.1491 | 2660965.1927 | 1244771.3006
132 | 2660947.1711 | 1244812.5004 | 2660953.4299 | 1244798.4857
133 | 2660910.4594 | 1244705.3481 | 2660910.761 | 1244705.52
134 | 2660910.761 | 1244705.52 | 2660938.8793 | 1244721.5414
135 | 2660938.8793 | 1244721.5414 | 2660939.0674 | 1244721.6486
136 | 2660939.0674 | 1244721.6486 | 2660950.2928 | 1244728.0447
137 | 2660976.7568 | 1244743.1235 | 2660950.2928 | 1244728.0447
138 | 2660976.7568 | 1244743.1235 | 2660972.7688 | 1244752.8407
139 | 2660972.7688 | 1244752.8407 | 2660970.2433 | 1244758.9943
140 | 2660970.2433 | 1244758.9943 | 2660967.7173 | 1244765.1491
141 | 2660947.1711 | 1244812.5004 | 2660939.9043 | 1244833.0795
142 | 2660947.1711 | 1244812.5004 | 2660923.0682 | 1244798.3806
143 | 2660923.0682 | 1244798.3806 | 2660919.3729 | 1244796.2159
144 | 2660919.3729 | 1244796.2159 | 2660905.912 | 1244788.3304
145 | 2661000.7589 | 1244727.1616 | 2660994.3808 | 1244740.89
146 | 2661043.9259 | 1244707.0672 | 2661031.9993 | 1244699.6033
147 | 2660994.3808 | 1244740.89 | 2660993.5926 | 1244742.5866
148 | 2661043.9259 | 1244707.0672 | 2661057.0377 | 1244680.1774
149 | 2661043.9259 | 1244707.0672 | 2661081.8366 | 1244730.5066 | 2661090.4164 | 1244736.0542 | 2661056.3325 | 1244806.2515 | 2661054.0333 | 1244810.8532
150 | 2660901.1676 | 1244785.551 | 2660905.912 | 1244788.3304
151 | 2660888.6346 | 1244778.2306 | 2660893.1365 | 1244780.8463 | 2660901.1676 | 1244785.551
152 | 2660888.6346 | 1244778.2306 | 2660885.63 | 1244776.4849
153 | 2660881.2534 | 1244773.9419 | 2660885.63 | 1244776.4849
154 | 2660951.4497 | 1244839.5295 | 2660984.2313 | 1244854.6989
155 | 2660958.802 | 1244819.6692 | 2660951.4497 | 1244839.5295
156 | 2661053.6294 | 1244925.6943 | 2661053.6294 | 1244925.6943 | 2661055.5065 | 1244912.171 | 2661050.4952 | 1244899.1105 | 2661049.827 | 1244887.6847 | 2661021.2595 | 1244870.5681 | 2660993.8857 | 1244856.3992 | 2660984.2313 | 1244854.6989
157 | 2660958.802 | 1244819.6692 | 2660980.1194 | 1244829.8391
158 | 2660958.802 | 1244819.6692 | 2660963.8712 | 1244808.3866
159 | 2660844.6291 | 1244875.695 | 2660849.3171 | 1244855.5405
160 | 2660852.9035 | 1244842.2979 | 2660850.9744 | 1244848.4156 | 2660849.3171 | 1244855.5405
161 | 2660844.1604 | 1244877.7102 | 2660844.6291 | 1244875.695
162 | 2660852.9035 | 1244842.2979 | 2660873.8216 | 1244850.2744
163 | 2660852.9035 | 1244842.2979 | 2660832.9054 | 1244834.4866
164 | 2660844.1604 | 1244877.7102 | 2660859.5323 | 1244881.2663
165 | 2660844.1604 | 1244877.7102 | 2660841.1511 | 1244891.1776
166 | 2660888.7736 | 1244855.976 | 2660873.8216 | 1244850.2744
167 | 2660869.6096 | 1244883.5975 | 2660859.5323 | 1244881.2663
168 | 2660839.9533 | 1244896.5382 | 2660841.1511 | 1244891.1776
169 | 2661062.4292 | 1244669.1205 | 2661057.0377 | 1244680.1774
170 | 2661054.0333 | 1244810.8532 | 2661031.3746 | 1244797.6351
171 | 2661054.0333 | 1244810.8532 | 2661046.6718 | 1244826.77
172 | 2661062.4292 | 1244669.1205 | 2661052.0329 | 1244664.3153
173 | 2661062.4292 | 1244669.1205 | 2661067.852 | 1244658.38 | 2661074.231 | 1244644.7707
174 | 2661082.7554 | 1244626.5844 | 2661074.231 | 1244644.7707
175 | 2661035.9839 | 1244849.8789 | 2661046.6718 | 1244826.77
176 | 2661042.131 | 1244659.7386 | 2661042.131 | 1244659.7386 | 2661052.0329 | 1244664.3153
177 | 2660987.7801 | 1244755.1718 | 2660988.7915 | 1244752.9206 | 2660993.5926 | 1244742.5866
178 | 2660963.8712 | 1244808.3866 | 2660974.9476 | 1244783.7334
179 | 2660975.8366 | 1244781.7547 | 2660974.9476 | 1244783.7334
180 | 2660975.8366 | 1244781.7547 | 2660987.7801 | 1244755.1718
181 | 2660994.7219 | 1244836.8055 | 2660980.1194 | 1244829.8391
182 | 2661042.131 | 1244659.7386 | 2661037.9307 | 1244669.2887

## bus_geodata
| x | y | coords
0 | 2660790.552 | 1245069.4001
1 | 2660820.0235 | 1245108.6104
2 | 2660771.7576 | 1245023.6904
3 | 2660768.8941 | 1245008.1838
4 | 2660795.3838 | 1245007.5503
5 | 2660713.9034 | 1244991.2189
6 | 2660801.4445 | 1244979.1562
7 | 2660698.4062 | 1244971.0816
8 | 2660742.4065 | 1244931.8382
9 | 2660913.1665 | 1244909.2979
10 | 2660920.8859 | 1244885.9235
11 | 2660771.4661 | 1244938.5737
12 | 2660808.3084 | 1244947.535
13 | 2660775.6654 | 1244919.5107
14 | 2660804.3607 | 1244965.7217
15 | 2660733.0237 | 1244722.8327
16 | 2660747.2342 | 1244699.5178
17 | 2660722.5194 | 1244722.1914
18 | 2660750.6004 | 1244729.9123
19 | 2660714.3586 | 1244753.1847
20 | 2660704.3093 | 1244768.1839
21 | 2660707.2692 | 1244743.0052
22 | 2660739.7939 | 1244693.9718
23 | 2660703.0572 | 1244715.2543
24 | 2660698.4215 | 1244702.3203
25 | 2660701.8185 | 1244716.126
26 | 2660702.633 | 1244754.1282
27 | 2660680.5727 | 1244807.9988
28 | 2660681.1258 | 1244807.0577
29 | 2660688.63 | 1244777.3862
30 | 2660926.0783 | 1244870.2011
31 | 2660831.5334 | 1244929.5296
32 | 2660783.5097 | 1244883.888
33 | 2660930.9598 | 1244858.4098
34 | 2660905.5173 | 1244862.3607
35 | 2660859.5643 | 1244594.5348
36 | 2660887.3227 | 1244599.1861
37 | 2660827.815 | 1244579.443
38 | 2660891.5912 | 1244597.961
39 | 2660810.9954 | 1244568.2922
40 | 2660900.7768 | 1244575.9368
41 | 2660885.7497 | 1244611.9774
42 | 2660796.1675 | 1244580.2707
43 | 2660908.5195 | 1244557.3723
44 | 2660900.9863 | 1244620.6345
45 | 2660869.5415 | 1244607.5081
46 | 2660791.2116 | 1244603.6596
47 | 2660700.3871 | 1244603.295
48 | 2660698.6356 | 1244603.8152
49 | 2660717.2482 | 1244598.6198
50 | 2660680.0512 | 1244609.3356
51 | 2660647.1294 | 1244638.7191
52 | 2660916.3649 | 1244538.5615
53 | 2660903.0048 | 1244621.7814
54 | 2660859.3958 | 1244631.707
55 | 2660769.947 | 1244662.0692
56 | 2660761.7221 | 1244731.7605
57 | 2660745.4202 | 1244767.3751
58 | 2660757.9134 | 1244773.0773
59 | 2660748.6924 | 1244679.5837
60 | 2660752.88 | 1244588.086
61 | 2660726.0369 | 1244596.0216
62 | 2660695.0374 | 1244697.7825
63 | 2660657.4064 | 1244651.0177
64 | 2660930.6302 | 1244637.4776
65 | 2660840.0092 | 1244707.8405
66 | 2660825.6606 | 1244735.1787
67 | 2660865.555 | 1244724.258
68 | 2660878.3558 | 1244685.2397
69 | 2660879.6422 | 1244685.9516
70 | 2660853.8248 | 1244644.9947
71 | 2660823.5513 | 1244586.302
72 | 2660798.8848 | 1244604.7491
73 | 2660647.5928 | 1244668.673
74 | 2660660.3052 | 1244654.4868
75 | 2660671.2061 | 1244668.0754
76 | 2660671.9748 | 1244669.0336
77 | 2660676.371 | 1244674.5137
78 | 2660684.2883 | 1244684.3832
79 | 2660667.9664 | 1244724.163
80 | 2660684.8751 | 1244685.1146
81 | 2660662.5457 | 1244729.5798
82 | 2660938.8775 | 1244619.5214
83 | 2660972.5549 | 1244621.8975
84 | 2660959.1135 | 1244654.8264
85 | 2661090.5875 | 1244609.8745
86 | 2661085.7613 | 1244620.1715
87 | 2660979.7476 | 1244667.3827
88 | 2660947.2757 | 1244647.6195
89 | 2661004.5465 | 1244682.3898
90 | 2661017.7153 | 1244690.6642
91 | 2660994.8408 | 1244703.6014
92 | 2661002.2807 | 1244723.8861
93 | 2661031.9501 | 1244699.5725
94 | 2660761.9893 | 1244658.9645
95 | 2660775.4888 | 1244636.495
96 | 2660788.704 | 1244628.7687
97 | 2660783.3897 | 1244639.0311
98 | 2660847.4713 | 1244657.8829
99 | 2660809.5148 | 1244688.3702
100 | 2660796.8279 | 1244709.6589
101 | 2660834.6497 | 1244683.5857
102 | 2660789.8147 | 1244764.4897
103 | 2660763.1706 | 1244763.6803
104 | 2660808.7415 | 1244771.8971
105 | 2660779.3507 | 1244736.9388
106 | 2660814.0348 | 1244756.627
107 | 2660806.9494 | 1244779.9993
108 | 2660762.2906 | 1244784.1039
109 | 2660795.2014 | 1244712.8514
110 | 2660803.1481 | 1244797.1844
111 | 2660761.897 | 1244795.8771
112 | 2660775.0552 | 1244706.3072
113 | 2660797.7754 | 1244821.4742
114 | 2660766.8559 | 1244812.5737
115 | 2660810.854 | 1244825.8733
116 | 2660788.038 | 1244863.3146
117 | 2660816.7124 | 1244828.1616
118 | 2660784.465 | 1244879.5478
119 | 2660841.9251 | 1244669.1336
120 | 2660890.5926 | 1244738.71
121 | 2660890.863 | 1244738.8662
122 | 2660918.5652 | 1244755.6167
123 | 2660871.3451 | 1244715.9645
124 | 2660918.5748 | 1244755.6226
125 | 2660960.9071 | 1244781.7427
126 | 2660965.1927 | 1244771.3006
127 | 2660953.4299 | 1244798.4857
128 | 2660910.4594 | 1244705.3481
129 | 2660910.761 | 1244705.52
130 | 2660938.8793 | 1244721.5414
131 | 2660939.0674 | 1244721.6486
132 | 2660950.2928 | 1244728.0447
133 | 2660976.7568 | 1244743.1235
134 | 2660972.7688 | 1244752.8407
135 | 2660970.2433 | 1244758.9943
136 | 2660967.7173 | 1244765.1491
137 | 2660947.1711 | 1244812.5004
138 | 2660939.9043 | 1244833.0795
139 | 2660923.0682 | 1244798.3806
140 | 2660919.3729 | 1244796.2159
141 | 2661000.7589 | 1244727.1616
142 | 2661031.9993 | 1244699.6033
143 | 2660994.3808 | 1244740.89
144 | 2661043.9259 | 1244707.0672
145 | 2660901.1676 | 1244785.551
146 | 2660905.912 | 1244788.3304
147 | 2660888.6346 | 1244778.2306
148 | 2660885.63 | 1244776.4849
149 | 2660881.2534 | 1244773.9419
150 | 2660811.1822 | 1244905.28
151 | 2660951.4497 | 1244839.5295
152 | 2660984.2313 | 1244854.6989
153 | 2660958.802 | 1244819.6692
154 | 2660849.3171 | 1244855.5405
155 | 2660844.6291 | 1244875.695
156 | 2660852.9035 | 1244842.2979
157 | 2660844.1604 | 1244877.7102
158 | 2660873.8216 | 1244850.2744
159 | 2660832.9054 | 1244834.4866
160 | 2660859.5323 | 1244881.2663
161 | 2660841.1511 | 1244891.1776
162 | 2660888.7736 | 1244855.976
163 | 2660869.6096 | 1244883.5975
164 | 2660839.9533 | 1244896.5382
165 | 2661057.0377 | 1244680.1774
166 | 2661054.0333 | 1244810.8532
167 | 2661062.4292 | 1244669.1205
168 | 2661082.7554 | 1244626.5844
169 | 2661031.3746 | 1244797.6351
170 | 2661046.6718 | 1244826.77
171 | 2661052.0329 | 1244664.3153
172 | 2661074.231 | 1244644.7707
173 | 2661053.6294 | 1244925.6943
174 | 2661035.9839 | 1244849.8789
175 | 2660993.5926 | 1244742.5866
176 | 2660963.8712 | 1244808.3866
177 | 2660974.9476 | 1244783.7334
178 | 2660975.8366 | 1244781.7547
179 | 2660980.1194 | 1244829.8391
180 | 2660987.7801 | 1244755.1718
181 | 2660994.7219 | 1244836.8055
182 | 2661042.131 | 1244659.7386
183 | 2661037.9307 | 1244669.2887
184 | 2660879.5051 | 1244704.2764

## line_std_types
| c_nf_per_km | r_ohm_per_km | x_ohm_per_km | max_i_ka | type | q_mm2 | alpha | voltage_rating
NAYY 4x50 SE | 210 | 0.642 | 0.083 | 0.142 | cs | 50 | 0.00403 | LV
NAYY 4x120 SE | 264 | 0.225 | 0.08 | 0.242 | cs | 120 | 0.00403 | LV
NAYY 4x150 SE | 261 | 0.208 | 0.08 | 0.27 | cs | 150 | 0.00403 | LV
NA2XS2Y 1x95 RM/25 12/20 kV | 216 | 0.313 | 0.132 | 0.252 | cs | 95 | 0.00403 | MV
NA2XS2Y 1x185 RM/25 12/20 kV | 273 | 0.161 | 0.117 | 0.362 | cs | 185 | 0.00403 | MV
NA2XS2Y 1x240 RM/25 12/20 kV | 304 | 0.122 | 0.112 | 0.421 | cs | 240 | 0.00403 | MV
NA2XS2Y 1x95 RM/25 6/10 kV | 315 | 0.313 | 0.123 | 0.249 | cs | 95 | 0.00403 | MV
NA2XS2Y 1x185 RM/25 6/10 kV | 406 | 0.161 | 0.11 | 0.358 | cs | 185 | 0.00403 | MV
NA2XS2Y 1x240 RM/25 6/10 kV | 456 | 0.122 | 0.105 | 0.416 | cs | 240 | 0.00403 | MV
NA2XS2Y 1x150 RM/25 12/20 kV | 250 | 0.206 | 0.116 | 0.319 | cs | 150 | 0.00403 | MV
NA2XS2Y 1x120 RM/25 12/20 kV | 230 | 0.253 | 0.119 | 0.283 | cs | 120 | 0.00403 | MV
NA2XS2Y 1x70 RM/25 12/20 kV | 190 | 0.443 | 0.132 | 0.22 | cs | 70 | 0.00403 | MV
NA2XS2Y 1x150 RM/25 6/10 kV | 360 | 0.206 | 0.11 | 0.315 | cs | 150 | 0.00403 | MV
NA2XS2Y 1x120 RM/25 6/10 kV | 340 | 0.253 | 0.113 | 0.28 | cs | 120 | 0.00403 | MV
NA2XS2Y 1x70 RM/25 6/10 kV | 280 | 0.443 | 0.123 | 0.217 | cs | 70 | 0.00403 | MV
N2XS(FL)2Y 1x120 RM/35 64/110 kV | 112 | 0.153 | 0.166 | 0.366 | cs | 120 | 0.00393 | HV
N2XS(FL)2Y 1x185 RM/35 64/110 kV | 125 | 0.099 | 0.156 | 0.457 | cs | 185 | 0.00393 | HV
N2XS(FL)2Y 1x240 RM/35 64/110 kV | 135 | 0.075 | 0.149 | 0.526 | cs | 240 | 0.00393 | HV
N2XS(FL)2Y 1x300 RM/35 64/110 kV | 144 | 0.06 | 0.144 | 0.588 | cs | 300 | 0.00393 | HV
15-AL1/3-ST1A 0.4 | 11 | 1.8769 | 0.35 | 0.105 | ol | 16 | 0.00403 | LV
24-AL1/4-ST1A 0.4 | 11.25 | 1.2012 | 0.335 | 0.14 | ol | 24 | 0.00403 | LV
48-AL1/8-ST1A 0.4 | 12.2 | 0.5939 | 0.3 | 0.21 | ol | 48 | 0.00403 | LV
94-AL1/15-ST1A 0.4 | 13.2 | 0.306 | 0.29 | 0.35 | ol | 94 | 0.00403 | LV
34-AL1/6-ST1A 10.0 | 9.7 | 0.8342 | 0.36 | 0.17 | ol | 34 | 0.00403 | MV
48-AL1/8-ST1A 10.0 | 10.1 | 0.5939 | 0.35 | 0.21 | ol | 48 | 0.00403 | MV
70-AL1/11-ST1A 10.0 | 10.4 | 0.4132 | 0.339 | 0.29 | ol | 70 | 0.00403 | MV
94-AL1/15-ST1A 10.0 | 10.75 | 0.306 | 0.33 | 0.35 | ol | 94 | 0.00403 | MV
122-AL1/20-ST1A 10.0 | 11.1 | 0.2376 | 0.323 | 0.41 | ol | 122 | 0.00403 | MV
149-AL1/24-ST1A 10.0 | 11.25 | 0.194 | 0.315 | 0.47 | ol | 149 | 0.00403 | MV
34-AL1/6-ST1A 20.0 | 9.15 | 0.8342 | 0.382 | 0.17 | ol | 34 | 0.00403 | MV
48-AL1/8-ST1A 20.0 | 9.5 | 0.5939 | 0.372 | 0.21 | ol | 48 | 0.00403 | MV
70-AL1/11-ST1A 20.0 | 9.7 | 0.4132 | 0.36 | 0.29 | ol | 70 | 0.00403 | MV
94-AL1/15-ST1A 20.0 | 10 | 0.306 | 0.35 | 0.35 | ol | 94 | 0.00403 | MV
122-AL1/20-ST1A 20.0 | 10.3 | 0.2376 | 0.344 | 0.41 | ol | 122 | 0.00403 | MV
149-AL1/24-ST1A 20.0 | 10.5 | 0.194 | 0.337 | 0.47 | ol | 149 | 0.00403 | MV
184-AL1/30-ST1A 20.0 | 10.75 | 0.1571 | 0.33 | 0.535 | ol | 184 | 0.00403 | MV
243-AL1/39-ST1A 20.0 | 11 | 0.1188 | 0.32 | 0.645 | ol | 243 | 0.00403 | MV
48-AL1/8-ST1A 110.0 | 8 | 0.5939 | 0.46 | 0.21 | ol | 48 | 0.00403 | HV
70-AL1/11-ST1A 110.0 | 8.4 | 0.4132 | 0.45 | 0.29 | ol | 70 | 0.00403 | HV
94-AL1/15-ST1A 110.0 | 8.65 | 0.306 | 0.44 | 0.35 | ol | 94 | 0.00403 | HV
122-AL1/20-ST1A 110.0 | 8.5 | 0.2376 | 0.43 | 0.41 | ol | 122 | 0.00403 | HV
149-AL1/24-ST1A 110.0 | 8.75 | 0.194 | 0.41 | 0.47 | ol | 149 | 0.00403 | HV
184-AL1/30-ST1A 110.0 | 8.8 | 0.1571 | 0.4 | 0.535 | ol | 184 | 0.00403 | HV
243-AL1/39-ST1A 110.0 | 9 | 0.1188 | 0.39 | 0.645 | ol | 243 | 0.00403 | HV
305-AL1/39-ST1A 110.0 | 9.2 | 0.0949 | 0.38 | 0.74 | ol | 305 | 0.00403 | HV
490-AL1/64-ST1A 110.0 | 9.75 | 0.059 | 0.37 | 0.96 | ol | 490 | 0.00403 | HV
679-AL1/86-ST1A 110.0 | 9.95 | 0.042 | 0.36 | 1.15 | ol | 679 | 0.00403 | HV
490-AL1/64-ST1A 220.0 | 10 | 0.059 | 0.285 | 0.96 | ol | 490 | 0.00403 | HV
679-AL1/86-ST1A 220.0 | 11.7 | 0.042 | 0.275 | 1.15 | ol | 679 | 0.00403 | HV
490-AL1/64-ST1A 380.0 | 11 | 0.059 | 0.253 | 0.96 | ol | 490 | 0.00403 | HV
679-AL1/86-ST1A 380.0 | 14.6 | 0.042 | 0.25 | 1.15 | ol | 679 | 0.00403 | HV

## trafo_std_types
| i0_percent | pfe_kw | vkr_percent | sn_mva | vn_lv_kv | vn_hv_kv | vk_percent | shift_degree | vector_group | tap_side | tap_neutral | tap_min | tap_max | tap_step_degree | tap_step_percent | tap_phase_shifter
160 MVA 380/110 kV | 0.06 | 60 | 0.25 | 160 | 110 | 380 | 12.2 | 0 | Yy0 | hv | 0 | -9 | 9 | 0 | 1.5 | FALSE
100 MVA 220/110 kV | 0.06 | 55 | 0.26 | 100 | 110 | 220 | 12 | 0 | Yy0 | hv | 0 | -9 | 9 | 0 | 1.5 | FALSE
63 MVA 110/20 kV | 0.04 | 22 | 0.32 | 63 | 20 | 110 | 18 | 150 | YNd5 | hv | 0 | -9 | 9 | 0 | 1.5 | FALSE
40 MVA 110/20 kV | 0.05 | 18 | 0.34 | 40 | 20 | 110 | 16.2 | 150 | YNd5 | hv | 0 | -9 | 9 | 0 | 1.5 | FALSE
25 MVA 110/20 kV | 0.07 | 14 | 0.41 | 25 | 20 | 110 | 12 | 150 | YNd5 | hv | 0 | -9 | 9 | 0 | 1.5 | FALSE
63 MVA 110/10 kV | 0.04 | 22 | 0.32 | 63 | 10 | 110 | 18 | 150 | YNd5 | hv | 0 | -9 | 9 | 0 | 1.5 | FALSE
40 MVA 110/10 kV | 0.05 | 18 | 0.34 | 40 | 10 | 110 | 16.2 | 150 | YNd5 | hv | 0 | -9 | 9 | 0 | 1.5 | FALSE
25 MVA 110/10 kV | 0.07 | 14 | 0.41 | 25 | 10 | 110 | 12 | 150 | YNd5 | hv | 0 | -9 | 9 | 0 | 1.5 | FALSE
0.25 MVA 20/0.4 kV | 0.32 | 0.8 | 1.44 | 0.25 | 0.4 | 20 | 6 | 150 | Yzn5 | hv | 0 | -2 | 2 | 0 | 2.5 | FALSE
0.4 MVA 20/0.4 kV | 0.3375 | 1.35 | 1.425 | 0.4 | 0.4 | 20 | 6 | 150 | Dyn5 | hv | 0 | -2 | 2 | 0 | 2.5 | FALSE
0.63 MVA 20/0.4 kV | 0.2619 | 1.65 | 1.206 | 0.63 | 0.4 | 20 | 6 | 150 | Dyn5 | hv | 0 | -2 | 2 | 0 | 2.5 | FALSE
0.25 MVA 10/0.4 kV | 0.24 | 0.6 | 1.2 | 0.25 | 0.4 | 10 | 4 | 150 | Dyn5 | hv | 0 | -2 | 2 | 0 | 2.5 | FALSE
0.4 MVA 10/0.4 kV | 0.2375 | 0.95 | 1.325 | 0.4 | 0.4 | 10 | 4 | 150 | Dyn5 | hv | 0 | -2 | 2 | 0 | 2.5 | FALSE
0.63 MVA 10/0.4 kV | 0.1873 | 1.18 | 1.0794 | 0.63 | 0.4 | 10 | 4 | 150 | Dyn5 | hv | 0 | -2 | 2 | 0 | 2.5 | FALSE

## trafo3w_std_types
| sn_hv_mva | sn_mv_mva | sn_lv_mva | vn_hv_kv | vn_mv_kv | vn_lv_kv | vk_hv_percent | vk_mv_percent | vk_lv_percent | vkr_hv_percent | vkr_mv_percent | vkr_lv_percent | pfe_kw | i0_percent | shift_mv_degree | shift_lv_degree | vector_group | tap_side | tap_neutral | tap_min | tap_max | tap_step_percent
63/25/38 MVA 110/20/10 kV | 63 | 25 | 38 | 110 | 20 | 10 | 10.4 | 10.4 | 10.4 | 0.28 | 0.32 | 0.35 | 35 | 0.89 | 0 | 0 | YN0yn0yn0 | hv | 0 | -10 | 10 | 1.2
63/25/38 MVA 110/10/10 kV | 63 | 25 | 38 | 110 | 10 | 10 | 10.4 | 10.4 | 10.4 | 0.28 | 0.32 | 0.35 | 35 | 0.89 | 0 | 0 | YN0yn0yn0 | hv | 0 | -10 | 10 | 1.2

## fuse_std_types
| fuse_type | i_rated_a | t_avg | t_min | t_total | x_avg | x_min | x_total
HV 100A | HV 100A | 100 | 0 | [10.0, 3.64, 0.854, 0.281, 0.1, 0.0531, 0.022, 0.01] | [10.0, 4.267, 1.21, 0.403, 0.1, 0.058, 0.022, 0.01] | 0 | [300.0, 350.0, 450.0, 550.0, 700.0, 850.0, 1200.0, 1752.0] | [600.0, 700.0, 900.0, 1150.0, 1665.0, 2000.0, 3000.0, 4313.0]
HV 10A | HV 10A | 10 | 0 | [10.0, 1675.0, 0.344, 0.156, 0.1, 0.0417, 0.0171, 0.01] | [10.0, 1.3, 0.3, 0.155, 0.1, 0.0555, 0.023, 0.01] | 0 | [30.0, 32.0, 35.0, 37.0, 39.0, 50.0, 70.0, 88.0] | [60.0, 70.0, 80.0, 87.0, 94.0, 110.0, 150.0, 216.0]
HV 125A | HV 125A | 125 | 0 | [10.0, 1.82, 0.344, 0.1, 0.0467, 0.0269, 0.01] | [10.0, 2.478, 0.426, 0.1, 0.0427, 0.0211, 0.01] | 0 | [375.0, 500.0, 700.0, 925.0, 1200.0, 1500.0, 2341.0] | [750.0, 1000.0, 1500.0, 2200.0, 3000.0, 4000.0, 5765.0]
HV 160A | HV 160A | 160 | 0 | [10.0, 4.15, 1.03, 0.198, 0.1, 0.051, 0.0172, 0.01] | [10.0, 2.3, 0.734, 0.274, 0.1, 0.046, 0.0177, 0.01] | 0 | [480.0, 550.0, 700.0, 1000.0, 1260.0, 1600.0, 2500.0, 3227.0] | [960.0, 1300.0, 1700.0, 2200.0, 2996.0, 4000.0, 6000.0, 7946.0]
HV 16A | HV 16A | 16 | 0 | [10.0, 0.352, 0.164, 0.1, 0.0649, 0.0342, 0.01] | [10.0, 2.34, 0.722, 0.181, 0.1, 0.055, 0.0296, 0.01] | 0 | [48.0, 60.0, 65.0, 71.0, 80.0, 100.0, 162.0] | [96.0, 110.0, 125.0, 150.0, 168.0, 200.0, 250.0, 398.0]
HV 200A | HV 200A | 200 | 0 | [10.0, 4.267, 1.21, 0.403, 0.1, 0.058, 0.022, 0.01] | [10.0, 3.73, 1.654, 0.328, 0.1, 0.0531, 0.019, 0.01] | 0 | [600.0, 700.0, 900.0, 1150.0, 1665.0, 2000.0, 3000.0, 4313.0] | [1200.0, 1500.0, 1800.0, 2700.0, 3960.0, 5000.0, 7500.0, 10620.0]
HV 20A | HV 20A | 20 | 0 | [10.0, 1.3, 0.3, 0.155, 0.1, 0.0555, 0.023, 0.01] | [10.0, 1.3, 0.161, 0.1, 0.0611, 0.0399, 0.0141, 0.01] | 0 | [60.0, 70.0, 80.0, 87.0, 94.0, 110.0, 150.0, 216.0] | [120.0, 150.0, 200.0, 223.0, 260.0, 300.0, 450.0, 532.0]
HV 25A | HV 25A | 25 | 0 | [10.0, 2.512, 0.833, 0.299, 0.1, 0.0372, 0.0223, 0.01] | [10.0, 3.125, 0.597, 0.198, 0.1, 0.0378, 0.022, 0.01] | 0 | [75.0, 82.0, 90.0, 100.0, 124.0, 170.0, 200.0, 289.0] | [150.0, 170.0, 210.0, 250.0, 294.0, 400.0, 500.0, 711.0]
HV 31.5A | HV 31.5A | 31.5 | 0 | [10.0, 2.34, 0.722, 0.181, 0.1, 0.055, 0.0296, 0.01] | [10.0, 2.84, 0.368, 0.164, 0.1, 0.0621, 0.0378, 0.0195, 0.01] | 0 | [95.0, 110.0, 125.0, 150.0, 165.0, 200.0, 250.0, 390.0] | [189.0, 220.0, 300.0, 350.0, 393.0, 450.0, 530.0, 700.0, 960.0]
HV 40A | HV 40A | 40 | 0 | [10.0, 1.3, 0.161, 0.1, 0.0611, 0.0399, 0.0141, 0.01] | [10.0, 2.05, 0.369, 0.198, 0.1, 0.051, 0.0298, 0.01] | 0 | [120.0, 150.0, 200.0, 223.0, 260.0, 300.0, 450.0, 532.0] | [240.0, 300.0, 400.0, 450.0, 530.0, 650.0, 800.0, 1311.0]
HV 50A | HV 50A | 50 | 0 | [10.0, 3.215, 0.597, 0.198, 0.1, 0.0378, 0.022, 0.01] | [10.0, 3.64, 0.854, 0.281, 0.1, 0.0531, 0.022, 0.01] | 0 | [150.0, 170.0, 210.0, 250.0, 294.0, 400.0, 500.0, 711.0] | [300.0, 350.0, 450.0, 550.0, 700.0, 850.0, 1200.0, 1752.0]
HV 6.3A | HV 6.3A | 6.3 | 0 | [10.0, 1.39, 0.344, 0.168, 0.1, 0.056, 0.0263, 0.01] | [10.0, 1.711, 0.516, 0.198, 0.1, 0.0634, 0.0303, 0.01] | 0 | [19.0, 19.5, 20.4, 20.8, 22.0, 25.0, 32.0, 48.0] | [38.0, 40.0, 43.0, 48.0, 53.0, 60.0, 75.0, 118.0]
HV 63A | HV 63A | 63 | 0 | [10.0, 2.84, 0.368, 0.164, 0.1, 0.0621, 0.0378, 0.0195, 0.01] | [10.0, 1.82, 0.344, 0.1, 0.0467, 0.0269, 0.01] | 0 | [189.0, 220.0, 300.0, 350.0, 393.0, 450.0, 530.0, 700.0, 961.0] | [378.0, 500.0, 700.0, 934.0, 1200.0, 1500.0, 2366.0]
HV 80A | HV 80A | 80 | 0 | [10.0, 2.05, 0.369, 0.198, 0.1, 0.051, 0.0298, 0.01] | [10.0, 4.15, 1.03, 0.198, 0.1, 0.051, 0.0172, 0.01] | 0 | [240.0, 300.0, 400.0, 450.0, 530.0, 650.0, 800.0, 1311.0] | [480.0, 550.0, 700.0, 1000.0, 1260.0, 1600.0, 2500.0, 3227.0]
Siemens NH-1-100 | Siemens NH-1-100 | 100 | [5400.0, 2000.0, 400.0, 20.0, 1.0, 0.2, 0.012, 0.004] | 0 | 0 | [150.0, 190.0, 250.0, 430.0, 900.0, 1250.0, 2700.0, 3600.0] | 0 | 0
Siemens NH-1-125 | Siemens NH-1-125 | 125 | [4800.0, 120.0, 7.0, 0.1, 0.004] | 0 | 0 | [180.0, 400.0, 740.0, 2000.0, 4250.0] | 0 | 0
Siemens NH-1-16 | Siemens NH-1-16 | 16 | [4000.0, 400.0, 2.0, 0.1, 0.04, 0.01] | 0 | 0 | [26.0, 35.0, 75.0, 150.0, 200.0, 300.0] | 0 | 0
Siemens NH-1-160 | Siemens NH-1-160 | 160 | [4800.0, 120.0, 7.0, 0.1, 0.004] | 0 | 0 | [210.0, 500.0, 900.0, 2300.0, 5000.0] | 0 | 0
Siemens NH-1-25 | Siemens NH-1-25 | 25 | [4000.0, 1000.0, 10.0, 0.2, 0.02, 0.01] | 0 | 0 | [40.0, 50.0, 100.0, 210.0, 400.0, 500.0] | 0 | 0
Siemens NH-1-50 | Siemens NH-1-50 | 50 | [4000.0, 40.0, 4.0, 1.0, 0.02, 0.01] | 0 | 0 | [86.0, 200.0, 300.0, 400.0, 1000.0, 1280.0] | 0 | 0
Siemens NH-1-63 | Siemens NH-1-63 | 63 | [4000.0, 100.0, 10.0, 2.0, 0.04, 0.01] | 0 | 0 | [100.0, 200.0, 300.0, 400.0, 1000.0, 1500.0] | 0 | 0
Siemens NH-1-80 | Siemens NH-1-80 | 80 | [4800.0, 120.0, 7.0, 0.1, 0.01] | 0 | 0 | [150.58, 250.0, 450.0, 1150.0, 2470.0] | 0 | 0
Siemens NH-2-1000 | Siemens NH-2-1000 | 1000 | [4800.0, 120.0, 7.0, 0.1, 0.004] | 0 | 0 | [1900.0, 3500.0, 8400.0, 24000.0, 52000.0] | 0 | 0
Siemens NH-2-200 | Siemens NH-2-200 | 200 | [4800.0, 120.0, 7.0, 0.1, 0.004] | 0 | 0 | [280.0, 650.0, 1200.0, 3000.0, 7000.0] | 0 | 0
Siemens NH-2-224 | Siemens NH-2-224 | 224 | [4800.0, 120.0, 7.0, 0.2, 0.04, 0.004] | 0 | 0 | [400.0, 750.0, 1453.0, 3025.0, 4315.0, 7600.0] | 0 | 0
Siemens NH-2-250 | Siemens NH-2-250 | 250 | [4800.0, 120.0, 7.0, 0.1, 0.004] | 0 | 0 | [450.0, 800.0, 1650.0, 4000.0, 8500.0] | 0 | 0
Siemens NH-2-315 | Siemens NH-2-315 | 315 | [4800.0, 120.0, 7.0, 0.1, 0.004] | 0 | 0 | [550.0, 920.0, 1900.0, 5000.0, 11000.0] | 0 | 0
Siemens NH-2-355 | Siemens NH-2-355 | 355 | [4800.0, 120.0, 6.0, 0.1, 0.004] | 0 | 0 | [650.0, 1116.27, 2350.0, 5840.0, 12790.0] | 0 | 0
Siemens NH-2-400 | Siemens NH-2-400 | 400 | [4800.0, 120.0, 7.0, 0.1, 0.004] | 0 | 0 | [720.0, 1350.0, 2800.0, 6500.0, 15000.0] | 0 | 0
Siemens NH-2-425 | Siemens NH-2-425 | 425 | [4800.0, 120.0, 7.0, 0.1, 0.004] | 0 | 0 | [850.0, 1500.0, 3050.0, 7500.0, 16500.0] | 0 | 0
Siemens NH-2-630 | Siemens NH-2-630 | 630 | [4800.0, 120.0, 7.0, 0.1, 0.004] | 0 | 0 | [1200.0, 2000.0, 4800.0, 12000.0, 26000.0] | 0 | 0

## dtypes
| element | column | dtype
0 | bus | name | object
1 | bus | vn_kv | float64
2 | bus | type | object
3 | bus | zone | object
4 | bus | in_service | bool
5 | load | name | object
6 | load | bus | uint32
7 | load | p_mw | float64
8 | load | q_mvar | float64
9 | load | const_z_percent | float64
10 | load | const_i_percent | float64
11 | load | sn_mva | float64
12 | load | scaling | float64
13 | load | in_service | bool
14 | load | type | object
15 | ext_grid | name | object
16 | ext_grid | bus | uint32
17 | ext_grid | vm_pu | float64
18 | ext_grid | va_degree | float64
19 | ext_grid | slack_weight | float64
20 | ext_grid | in_service | bool
21 | line | name | object
22 | line | std_type | object
23 | line | from_bus | uint32
24 | line | to_bus | uint32
25 | line | length_km | float64
26 | line | r_ohm_per_km | float64
27 | line | x_ohm_per_km | float64
28 | line | c_nf_per_km | float64
29 | line | g_us_per_km | float64
30 | line | max_i_ka | float64
31 | line | df | float64
32 | line | parallel | uint32
33 | line | type | object
34 | line | in_service | bool
35 | trafo | name | object
36 | trafo | std_type | object
37 | trafo | hv_bus | uint32
38 | trafo | lv_bus | uint32
39 | trafo | sn_mva | float64
40 | trafo | vn_hv_kv | float64
41 | trafo | vn_lv_kv | float64
42 | trafo | vk_percent | float64
43 | trafo | vkr_percent | float64
44 | trafo | pfe_kw | float64
45 | trafo | i0_percent | float64
46 | trafo | shift_degree | float64
47 | trafo | tap_side | object
48 | trafo | tap_neutral | int32
49 | trafo | tap_min | int32
50 | trafo | tap_max | int32
51 | trafo | tap_step_percent | float64
52 | trafo | tap_step_degree | float64
53 | trafo | tap_pos | int32
54 | trafo | tap_phase_shifter | bool
55 | trafo | parallel | uint32
56 | trafo | df | float64
57 | trafo | in_service | bool
58 | line_geodata | coords | object
59 | bus_geodata | x | float64
60 | bus_geodata | y | float64
61 | bus_geodata | coords | object

## parameters
| version | format_version | converged | OPF_converged | name | f_hz | sn_mva
0 | 2.14.6 | 2.14.0 | FALSE | FALSE |  | 50 | 1