## bus
| name | vn_kv | type | zone | in_service
0 | bus_LV_4080-4_0_3_node_0 | 0.4 | n |  | TRUE
1 | bus_LV_4080-4_0_3_node_1 | 0.4 | n |  | TRUE
2 | bus_LV_4080-4_0_3_node_2 | 0.4 | n |  | TRUE
3 | bus_LV_4080-4_0_3_node_5 | 0.4 | n |  | TRUE
4 | bus_LV_4080-4_0_3_node_9 | 0.4 | n |  | TRUE
5 | bus_LV_4080-4_0_3_node_3 | 0.4 | n |  | TRUE
6 | bus_LV_4080-4_0_3_node_8 | 0.4 | n |  | TRUE
7 | bus_LV_4080-4_0_3_node_10 | 0.4 | n |  | TRUE
8 | bus_LV_4080-4_0_3_node_184 | 0.4 | n |  | TRUE
9 | bus_LV_4080-4_0_3_node_4 | 0.4 | n |  | TRUE
10 | bus_LV_4080-4_0_3_node_6 | 0.4 | n |  | TRUE
11 | bus_LV_4080-4_0_3_node_26 | 0.4 | n |  | TRUE
12 | bus_LV_4080-4_0_3_node_171 | 0.4 | n |  | TRUE
13 | bus_LV_4080-4_0_3_node_27 | 0.4 | n |  | TRUE
14 | bus_LV_4080-4_0_3_node_150 | 0.4 | n |  | TRUE
15 | bus_LV_4080-4_0_3_node_170 | 0.4 | n |  | TRUE
16 | bus_LV_4080-4_0_3_node_193 | 0.4 | n |  | TRUE
17 | bus_LV_4080-4_0_3_node_189 | 0.4 | n |  | TRUE
18 | bus_LV_4080-4_0_3_node_172 | 0.4 | n |  | TRUE
19 | bus_LV_4080-4_0_3_node_30 | 0.4 | n |  | TRUE
20 | bus_LV_4080-4_0_3_node_28 | 0.4 | n |  | TRUE
21 | bus_LV_4080-4_0_3_node_104 | 0.4 | n |  | TRUE
22 | bus_LV_4080-4_0_3_node_102 | 0.4 | n |  | TRUE
23 | bus_LV_4080-4_0_3_node_148 | 0.4 | n |  | TRUE
24 | bus_LV_4080-4_0_3_node_169 | 0.4 | n |  | TRUE
25 | bus_LV_4080-4_0_3_node_18 | 0.4 | n |  | TRUE
26 | bus_LV_4080-4_0_3_node_40 | 0.4 | n |  | TRUE
27 | bus_LV_4080-4_0_3_node_15 | 0.4 | n |  | TRUE
28 | bus_LV_4080-4_0_3_node_16 | 0.4 | n |  | TRUE
29 | bus_LV_4080-4_0_3_node_25 | 0.4 | n |  | TRUE
30 | bus_LV_4080-4_0_3_node_194 | 0.4 | n |  | TRUE
31 | bus_LV_4080-4_0_3_node_24 | 0.4 | n |  | TRUE
32 | bus_LV_4080-4_0_3_node_42 | 0.4 | n |  | TRUE
33 | bus_LV_4080-4_0_3_node_167 | 0.4 | n |  | TRUE
34 | bus_LV_4080-4_0_3_node_176 | 0.4 | n |  | TRUE
35 | bus_LV_4080-4_0_3_node_45 | 0.4 | n |  | TRUE
36 | bus_LV_4080-4_0_3_node_179 | 0.4 | n |  | TRUE
37 | bus_LV_4080-4_0_3_node_175 | 0.4 | n |  | TRUE
38 | bus_LV_4080-4_0_3_node_13 | 0.4 | n |  | TRUE
39 | bus_LV_4080-4_0_3_node_17 | 0.4 | n |  | TRUE
40 | bus_LV_4080-4_0_3_node_11 | 0.4 | n |  | TRUE
41 | bus_LV_4080-4_0_3_node_186 | 0.4 | n |  | TRUE
42 | bus_LV_4080-4_0_3_node_188 | 0.4 | n |  | TRUE
43 | bus_LV_4080-4_0_3_node_51 | 0.4 | n |  | TRUE
44 | bus_LV_4080-4_0_3_node_22 | 0.4 | n |  | TRUE
45 | bus_LV_4080-4_0_3_node_23 | 0.4 | n |  | TRUE
46 | bus_LV_4080-4_0_3_node_36 | 0.4 | n |  | TRUE
47 | bus_LV_4080-4_0_3_node_39 | 0.4 | n |  | TRUE
48 | bus_LV_4080-4_0_3_node_183 | 0.4 | n |  | TRUE
49 | bus_LV_4080-4_0_3_node_182 | 0.4 | n |  | TRUE
50 | bus_LV_4080-4_0_3_node_180 | 0.4 | n |  | TRUE
51 | bus_LV_4080-4_0_3_node_181 | 0.4 | n |  | TRUE
52 | bus_LV_4080-4_0_3_node_178 | 0.4 | n |  | TRUE
53 | bus_LV_4080-4_0_3_node_44 | 0.4 | n |  | TRUE
54 | bus_LV_4080-4_0_3_node_191 | 0.4 | n |  | TRUE
55 | bus_LV_4080-4_0_3_node_190 | 0.4 | n |  | TRUE
56 | bus_LV_4080-4_0_3_node_29 | 0.4 | n |  | TRUE
57 | bus_LV_4080-4_0_3_node_138 | 0.4 | n |  | TRUE
58 | bus_LV_4080-4_0_3_node_135 | 0.4 | n |  | TRUE
59 | bus_LV_4080-4_0_3_node_20 | 0.4 | n |  | TRUE
60 | bus_LV_4080-4_0_3_node_139 | 0.4 | n |  | TRUE
61 | bus_LV_4080-4_0_3_node_21 | 0.4 | n |  | TRUE
62 | bus_LV_4080-4_0_3_node_114 | 0.4 | n |  | TRUE
63 | bus_LV_4080-4_0_3_node_31 | 0.4 | n |  | TRUE
64 | bus_LV_4080-4_0_3_node_187 | 0.4 | n |  | TRUE
65 | bus_LV_4080-4_0_3_node_52 | 0.4 | n |  | TRUE
66 | bus_LV_4080-4_0_3_node_192 | 0.4 | n |  | TRUE
67 | bus_LV_4080-4_0_3_node_142 | 0.4 | n |  | TRUE
68 | bus_LV_4080-4_0_3_node_121 | 0.4 | n |  | TRUE
69 | bus_LV_4080-4_0_3_node_140 | 0.4 | n |  | TRUE
70 | bus_LV_4080-4_0_3_node_145 | 0.4 | n |  | TRUE
71 | bus_LV_4080-4_0_3_node_113 | 0.4 | n |  | TRUE
72 | bus_LV_4080-4_0_3_node_185 | 0.4 | n |  | TRUE
73 | bus_LV_4080-4_0_3_node_32 | 0.4 | n |  | TRUE
74 | bus_LV_4080-4_0_3_node_33 | 0.4 | n |  | TRUE
75 | bus_LV_4080-4_0_3_node_122 | 0.4 | n |  | TRUE
76 | bus_LV_4080-4_0_3_node_38 | 0.4 | n |  | TRUE
77 | bus_LV_4080-4_0_3_node_34 | 0.4 | n |  | TRUE
78 | bus_LV_4080-4_0_3_node_177 | 0.4 | n |  | TRUE
79 | bus_LV_4080-4_0_3_node_116 | 0.4 | n |  | TRUE
80 | bus_LV_4080-4_0_3_node_123 | 0.4 | n |  | TRUE
81 | bus_LV_4080-4_0_3_node_103 | 0.4 | n |  | TRUE
82 | bus_LV_4080-4_0_3_node_136 | 0.4 | n |  | TRUE
83 | bus_LV_4080-4_0_3_node_35 | 0.4 | n |  | TRUE
84 | bus_LV_4080-4_0_3_node_37 | 0.4 | n |  | TRUE
85 | bus_LV_4080-4_0_3_node_159 | 0.4 | n |  | TRUE
86 | bus_LV_4080-4_0_3_node_165 | 0.4 | n |  | TRUE
87 | bus_LV_4080-4_0_3_node_174 | 0.4 | n |  | TRUE
88 | bus_LV_4080-4_0_3_node_173 | 0.4 | n |  | TRUE
89 | bus_LV_4080-4_0_3_node_46 | 0.4 | n |  | TRUE
90 | bus_LV_4080-4_0_3_node_47 | 0.4 | n |  | TRUE
91 | bus_LV_4080-4_0_3_node_48 | 0.4 | n |  | TRUE
92 | bus_LV_4080-4_0_3_node_49 | 0.4 | n |  | TRUE
93 | bus_LV_4080-4_0_3_node_50 | 0.4 | n |  | TRUE
94 | bus_LV_4080-4_0_3_node_105 | 0.4 | n |  | TRUE
95 | bus_LV_4080-4_0_3_node_65 | 0.4 | n |  | TRUE
96 | bus_LV_4080-4_0_3_node_59 | 0.4 | n |  | TRUE
97 | bus_LV_4080-4_0_3_node_60 | 0.4 | n |  | TRUE
98 | bus_LV_4080-4_0_3_node_61 | 0.4 | n |  | TRUE
99 | bus_LV_4080-4_0_3_node_53 | 0.4 | n |  | TRUE
100 | bus_LV_4080-4_0_3_node_54 | 0.4 | n |  | TRUE
101 | bus_LV_4080-4_0_3_node_55 | 0.4 | n |  | TRUE
102 | bus_LV_4080-4_0_3_node_56 | 0.4 | n |  | TRUE
103 | bus_LV_4080-4_0_3_node_57 | 0.4 | n |  | TRUE
104 | bus_LV_4080-4_0_3_node_58 | 0.4 | n |  | TRUE
105 | bus_LV_4080-4_0_3_node_129 | 0.4 | n |  | TRUE
106 | bus_LV_4080-4_0_3_node_83 | 0.4 | n |  | TRUE
107 | bus_LV_4080-4_0_3_node_120 | 0.4 | n |  | TRUE
108 | bus_LV_4080-4_0_3_node_62 | 0.4 | n |  | TRUE
109 | bus_LV_4080-4_0_3_node_63 | 0.4 | n |  | TRUE
110 | bus_LV_4080-4_0_3_node_64 | 0.4 | n |  | TRUE
111 | bus_LV_4080-4_0_3_node_66 | 0.4 | n |  | TRUE
112 | bus_LV_4080-4_0_3_node_67 | 0.4 | n |  | TRUE
113 | bus_LV_4080-4_0_3_node_109 | 0.4 | n |  | TRUE
114 | bus_LV_4080-4_0_3_node_75 | 0.4 | n |  | TRUE
115 | bus_LV_4080-4_0_3_node_118 | 0.4 | n |  | TRUE
116 | bus_LV_4080-4_0_3_node_80 | 0.4 | n |  | TRUE
117 | bus_LV_4080-4_0_3_node_68 | 0.4 | n |  | TRUE
118 | bus_LV_4080-4_0_3_node_69 | 0.4 | n |  | TRUE
119 | bus_LV_4080-4_0_3_node_70 | 0.4 | n |  | TRUE
120 | bus_LV_4080-4_0_3_node_71 | 0.4 | n |  | TRUE
121 | bus_LV_4080-4_0_3_node_72 | 0.4 | n |  | TRUE
122 | bus_LV_4080-4_0_3_node_73 | 0.4 | n |  | TRUE
123 | bus_LV_4080-4_0_3_node_128 | 0.4 | n |  | TRUE
124 | bus_LV_4080-4_0_3_node_76 | 0.4 | n |  | TRUE
125 | bus_LV_4080-4_0_3_node_100 | 0.4 | n |  | TRUE
126 | bus_LV_4080-4_0_3_node_110 | 0.4 | n |  | TRUE
127 | bus_LV_4080-4_0_3_node_98 | 0.4 | n |  | TRUE
128 | bus_LV_4080-4_0_3_node_77 | 0.4 | n |  | TRUE
129 | bus_LV_4080-4_0_3_node_74 | 0.4 | n |  | TRUE
130 | bus_LV_4080-4_0_3_node_101 | 0.4 | n |  | TRUE
131 | bus_LV_4080-4_0_3_node_108 | 0.4 | n |  | TRUE
132 | bus_LV_4080-4_0_3_node_119 | 0.4 | n |  | TRUE
133 | bus_LV_4080-4_0_3_node_78 | 0.4 | n |  | TRUE
134 | bus_LV_4080-4_0_3_node_79 | 0.4 | n |  | TRUE
135 | bus_LV_4080-4_0_3_node_81 | 0.4 | n |  | TRUE
136 | bus_LV_4080-4_0_3_node_82 | 0.4 | n |  | TRUE
137 | bus_LV_4080-4_0_3_node_115 | 0.4 | n |  | TRUE
138 | bus_LV_4080-4_0_3_node_117 | 0.4 | n |  | TRUE
139 | bus_LV_4080-4_0_3_node_84 | 0.4 | n |  | TRUE
140 | bus_LV_4080-4_0_3_node_85 | 0.4 | n |  | TRUE
141 | bus_LV_4080-4_0_3_node_86 | 0.4 | n |  | TRUE
142 | bus_LV_4080-4_0_3_node_87 | 0.4 | n |  | TRUE
143 | bus_LV_4080-4_0_3_node_88 | 0.4 | n |  | TRUE
144 | bus_LV_4080-4_0_3_node_112 | 0.4 | n |  | TRUE
145 | bus_LV_4080-4_0_3_node_168 | 0.4 | n |  | TRUE
146 | bus_LV_4080-4_0_3_node_94 | 0.4 | n |  | TRUE
147 | bus_LV_4080-4_0_3_node_166 | 0.4 | n |  | TRUE
148 | bus_LV_4080-4_0_3_node_89 | 0.4 | n |  | TRUE
149 | bus_LV_4080-4_0_3_node_90 | 0.4 | n |  | TRUE
150 | bus_LV_4080-4_0_3_node_91 | 0.4 | n |  | TRUE
151 | bus_LV_4080-4_0_3_node_92 | 0.4 | n |  | TRUE
152 | bus_LV_4080-4_0_3_node_93 | 0.4 | n |  | TRUE
153 | bus_LV_4080-4_0_3_node_106 | 0.4 | n |  | TRUE
154 | bus_LV_4080-4_0_3_node_111 | 0.4 | n |  | TRUE
155 | bus_LV_4080-4_0_3_node_107 | 0.4 | n |  | TRUE
156 | bus_LV_4080-4_0_3_node_162 | 0.4 | n |  | TRUE
157 | bus_LV_4080-4_0_3_node_95 | 0.4 | n |  | TRUE
158 | bus_LV_4080-4_0_3_node_96 | 0.4 | n |  | TRUE
159 | bus_LV_4080-4_0_3_node_97 | 0.4 | n |  | TRUE
160 | bus_LV_4080-4_0_3_node_99 | 0.4 | n |  | TRUE
161 | bus_LV_4080-4_0_3_node_124 | 0.4 | n |  | TRUE
162 | bus_LV_4080-4_0_3_node_157 | 0.4 | n |  | TRUE
163 | bus_LV_4080-4_0_3_node_146 | 0.4 | n |  | TRUE
164 | bus_LV_4080-4_0_3_node_137 | 0.4 | n |  | TRUE
165 | bus_LV_4080-4_0_3_node_125 | 0.4 | n |  | TRUE
166 | bus_LV_4080-4_0_3_node_134 | 0.4 | n |  | TRUE
167 | bus_LV_4080-4_0_3_node_144 | 0.4 | n |  | TRUE
168 | bus_LV_4080-4_0_3_node_163 | 0.4 | n |  | TRUE
169 | bus_LV_4080-4_0_3_node_164 | 0.4 | n |  | TRUE
170 | bus_LV_4080-4_0_3_node_130 | 0.4 | n |  | TRUE
171 | bus_LV_4080-4_0_3_node_131 | 0.4 | n |  | TRUE
172 | bus_LV_4080-4_0_3_node_132 | 0.4 | n |  | TRUE
173 | bus_LV_4080-4_0_3_node_133 | 0.4 | n |  | TRUE
174 | bus_LV_4080-4_0_3_node_143 | 0.4 | n |  | TRUE
175 | bus_LV_4080-4_0_3_node_141 | 0.4 | n |  | TRUE
176 | bus_LV_4080-4_0_3_node_149 | 0.4 | n |  | TRUE
177 | bus_LV_4080-4_0_3_node_151 | 0.4 | n |  | TRUE
178 | bus_LV_4080-4_0_3_node_152 | 0.4 | n |  | TRUE
179 | bus_LV_4080-4_0_3_node_153 | 0.4 | n |  | TRUE
180 | bus_LV_4080-4_0_3_node_154 | 0.4 | n |  | TRUE
181 | bus_LV_4080-4_0_3_node_155 | 0.4 | n |  | TRUE
182 | bus_LV_4080-4_0_3_node_156 | 0.4 | n |  | TRUE
183 | bus_LV_4080-4_0_3_node_158 | 0.4 | n |  | TRUE
184 | bus_LV_4080-4_0_3_node_160 | 0.4 | n |  | TRUE
185 | bus_LV_4080-4_0_3_node_161 | 0.4 | n |  | TRUE
186 | bus_MV_428_1_node_50 | 20 | n |  | TRUE

## load
| name | bus | p_mw | q_mvar | const_z_percent | const_i_percent | sn_mva | scaling | in_service | type
0 | LV_4080-4_0_3_load_0 | 0 | 0.010813 | 0.0027101 | 0 | 0 |  | 1 | TRUE | wye
1 | LV_4080-4_0_3_load_184 | 8 | 0.0039756 | 0.00099637 | 0 | 0 |  | 1 | TRUE | wye
2 | LV_4080-4_0_3_load_26 | 11 | 0.017305 | 0.0043371 | 0 | 0 |  | 1 | TRUE | wye
3 | LV_4080-4_0_3_load_171 | 12 | 0.0066021 | 0.0016546 | 0 | 0 |  | 1 | TRUE | wye
4 | LV_4080-4_0_3_load_150 | 14 | 0.0053323 | 0.0013364 | 0 | 0 |  | 1 | TRUE | wye
5 | LV_4080-4_0_3_load_170 | 15 | 0.010025 | 0.0025124 | 0 | 0 |  | 1 | TRUE | wye
6 | LV_4080-4_0_3_load_193 | 16 | 0.0057102 | 0.0014311 | 0 | 0 |  | 1 | TRUE | wye
7 | LV_4080-4_0_3_load_189 | 17 | 0.0032216 | 0.00080742 | 0 | 0 |  | 1 | TRUE | wye
8 | LV_4080-4_0_3_load_172 | 18 | 0.0023541 | 0.00059 | 0 | 0 |  | 1 | TRUE | wye
9 | LV_4080-4_0_3_load_30 | 19 | 0.0065719 | 0.0016471 | 0 | 0 |  | 1 | TRUE | wye
10 | LV_4080-4_0_3_load_28 | 20 | 0.0010477 | 0.00026257 | 0 | 0 |  | 1 | TRUE | wye
11 | LV_4080-4_0_3_load_102 | 22 | 0.0053162 | 0.0013324 | 0 | 0 |  | 1 | TRUE | wye
12 | LV_4080-4_0_3_load_148 | 23 | 0.0028502 | 0.00071434 | 0 | 0 |  | 1 | TRUE | wye
13 | LV_4080-4_0_3_load_169 | 24 | 0.00040556 | 0.00010164 | 0 | 0 |  | 1 | TRUE | wye
14 | LV_4080-4_0_3_load_40 | 26 | 0.0013419 | 0.00033632 | 0 | 0 |  | 1 | TRUE | wye
15 | LV_4080-4_0_3_load_194 | 30 | 0.010513 | 0.0026349 | 0 | 0 |  | 1 | TRUE | wye
16 | LV_4080-4_0_3_load_176 | 34 | 0.00049325 | 0.00012362 | 0 | 0 |  | 1 | TRUE | wye
17 | LV_4080-4_0_3_load_179 | 36 | 0.00081113 | 0.00020329 | 0 | 0 |  | 1 | TRUE | wye
18 | LV_4080-4_0_3_load_175 | 37 | 0.0029392 | 0.00073662 | 0 | 0 |  | 1 | TRUE | wye
19 | LV_4080-4_0_3_load_11 | 40 | 0.014228 | 0.0035659 | 0 | 0 |  | 1 | TRUE | wye
20 | LV_4080-4_0_3_load_186 | 41 | 0.00092541 | 0.00023193 | 0 | 0 |  | 1 | TRUE | wye
21 | LV_4080-4_0_3_load_188 | 42 | 0.020898 | 0.0052374 | 0 | 0 |  | 1 | TRUE | wye
22 | LV_4080-4_0_3_load_51 | 43 | 0.0071829 | 0.0018002 | 0 | 0 |  | 1 | TRUE | wye
23 | LV_4080-4_0_3_load_39 | 47 | 0.0029808 | 0.00074706 | 0 | 0 |  | 1 | TRUE | wye
24 | LV_4080-4_0_3_load_183 | 48 | 0.0056936 | 0.001427 | 0 | 0 |  | 1 | TRUE | wye
25 | LV_4080-4_0_3_load_182 | 49 | 0.00061797 | 0.00015488 | 0 | 0 |  | 1 | TRUE | wye
26 | LV_4080-4_0_3_load_180 | 50 | 0.00061822 | 0.00015494 | 0 | 0 |  | 1 | TRUE | wye
27 | LV_4080-4_0_3_load_181 | 51 | 0.0013568 | 0.00034004 | 0 | 0 |  | 1 | TRUE | wye
28 | LV_4080-4_0_3_load_178 | 52 | 0.0042486 | 0.0010648 | 0 | 0 |  | 1 | TRUE | wye
29 | LV_4080-4_0_3_load_191 | 54 | 0.02103 | 0.0052705 | 0 | 0 |  | 1 | TRUE | wye
30 | LV_4080-4_0_3_load_135 | 58 | 0.0011949 | 0.00029948 | 0 | 0 |  | 1 | TRUE | wye
31 | LV_4080-4_0_3_load_114 | 62 | 0.0016069 | 0.00040272 | 0 | 0 |  | 1 | TRUE | wye
32 | LV_4080-4_0_3_load_31 | 63 | 0.0019696 | 0.00049362 | 0 | 0 |  | 1 | TRUE | wye
33 | LV_4080-4_0_3_load_187 | 64 | 0.00088404 | 0.00022156 | 0 | 0 |  | 1 | TRUE | wye
34 | LV_4080-4_0_3_load_52 | 65 | 0.0026013 | 0.00065195 | 0 | 0 |  | 1 | TRUE | wye
35 | LV_4080-4_0_3_load_192 | 66 | 0.014533 | 0.0036423 | 0 | 0 |  | 1 | TRUE | wye
36 | LV_4080-4_0_3_load_142 | 67 | 0.0011943 | 0.00029931 | 0 | 0 |  | 1 | TRUE | wye
37 | LV_4080-4_0_3_load_145 | 70 | 0.0024216 | 0.00060692 | 0 | 0 |  | 1 | TRUE | wye
38 | LV_4080-4_0_3_load_113 | 71 | 0.0029907 | 0.00074954 | 0 | 0 |  | 1 | TRUE | wye
39 | LV_4080-4_0_3_load_185 | 72 | 0.0041031 | 0.0010283 | 0 | 0 |  | 1 | TRUE | wye
40 | LV_4080-4_0_3_load_122 | 75 | 0.00098733 | 0.00024745 | 0 | 0 |  | 1 | TRUE | wye
41 | LV_4080-4_0_3_load_38 | 76 | 0.0015599 | 0.00039095 | 0 | 0 |  | 1 | TRUE | wye
42 | LV_4080-4_0_3_load_34 | 77 | 0.00148 | 0.00037092 | 0 | 0 |  | 1 | TRUE | wye
43 | LV_4080-4_0_3_load_177 | 78 | 0.0012002 | 0.00030081 | 0 | 0 |  | 1 | TRUE | wye
44 | LV_4080-4_0_3_load_116 | 79 | 0.0081571 | 0.0020444 | 0 | 0 |  | 1 | TRUE | wye
45 | LV_4080-4_0_3_load_123 | 80 | 0.004448 | 0.0011148 | 0 | 0 |  | 1 | TRUE | wye
46 | LV_4080-4_0_3_load_103 | 81 | 0.0025514 | 0.00063945 | 0 | 0 |  | 1 | TRUE | wye
47 | LV_4080-4_0_3_load_136 | 82 | 0.0011368 | 0.00028491 | 0 | 0 |  | 1 | TRUE | wye
48 | LV_4080-4_0_3_load_35 | 83 | 0.00071205 | 0.00017846 | 0 | 0 |  | 1 | TRUE | wye
49 | LV_4080-4_0_3_load_37 | 84 | 0.0052296 | 0.0013107 | 0 | 0 |  | 1 | TRUE | wye
50 | LV_4080-4_0_3_load_159 | 85 | 0.0010466 | 0.0002623 | 0 | 0 |  | 1 | TRUE | wye
51 | LV_4080-4_0_3_load_165 | 86 | 0.0019275 | 0.00048308 | 0 | 0 |  | 1 | TRUE | wye
52 | LV_4080-4_0_3_load_174 | 87 | 0.0017806 | 0.00044626 | 0 | 0 |  | 1 | TRUE | wye
53 | LV_4080-4_0_3_load_173 | 88 | 0.0005171 | 0.0001296 | 0 | 0 |  | 1 | TRUE | wye
54 | LV_4080-4_0_3_load_46 | 89 | 0.00066904 | 0.00016768 | 0 | 0 |  | 1 | TRUE | wye
55 | LV_4080-4_0_3_load_47 | 90 | 0.0008627 | 0.00021621 | 0 | 0 |  | 1 | TRUE | wye
56 | LV_4080-4_0_3_load_48 | 91 | 0.0009302 | 0.00023313 | 0 | 0 |  | 1 | TRUE | wye
57 | LV_4080-4_0_3_load_49 | 92 | 0.00111 | 0.00027819 | 0 | 0 |  | 1 | TRUE | wye
58 | LV_4080-4_0_3_load_50 | 93 | 0.0011416 | 0.00028612 | 0 | 0 |  | 1 | TRUE | wye
59 | LV_4080-4_0_3_load_105 | 94 | 0.0011096 | 0.00027809 | 0 | 0 |  | 1 | TRUE | wye
60 | LV_4080-4_0_3_load_65 | 95 | 0.0010152 | 0.00025444 | 0 | 0 |  | 1 | TRUE | wye
61 | LV_4080-4_0_3_load_60 | 97 | 0.001354 | 0.00033935 | 0 | 0 |  | 1 | TRUE | wye
62 | LV_4080-4_0_3_load_61 | 98 | 0.0026613 | 0.00066698 | 0 | 0 |  | 1 | TRUE | wye
63 | LV_4080-4_0_3_load_53 | 99 | 0.0021012 | 0.0005266 | 0 | 0 |  | 1 | TRUE | wye
64 | LV_4080-4_0_3_load_54 | 100 | 0.0019013 | 0.00047651 | 0 | 0 |  | 1 | TRUE | wye
65 | LV_4080-4_0_3_load_55 | 101 | 0.0009504 | 0.00023819 | 0 | 0 |  | 1 | TRUE | wye
66 | LV_4080-4_0_3_load_56 | 102 | 0.0015332 | 0.00038425 | 0 | 0 |  | 1 | TRUE | wye
67 | LV_4080-4_0_3_load_57 | 103 | 0.00095072 | 0.00023827 | 0 | 0 |  | 1 | TRUE | wye
68 | LV_4080-4_0_3_load_58 | 104 | 0.0023817 | 0.00059691 | 0 | 0 |  | 1 | TRUE | wye
69 | LV_4080-4_0_3_load_129 | 105 | 0.00091431 | 0.00022915 | 0 | 0 |  | 1 | TRUE | wye
70 | LV_4080-4_0_3_load_62 | 108 | 0.0007675 | 0.00019235 | 0 | 0 |  | 1 | TRUE | wye
71 | LV_4080-4_0_3_load_63 | 109 | 0.0013659 | 0.00034233 | 0 | 0 |  | 1 | TRUE | wye
72 | LV_4080-4_0_3_load_67 | 112 | 0.0018344 | 0.00045974 | 0 | 0 |  | 1 | TRUE | wye
73 | LV_4080-4_0_3_load_109 | 113 | 0.00050322 | 0.00012612 | 0 | 0 |  | 1 | TRUE | wye
74 | LV_4080-4_0_3_load_75 | 114 | 0.0025995 | 0.00065151 | 0 | 0 |  | 1 | TRUE | wye
75 | LV_4080-4_0_3_load_68 | 117 | 0.0016106 | 0.00040367 | 0 | 0 |  | 1 | TRUE | wye
76 | LV_4080-4_0_3_load_69 | 118 | 0.00098378 | 0.00024656 | 0 | 0 |  | 1 | TRUE | wye
77 | LV_4080-4_0_3_load_71 | 120 | 0.0004247 | 0.00010644 | 0 | 0 |  | 1 | TRUE | wye
78 | LV_4080-4_0_3_load_73 | 122 | 0.0017337 | 0.00043451 | 0 | 0 |  | 1 | TRUE | wye
79 | LV_4080-4_0_3_load_128 | 123 | 0.00059797 | 0.00014987 | 0 | 0 |  | 1 | TRUE | wye
80 | LV_4080-4_0_3_load_100 | 125 | 0.0022001 | 0.0005514 | 0 | 0 |  | 1 | TRUE | wye
81 | LV_4080-4_0_3_load_110 | 126 | 0.0013304 | 0.00033344 | 0 | 0 |  | 1 | TRUE | wye
82 | LV_4080-4_0_3_load_98 | 127 | 0.00041777 | 0.0001047 | 0 | 0 |  | 1 | TRUE | wye
83 | LV_4080-4_0_3_load_77 | 128 | 0.0011974 | 0.0003001 | 0 | 0 |  | 1 | TRUE | wye
84 | LV_4080-4_0_3_load_74 | 129 | 0.0010017 | 0.00025105 | 0 | 0 |  | 1 | TRUE | wye
85 | LV_4080-4_0_3_load_101 | 130 | 0.002183 | 0.00054712 | 0 | 0 |  | 1 | TRUE | wye
86 | LV_4080-4_0_3_load_108 | 131 | 0.0027263 | 0.00068327 | 0 | 0 |  | 1 | TRUE | wye
87 | LV_4080-4_0_3_load_119 | 132 | 0.0015803 | 0.00039605 | 0 | 0 |  | 1 | TRUE | wye
88 | LV_4080-4_0_3_load_78 | 133 | 0.0013244 | 0.00033193 | 0 | 0 |  | 1 | TRUE | wye
89 | LV_4080-4_0_3_load_79 | 134 | 0.00091248 | 0.00022869 | 0 | 0 |  | 1 | TRUE | wye
90 | LV_4080-4_0_3_load_81 | 135 | 0.0024491 | 0.0006138 | 0 | 0 |  | 1 | TRUE | wye
91 | LV_4080-4_0_3_load_82 | 136 | 0.0015463 | 0.00038754 | 0 | 0 |  | 1 | TRUE | wye
92 | LV_4080-4_0_3_load_117 | 138 | 0.0062957 | 0.0015778 | 0 | 0 |  | 1 | TRUE | wye
93 | LV_4080-4_0_3_load_84 | 139 | 0.00093744 | 0.00023495 | 0 | 0 |  | 1 | TRUE | wye
94 | LV_4080-4_0_3_load_86 | 141 | 0.0013388 | 0.00033555 | 0 | 0 |  | 1 | TRUE | wye
95 | LV_4080-4_0_3_load_87 | 142 | 0.002022 | 0.00050677 | 0 | 0 |  | 1 | TRUE | wye
96 | LV_4080-4_0_3_load_112 | 144 | 0.0018932 | 0.00047448 | 0 | 0 |  | 1 | TRUE | wye
97 | LV_4080-4_0_3_load_166 | 147 | 0.0027726 | 0.00069488 | 0 | 0 |  | 1 | TRUE | wye
98 | LV_4080-4_0_3_load_89 | 148 | 0.003981 | 0.00099774 | 0 | 0 |  | 1 | TRUE | wye
99 | LV_4080-4_0_3_load_90 | 149 | 0.0024109 | 0.00060422 | 0 | 0 |  | 1 | TRUE | wye
100 | LV_4080-4_0_3_load_91 | 150 | 0.0082024 | 0.0020557 | 0 | 0 |  | 1 | TRUE | wye
101 | LV_4080-4_0_3_load_93 | 152 | 0.0013857 | 0.0003473 | 0 | 0 |  | 1 | TRUE | wye
102 | LV_4080-4_0_3_load_106 | 153 | 0.00091901 | 0.00023033 | 0 | 0 |  | 1 | TRUE | wye
103 | LV_4080-4_0_3_load_107 | 155 | 0.0013022 | 0.00032636 | 0 | 0 |  | 1 | TRUE | wye
104 | LV_4080-4_0_3_load_162 | 156 | 0.0077736 | 0.0019483 | 0 | 0 |  | 1 | TRUE | wye
105 | LV_4080-4_0_3_load_95 | 157 | 0.00055697 | 0.00013959 | 0 | 0 |  | 1 | TRUE | wye
106 | LV_4080-4_0_3_load_96 | 158 | 0.00053946 | 0.0001352 | 0 | 0 |  | 1 | TRUE | wye
107 | LV_4080-4_0_3_load_97 | 159 | 0.00055682 | 0.00013955 | 0 | 0 |  | 1 | TRUE | wye
108 | LV_4080-4_0_3_load_99 | 160 | 0.0024 | 0.0006015 | 0 | 0 |  | 1 | TRUE | wye
109 | LV_4080-4_0_3_load_124 | 161 | 0.0062146 | 0.0015575 | 0 | 0 |  | 1 | TRUE | wye
110 | LV_4080-4_0_3_load_146 | 163 | 0.0016859 | 0.00042252 | 0 | 0 |  | 1 | TRUE | wye
111 | LV_4080-4_0_3_load_137 | 164 | 0.001229 | 0.00030801 | 0 | 0 |  | 1 | TRUE | wye
112 | LV_4080-4_0_3_load_125 | 165 | 0.0018496 | 0.00046356 | 0 | 0 |  | 1 | TRUE | wye
113 | LV_4080-4_0_3_load_134 | 166 | 0.0031277 | 0.00078387 | 0 | 0 |  | 1 | TRUE | wye
114 | LV_4080-4_0_3_load_163 | 168 | 0.0039876 | 0.00099939 | 0 | 0 |  | 1 | TRUE | wye
115 | LV_4080-4_0_3_load_130 | 170 | 0.001252 | 0.00031378 | 0 | 0 |  | 1 | TRUE | wye
116 | LV_4080-4_0_3_load_132 | 172 | 0.0030462 | 0.00076346 | 0 | 0 |  | 1 | TRUE | wye
117 | LV_4080-4_0_3_load_133 | 173 | 0.0015164 | 0.00038004 | 0 | 0 |  | 1 | TRUE | wye
118 | LV_4080-4_0_3_load_141 | 175 | 0.0016599 | 0.00041601 | 0 | 0 |  | 1 | TRUE | wye
119 | LV_4080-4_0_3_load_149 | 176 | 0.015735 | 0.0039436 | 0 | 0 |  | 1 | TRUE | wye
120 | LV_4080-4_0_3_load_151 | 177 | 0.0018798 | 0.00047111 | 0 | 0 |  | 1 | TRUE | wye
121 | LV_4080-4_0_3_load_152 | 178 | 0.00060412 | 0.00015141 | 0 | 0 |  | 1 | TRUE | wye
122 | LV_4080-4_0_3_load_153 | 179 | 0.0013787 | 0.00034552 | 0 | 0 |  | 1 | TRUE | wye
123 | LV_4080-4_0_3_load_155 | 181 | 0.0025913 | 0.00064945 | 0 | 0 |  | 1 | TRUE | wye
124 | LV_4080-4_0_3_load_156 | 182 | 0.0042594 | 0.0010675 | 0 | 0 |  | 1 | TRUE | wye
125 | LV_4080-4_0_3_load_158 | 183 | 0.0058379 | 0.0014631 | 0 | 0 |  | 1 | TRUE | wye
126 | LV_4080-4_0_3_load_160 | 184 | 0.0056076 | 0.0014054 | 0 | 0 |  | 1 | TRUE | wye
127 | LV_4080-4_0_3_load_161 | 185 | 0.0020315 | 0.00050914 | 0 | 0 |  | 1 | TRUE | wye

## ext_grid
| name | bus | vm_pu | va_degree | slack_weight | in_service
0 |  | 11 | 1 | 0 | 1 | TRUE

## line
| name | std_type | from_bus | to_bus | length_km | r_ohm_per_km | x_ohm_per_km | c_nf_per_km | g_us_per_km | max_i_ka | df | parallel | type | in_service
0 | LV_4080-4_0_3_line_0 |  | 0 | 1 | 0.013518 | 0.125 | 0.08 | 261 | 0 | 0.364 | 1 | 1 | cs | TRUE
1 | LV_4080-4_0_3_line_1 |  | 0 | 2 | 0.018352 | 0.125 | 0.08 | 261 | 0 | 0.364 | 1 | 1 | cs | TRUE
2 | LV_4080-4_0_3_line_2 |  | 1 | 3 | 0.046401 | 0.125 | 0.08 | 261 | 0 | 0.364 | 1 | 1 | cs | TRUE
3 | LV_4080-4_0_3_line_3 |  | 2 | 4 | 0.010749 | 0.125 | 0.08 | 261 | 0 | 0.364 | 1 | 1 | cs | TRUE
4 | LV_4080-4_0_3_line_4 |  | 3 | 12 | 0.01338 | 0.125 | 0.08 | 261 | 0 | 0.364 | 1 | 1 | cs | TRUE
5 | LV_4080-4_0_3_line_5 |  | 3 | 9 | 0.031906 | 0.125 | 0.08 | 261 | 0 | 0.364 | 1 | 1 | cs | TRUE
6 | LV_4080-4_0_3_line_6 |  | 4 | 19 | 0.007879 | 0.125 | 0.08 | 261 | 0 | 0.364 | 1 | 1 | cs | TRUE
7 | LV_4080-4_0_3_line_7 |  | 4 | 20 | 0.010685 | 0.125 | 0.08 | 261 | 0 | 0.364 | 1 | 1 | cs | TRUE
8 | LV_4080-4_0_3_line_8 |  | 5 | 6 | 0.0084066 | 0.125 | 0.08 | 261 | 0 | 0.364 | 1 | 1 | cs | TRUE
9 | LV_4080-4_0_3_line_9 |  | 5 | 7 | 0.024954 | 0.125 | 0.08 | 261 | 0 | 0.364 | 1 | 1 | cs | TRUE
10 | LV_4080-4_0_3_line_10 |  | 5 | 8 | 0.017735 | 0.125 | 0.08 | 261 | 0 | 0.364 | 1 | 1 | cs | TRUE
11 | LV_4080-4_0_3_line_11 |  | 6 | 16 | 0.068422 | 0.125 | 0.08 | 261 | 0 | 0.364 | 1 | 1 | cs | TRUE
12 | LV_4080-4_0_3_line_12 |  | 6 | 17 | 0.016511 | 0.125 | 0.08 | 261 | 0 | 0.364 | 1 | 1 | cs | TRUE
13 | LV_4080-4_0_3_line_13 |  | 6 | 18 | 0.018785 | 0.125 | 0.08 | 261 | 0 | 0.364 | 1 | 1 | cs | TRUE
14 | LV_4080-4_0_3_line_14 |  | 7 | 20 | 0.0020582 | 0.125 | 0.08 | 261 | 0 | 0.364 | 1 | 1 | cs | TRUE
15 | LV_4080-4_0_3_line_15 |  | 9 | 10 | 0.028792 | 0.125 | 0.08 | 261 | 0 | 0.364 | 1 | 3 | cs | TRUE
16 | LV_4080-4_0_3_line_16 |  | 9 | 11 | 0.044514 | 0.125 | 0.08 | 261 | 0 | 0.364 | 1 | 3 | cs | TRUE
17 | LV_4080-4_0_3_line_17 |  | 10 | 13 | 0.006847 | 0.125 | 0.08 | 261 | 0 | 0.364 | 1 | 3 | cs | TRUE
18 | LV_4080-4_0_3_line_18 |  | 10 | 14 | 0.018267 | 0.125 | 0.08 | 261 | 0 | 0.364 | 1 | 3 | cs | TRUE
19 | LV_4080-4_0_3_line_19 |  | 10 | 15 | 0.030804 | 0.125 | 0.08 | 261 | 0 | 0.364 | 1 | 1 | cs | TRUE
20 | LV_4080-4_0_3_line_20 |  | 13 | 21 | 0.007548 | 0.125 | 0.08 | 261 | 0 | 0.364 | 1 | 3 | cs | TRUE
21 | LV_4080-4_0_3_line_21 |  | 13 | 22 | 0.037945 | 0.125 | 0.08 | 261 | 0 | 0.364 | 1 | 1 | cs | TRUE
22 | LV_4080-4_0_3_line_22 |  | 14 | 23 | 0.01942 | 0.125 | 0.08 | 261 | 0 | 0.364 | 1 | 3 | cs | TRUE
23 | LV_4080-4_0_3_line_23 |  | 15 | 24 | 0.012875 | 0.125 | 0.08 | 261 | 0 | 0.364 | 1 | 1 | cs | TRUE
24 | LV_4080-4_0_3_line_24 |  | 21 | 79 | 0.018279 | 0.125 | 0.08 | 261 | 0 | 0.364 | 1 | 1 | cs | TRUE
25 | LV_4080-4_0_3_line_25 |  | 21 | 80 | 0.029932 | 0.125 | 0.08 | 261 | 0 | 0.364 | 1 | 3 | cs | TRUE
26 | LV_4080-4_0_3_line_26 |  | 22 | 81 | 0.018883 | 0.125 | 0.08 | 261 | 0 | 0.364 | 1 | 1 | cs | TRUE
27 | LV_4080-4_0_3_line_27 |  | 23 | 176 | 0.020018 | 0.125 | 0.08 | 261 | 0 | 0.364 | 1 | 3 | cs | TRUE
28 | LV_4080-4_0_3_line_28 |  | 25 | 26 | 0.034405 | 0.125 | 0.08 | 261 | 0 | 0.364 | 1 | 1 | cs | TRUE
29 | LV_4080-4_0_3_line_29 |  | 25 | 27 | 0.081602 | 0.125 | 0.08 | 261 | 0 | 0.364 | 1 | 1 | cs | TRUE
30 | LV_4080-4_0_3_line_30 |  | 25 | 28 | 0.011138 | 0.125 | 0.08 | 261 | 0 | 0.364 | 1 | 1 | cs | TRUE
31 | LV_4080-4_0_3_line_31 |  | 26 | 47 | 0.027953 | 0.125 | 0.08 | 261 | 0 | 0.364 | 1 | 1 | cs | TRUE
32 | LV_4080-4_0_3_line_32 |  | 27 | 41 | 0.075153 | 0.125 | 0.08 | 261 | 0 | 0.364 | 1 | 1 | cs | TRUE
33 | LV_4080-4_0_3_line_33 |  | 28 | 42 | 0.0059776 | 0.125 | 0.08 | 261 | 0 | 0.364 | 1 | 1 | cs | TRUE
34 | LV_4080-4_0_3_line_34 |  | 29 | 30 | 0.027047 | 0.125 | 0.08 | 261 | 0 | 0.364 | 1 | 1 | cs | TRUE
35 | LV_4080-4_0_3_line_35 |  | 29 | 31 | 0.018105 | 0.125 | 0.08 | 261 | 0 | 0.364 | 1 | 1 | cs | TRUE
36 | LV_4080-4_0_3_line_36 |  | 31 | 50 | 0.02566 | 0.125 | 0.08 | 261 | 0 | 0.364 | 1 | 1 | cs | TRUE
37 | LV_4080-4_0_3_line_37 |  | 31 | 51 | 0.021354 | 0.125 | 0.08 | 261 | 0 | 0.364 | 1 | 3 | cs | TRUE
38 | LV_4080-4_0_3_line_38 |  | 31 | 52 | 0.019577 | 0.125 | 0.08 | 261 | 0 | 0.364 | 1 | 3 | cs | TRUE
39 | LV_4080-4_0_3_line_39 |  | 32 | 33 | 0.021157 | 0.125 | 0.08 | 261 | 0 | 0.364 | 1 | 1 | cs | TRUE
40 | LV_4080-4_0_3_line_40 |  | 32 | 34 | 0.024808 | 0.125 | 0.08 | 261 | 0 | 0.364 | 1 | 2 | cs | TRUE
41 | LV_4080-4_0_3_line_41 |  | 33 | 85 | 0.01353 | 0.125 | 0.08 | 261 | 0 | 0.364 | 1 | 1 | cs | TRUE
42 | LV_4080-4_0_3_line_42 |  | 33 | 86 | 0.0229 | 0.125 | 0.08 | 261 | 0 | 0.364 | 1 | 1 | cs | TRUE
43 | LV_4080-4_0_3_line_43 |  | 34 | 87 | 0.017797 | 0.125 | 0.08 | 261 | 0 | 0.364 | 1 | 2 | cs | TRUE
44 | LV_4080-4_0_3_line_44 |  | 35 | 36 | 0.0069011 | 0.125 | 0.08 | 261 | 0 | 0.364 | 1 | 3 | cs | TRUE
45 | LV_4080-4_0_3_line_45 |  | 35 | 37 | 0.021639 | 0.125 | 0.08 | 261 | 0 | 0.364 | 1 | 3 | cs | TRUE
46 | LV_4080-4_0_3_line_46 |  | 36 | 53 | 0.0013424 | 0.125 | 0.08 | 261 | 0 | 0.364 | 1 | 3 | cs | TRUE
47 | LV_4080-4_0_3_line_47 |  | 37 | 88 | 0.013629 | 0.125 | 0.08 | 261 | 0 | 0.364 | 1 | 3 | cs | TRUE
48 | LV_4080-4_0_3_line_48 |  | 38 | 39 | 0.06448 | 0.125 | 0.08 | 261 | 0 | 0.364 | 1 | 1 | cs | TRUE
49 | LV_4080-4_0_3_line_49 |  | 38 | 40 | 0.0033359 | 0.125 | 0.08 | 261 | 0 | 0.364 | 1 | 1 | cs | TRUE
50 | LV_4080-4_0_3_line_50 |  | 39 | 43 | 0.038967 | 0.125 | 0.08 | 261 | 0 | 0.364 | 1 | 1 | cs | TRUE
51 | LV_4080-4_0_3_line_51 |  | 41 | 64 | 0.018853 | 0.125 | 0.08 | 261 | 0 | 0.364 | 1 | 1 | cs | TRUE
52 | LV_4080-4_0_3_line_52 |  | 43 | 65 | 0.02244 | 0.125 | 0.08 | 261 | 0 | 0.364 | 1 | 1 | cs | TRUE
53 | LV_4080-4_0_3_line_53 |  | 44 | 45 | 0.017662 | 0.125 | 0.08 | 261 | 0 | 0.364 | 1 | 1 | cs | TRUE
54 | LV_4080-4_0_3_line_54 |  | 44 | 46 | 0.017496 | 0.125 | 0.08 | 261 | 0 | 0.364 | 1 | 1 | cs | TRUE
55 | LV_4080-4_0_3_line_55 |  | 44 | 47 | 0.027883 | 0.125 | 0.08 | 261 | 0 | 0.364 | 1 | 1 | cs | TRUE
56 | LV_4080-4_0_3_line_56 |  | 45 | 48 | 0.037116 | 0.125 | 0.08 | 261 | 0 | 0.364 | 1 | 1 | cs | TRUE
57 | LV_4080-4_0_3_line_57 |  | 45 | 49 | 0.018399 | 0.125 | 0.08 | 261 | 0 | 0.364 | 1 | 1 | cs | TRUE
58 | LV_4080-4_0_3_line_58 |  | 46 | 76 | 0.049372 | 0.125 | 0.08 | 261 | 0 | 0.364 | 1 | 1 | cs | TRUE
59 | LV_4080-4_0_3_line_59 |  | 46 | 77 | 0.01204 | 0.125 | 0.08 | 261 | 0 | 0.364 | 1 | 1 | cs | TRUE
60 | LV_4080-4_0_3_line_60 |  | 49 | 50 | 0.01076 | 0.125 | 0.08 | 261 | 0 | 0.364 | 1 | 1 | cs | TRUE
61 | LV_4080-4_0_3_line_61 |  | 51 | 78 | 0.0077955 | 0.125 | 0.08 | 261 | 0 | 0.364 | 1 | 3 | cs | TRUE
62 | LV_4080-4_0_3_line_62 |  | 52 | 53 | 0.028544 | 0.125 | 0.08 | 261 | 0 | 0.364 | 1 | 3 | cs | TRUE
63 | LV_4080-4_0_3_line_63 |  | 54 | 55 | 0.032079 | 0.125 | 0.08 | 261 | 0 | 0.364 | 1 | 1 | cs | TRUE
64 | LV_4080-4_0_3_line_64 |  | 55 | 57 | 0.004645 | 0.125 | 0.08 | 261 | 0 | 0.364 | 1 | 1 | cs | TRUE
65 | LV_4080-4_0_3_line_65 |  | 55 | 66 | 0.0359 | 0.125 | 0.08 | 261 | 0 | 0.364 | 1 | 1 | cs | TRUE
66 | LV_4080-4_0_3_line_66 |  | 56 | 57 | 0.019757 | 0.125 | 0.08 | 261 | 0 | 0.364 | 1 | 1 | cs | TRUE
67 | LV_4080-4_0_3_line_67 |  | 56 | 58 | 0.037556 | 0.125 | 0.08 | 261 | 0 | 0.364 | 1 | 1 | cs | TRUE
68 | LV_4080-4_0_3_line_68 |  | 57 | 72 | 0.012066 | 0.125 | 0.08 | 261 | 0 | 0.364 | 1 | 1 | cs | TRUE
69 | LV_4080-4_0_3_line_69 |  | 57 | 69 | 0.00529 | 0.125 | 0.08 | 261 | 0 | 0.364 | 1 | 1 | cs | TRUE
70 | LV_4080-4_0_3_line_70 |  | 58 | 82 | 0.015075 | 0.125 | 0.08 | 261 | 0 | 0.364 | 1 | 1 | cs | TRUE
71 | LV_4080-4_0_3_line_71 |  | 59 | 60 | 0.069943 | 0.125 | 0.08 | 261 | 0 | 0.364 | 1 | 1 | cs | TRUE
72 | LV_4080-4_0_3_line_72 |  | 59 | 61 | 0.12304 | 0.125 | 0.08 | 261 | 0 | 0.364 | 1 | 1 | cs | TRUE
73 | LV_4080-4_0_3_line_73 |  | 59 | 62 | 0.032097 | 0.125 | 0.08 | 261 | 0 | 0.364 | 1 | 1 | cs | TRUE
74 | LV_4080-4_0_3_line_74 |  | 60 | 67 | 0.022436 | 0.125 | 0.08 | 261 | 0 | 0.364 | 1 | 1 | cs | TRUE
75 | LV_4080-4_0_3_line_75 |  | 60 | 68 | 0.039654 | 0.125 | 0.08 | 261 | 0 | 0.364 | 1 | 1 | cs | TRUE
76 | LV_4080-4_0_3_line_76 |  | 61 | 63 | 0.060804 | 0.125 | 0.08 | 261 | 0 | 0.364 | 1 | 1 | cs | TRUE
77 | LV_4080-4_0_3_line_77 |  | 62 | 71 | 0.0075792 | 0.125 | 0.08 | 261 | 0 | 0.364 | 1 | 1 | cs | TRUE
78 | LV_4080-4_0_3_line_78 |  | 63 | 73 | 0.019349 | 0.125 | 0.08 | 261 | 0 | 0.364 | 1 | 1 | cs | TRUE
79 | LV_4080-4_0_3_line_79 |  | 65 | 99 | 0.0048543 | 0.125 | 0.08 | 261 | 0 | 0.364 | 1 | 1 | cs | TRUE
80 | LV_4080-4_0_3_line_80 |  | 67 | 175 | 0.024568 | 0.125 | 0.08 | 261 | 0 | 0.364 | 1 | 1 | cs | TRUE
81 | LV_4080-4_0_3_line_81 |  | 68 | 164 | 0.00019441 | 0.125 | 0.08 | 261 | 0 | 0.364 | 1 | 1 | cs | TRUE
82 | LV_4080-4_0_3_line_82 |  | 68 | 107 | 0.006329 | 0.125 | 0.08 | 261 | 0 | 0.364 | 1 | 1 | cs | TRUE
83 | LV_4080-4_0_3_line_83 |  | 69 | 70 | 0.0062853 | 0.125 | 0.08 | 261 | 0 | 0.364 | 1 | 1 | cs | TRUE
84 | LV_4080-4_0_3_line_84 |  | 70 | 99 | 0.0067111 | 0.125 | 0.08 | 261 | 0 | 0.364 | 1 | 1 | cs | TRUE
85 | LV_4080-4_0_3_line_85 |  | 73 | 74 | 0.004759 | 0.125 | 0.08 | 261 | 0 | 0.364 | 1 | 1 | cs | TRUE
86 | LV_4080-4_0_3_line_86 |  | 74 | 75 | 0.024193 | 0.125 | 0.08 | 261 | 0 | 0.364 | 1 | 1 | cs | TRUE
87 | LV_4080-4_0_3_line_87 |  | 77 | 83 | 0.013056 | 0.125 | 0.08 | 261 | 0 | 0.364 | 1 | 1 | cs | TRUE
88 | LV_4080-4_0_3_line_88 |  | 78 | 177 | 0.012962 | 0.125 | 0.08 | 261 | 0 | 0.364 | 1 | 3 | cs | TRUE
89 | LV_4080-4_0_3_line_89 |  | 79 | 137 | 0.010691 | 0.125 | 0.08 | 261 | 0 | 0.364 | 1 | 1 | cs | TRUE
90 | LV_4080-4_0_3_line_90 |  | 80 | 161 | 0.016349 | 0.125 | 0.08 | 261 | 0 | 0.364 | 1 | 3 | cs | TRUE
91 | LV_4080-4_0_3_line_91 |  | 82 | 164 | 0.0087557 | 0.125 | 0.08 | 261 | 0 | 0.364 | 1 | 1 | cs | TRUE
92 | LV_4080-4_0_3_line_92 |  | 83 | 84 | 0.0058106 | 0.125 | 0.08 | 261 | 0 | 0.364 | 1 | 1 | cs | TRUE
93 | LV_4080-4_0_3_line_93 |  | 85 | 183 | 0.015105 | 0.125 | 0.08 | 261 | 0 | 0.364 | 1 | 1 | cs | TRUE
94 | LV_4080-4_0_3_line_94 |  | 86 | 169 | 0.021375 | 0.125 | 0.08 | 261 | 0 | 0.364 | 1 | 1 | cs | TRUE
95 | LV_4080-4_0_3_line_95 |  | 87 | 88 | 0.026343 | 0.125 | 0.08 | 261 | 0 | 0.364 | 1 | 3 | cs | TRUE
96 | LV_4080-4_0_3_line_96 |  | 89 | 90 | 0.00035811 | 0.125 | 0.08 | 261 | 0 | 0.364 | 1 | 1 | cs | TRUE
97 | LV_4080-4_0_3_line_97 |  | 89 | 91 | 0.010952 | 0.125 | 0.08 | 261 | 0 | 0.364 | 1 | 1 | cs | TRUE
98 | LV_4080-4_0_3_line_98 |  | 90 | 92 | 0.018127 | 0.125 | 0.08 | 261 | 0 | 0.364 | 1 | 1 | cs | TRUE
99 | LV_4080-4_0_3_line_99 |  | 91 | 93 | 0.01168 | 0.125 | 0.08 | 261 | 0 | 0.364 | 1 | 1 | cs | TRUE
100 | LV_4080-4_0_3_line_100 |  | 92 | 94 | 0.006056 | 0.125 | 0.08 | 261 | 0 | 0.364 | 1 | 1 | cs | TRUE
101 | LV_4080-4_0_3_line_101 |  | 94 | 95 | 0.013179 | 0.125 | 0.08 | 261 | 0 | 0.364 | 1 | 1 | cs | TRUE
102 | LV_4080-4_0_3_line_102 |  | 95 | 109 | 0.0039914 | 0.125 | 0.08 | 261 | 0 | 0.364 | 1 | 1 | cs | TRUE
103 | LV_4080-4_0_3_line_103 |  | 96 | 97 | 0.017341 | 0.125 | 0.08 | 261 | 0 | 0.364 | 1 | 1 | cs | TRUE
104 | LV_4080-4_0_3_line_104 |  | 96 | 98 | 0.011685 | 0.125 | 0.08 | 261 | 0 | 0.364 | 1 | 1 | cs | TRUE
105 | LV_4080-4_0_3_line_105 |  | 98 | 107 | 0.020175 | 0.125 | 0.08 | 261 | 0 | 0.364 | 1 | 1 | cs | TRUE
106 | LV_4080-4_0_3_line_106 |  | 100 | 101 | 0.033575 | 0.125 | 0.08 | 261 | 0 | 0.364 | 1 | 1 | cs | TRUE
107 | LV_4080-4_0_3_line_107 |  | 100 | 102 | 0.026284 | 0.125 | 0.08 | 261 | 0 | 0.364 | 1 | 1 | cs | TRUE
108 | LV_4080-4_0_3_line_108 |  | 101 | 103 | 5.5228e-05 | 0.125 | 0.08 | 261 | 0 | 0.364 | 1 | 1 | cs | TRUE
109 | LV_4080-4_0_3_line_109 |  | 102 | 104 | 0.013147 | 0.125 | 0.08 | 261 | 0 | 0.364 | 1 | 1 | cs | TRUE
110 | LV_4080-4_0_3_line_110 |  | 103 | 105 | 0.010884 | 0.125 | 0.08 | 261 | 0 | 0.364 | 1 | 1 | cs | TRUE
111 | LV_4080-4_0_3_line_111 |  | 105 | 106 | 0.013726 | 0.125 | 0.08 | 261 | 0 | 0.364 | 1 | 1 | cs | TRUE
112 | LV_4080-4_0_3_line_112 |  | 106 | 116 | 0.012545 | 0.125 | 0.08 | 261 | 0 | 0.364 | 1 | 1 | cs | TRUE
113 | LV_4080-4_0_3_line_113 |  | 106 | 112 | 0.009928 | 0.125 | 0.08 | 261 | 0 | 0.364 | 1 | 1 | cs | TRUE
114 | LV_4080-4_0_3_line_114 |  | 108 | 109 | 0.014183 | 0.125 | 0.08 | 261 | 0 | 0.364 | 1 | 1 | cs | TRUE
115 | LV_4080-4_0_3_line_115 |  | 108 | 110 | 0.02429 | 0.125 | 0.08 | 261 | 0 | 0.364 | 1 | 1 | cs | TRUE
116 | LV_4080-4_0_3_line_116 |  | 110 | 111 | 0.009362 | 0.125 | 0.08 | 261 | 0 | 0.364 | 1 | 1 | cs | TRUE
117 | LV_4080-4_0_3_line_117 |  | 110 | 112 | 0.025045 | 0.125 | 0.08 | 261 | 0 | 0.364 | 1 | 1 | cs | TRUE
118 | LV_4080-4_0_3_line_118 |  | 111 | 113 | 0.016973 | 0.125 | 0.08 | 261 | 0 | 0.364 | 1 | 1 | cs | TRUE
119 | LV_4080-4_0_3_line_119 |  | 111 | 114 | 0.0063102 | 0.125 | 0.08 | 261 | 0 | 0.364 | 1 | 1 | cs | TRUE
120 | LV_4080-4_0_3_line_120 |  | 113 | 115 | 0.0089398 | 0.125 | 0.08 | 261 | 0 | 0.364 | 1 | 1 | cs | TRUE
121 | LV_4080-4_0_3_line_121 |  | 115 | 132 | 0.012136 | 0.125 | 0.08 | 261 | 0 | 0.364 | 1 | 1 | cs | TRUE
122 | LV_4080-4_0_3_line_122 |  | 116 | 136 | 0.019506 | 0.125 | 0.08 | 261 | 0 | 0.364 | 1 | 1 | cs | TRUE
123 | LV_4080-4_0_3_line_123 |  | 116 | 133 | 0.013229 | 0.125 | 0.08 | 261 | 0 | 0.364 | 1 | 1 | cs | TRUE
124 | LV_4080-4_0_3_line_124 |  | 117 | 118 | 0.0301 | 0.125 | 0.08 | 261 | 0 | 0.364 | 1 | 1 | cs | TRUE
125 | LV_4080-4_0_3_line_125 |  | 117 | 119 | 0.0022829 | 0.125 | 0.08 | 261 | 0 | 0.364 | 1 | 1 | cs | TRUE
126 | LV_4080-4_0_3_line_126 |  | 118 | 120 | 0.00048516 | 0.125 | 0.08 | 261 | 0 | 0.364 | 1 | 1 | cs | TRUE
127 | LV_4080-4_0_3_line_127 |  | 119 | 121 | 0.030861 | 0.125 | 0.08 | 261 | 0 | 0.364 | 1 | 1 | cs | TRUE
128 | LV_4080-4_0_3_line_128 |  | 119 | 122 | 0.020968 | 0.125 | 0.08 | 261 | 0 | 0.364 | 1 | 1 | cs | TRUE
129 | LV_4080-4_0_3_line_129 |  | 120 | 123 | 0.00027806 | 0.125 | 0.08 | 261 | 0 | 0.364 | 1 | 1 | cs | TRUE
130 | LV_4080-4_0_3_line_130 |  | 121 | 124 | 0.008685 | 0.125 | 0.08 | 261 | 0 | 0.364 | 1 | 1 | cs | TRUE
131 | LV_4080-4_0_3_line_131 |  | 121 | 125 | 0.043761 | 0.125 | 0.08 | 261 | 0 | 0.364 | 1 | 1 | cs | TRUE
132 | LV_4080-4_0_3_line_132 |  | 122 | 126 | 0.015452 | 0.125 | 0.08 | 261 | 0 | 0.364 | 1 | 1 | cs | TRUE
133 | LV_4080-4_0_3_line_133 |  | 123 | 127 | 0.011694 | 0.125 | 0.08 | 261 | 0 | 0.364 | 1 | 1 | cs | TRUE
134 | LV_4080-4_0_3_line_134 |  | 124 | 128 | 0.0040431 | 0.125 | 0.08 | 261 | 0 | 0.364 | 1 | 1 | cs | TRUE
135 | LV_4080-4_0_3_line_135 |  | 124 | 129 | 0.010777 | 0.125 | 0.08 | 261 | 0 | 0.364 | 1 | 1 | cs | TRUE
136 | LV_4080-4_0_3_line_136 |  | 125 | 130 | 0.01771 | 0.125 | 0.08 | 261 | 0 | 0.364 | 1 | 1 | cs | TRUE
137 | LV_4080-4_0_3_line_137 |  | 126 | 131 | 0.0096696 | 0.125 | 0.08 | 261 | 0 | 0.364 | 1 | 1 | cs | TRUE
138 | LV_4080-4_0_3_line_138 |  | 127 | 158 | 0.00081863 | 0.125 | 0.08 | 261 | 0 | 0.364 | 1 | 1 | cs | TRUE
139 | LV_4080-4_0_3_line_139 |  | 131 | 155 | 0.008967 | 0.125 | 0.08 | 261 | 0 | 0.364 | 1 | 1 | cs | TRUE
140 | LV_4080-4_0_3_line_140 |  | 132 | 163 | 0.0047935 | 0.125 | 0.08 | 261 | 0 | 0.364 | 1 | 1 | cs | TRUE
141 | LV_4080-4_0_3_line_141 |  | 133 | 134 | 0.011023 | 0.125 | 0.08 | 261 | 0 | 0.364 | 1 | 1 | cs | TRUE
142 | LV_4080-4_0_3_line_142 |  | 134 | 135 | 0.0090121 | 0.125 | 0.08 | 261 | 0 | 0.364 | 1 | 1 | cs | TRUE
143 | LV_4080-4_0_3_line_143 |  | 136 | 137 | 0.019598 | 0.125 | 0.08 | 261 | 0 | 0.364 | 1 | 1 | cs | TRUE
144 | LV_4080-4_0_3_line_144 |  | 137 | 138 | 0.017417 | 0.125 | 0.08 | 261 | 0 | 0.364 | 1 | 1 | cs | TRUE
145 | LV_4080-4_0_3_line_145 |  | 139 | 140 | 0.021143 | 0.125 | 0.08 | 261 | 0 | 0.364 | 1 | 1 | cs | TRUE
146 | LV_4080-4_0_3_line_146 |  | 139 | 141 | 0.015905 | 0.125 | 0.08 | 261 | 0 | 0.364 | 1 | 1 | cs | TRUE
147 | LV_4080-4_0_3_line_147 |  | 140 | 142 | 0.017155 | 0.125 | 0.08 | 261 | 0 | 0.364 | 1 | 1 | cs | TRUE
148 | LV_4080-4_0_3_line_148 |  | 140 | 143 | 0.009531 | 0.125 | 0.08 | 261 | 0 | 0.364 | 1 | 1 | cs | TRUE
149 | LV_4080-4_0_3_line_149 |  | 143 | 144 | 0.04146 | 0.125 | 0.08 | 261 | 0 | 0.364 | 1 | 1 | cs | TRUE
150 | LV_4080-4_0_3_line_150 |  | 143 | 145 | 0.004381 | 0.125 | 0.08 | 261 | 0 | 0.364 | 1 | 1 | cs | TRUE
151 | LV_4080-4_0_3_line_151 |  | 144 | 146 | 0.020662 | 0.125 | 0.08 | 261 | 0 | 0.364 | 1 | 1 | cs | TRUE
152 | LV_4080-4_0_3_line_152 |  | 145 | 147 | 0.011791 | 0.125 | 0.08 | 261 | 0 | 0.364 | 1 | 1 | cs | TRUE
153 | LV_4080-4_0_3_line_153 |  | 146 | 154 | 0.004418 | 0.125 | 0.08 | 261 | 0 | 0.364 | 1 | 1 | cs | TRUE
154 | LV_4080-4_0_3_line_154 |  | 146 | 151 | 0.023216 | 0.125 | 0.08 | 261 | 0 | 0.364 | 1 | 1 | cs | TRUE
155 | LV_4080-4_0_3_line_155 |  | 148 | 149 | 0.00039933 | 0.125 | 0.08 | 261 | 0 | 0.364 | 1 | 1 | cs | TRUE
156 | LV_4080-4_0_3_line_156 |  | 148 | 150 | 0.030323 | 0.125 | 0.08 | 261 | 0 | 0.364 | 1 | 1 | cs | TRUE
157 | LV_4080-4_0_3_line_157 |  | 149 | 151 | 0.014932 | 0.125 | 0.08 | 261 | 0 | 0.364 | 1 | 1 | cs | TRUE
158 | LV_4080-4_0_3_line_158 |  | 151 | 152 | 0.014763 | 0.125 | 0.08 | 261 | 0 | 0.364 | 1 | 1 | cs | TRUE
159 | LV_4080-4_0_3_line_159 |  | 152 | 153 | 0.022318 | 0.125 | 0.08 | 261 | 0 | 0.364 | 1 | 1 | cs | TRUE
160 | LV_4080-4_0_3_line_160 |  | 153 | 155 | 0.00095656 | 0.125 | 0.08 | 261 | 0 | 0.364 | 1 | 1 | cs | TRUE
161 | LV_4080-4_0_3_line_161 |  | 154 | 156 | 0.020402 | 0.125 | 0.08 | 261 | 0 | 0.364 | 1 | 1 | cs | TRUE
162 | LV_4080-4_0_3_line_162 |  | 156 | 162 | 0.0036147 | 0.125 | 0.08 | 261 | 0 | 0.364 | 1 | 1 | cs | TRUE
163 | LV_4080-4_0_3_line_163 |  | 157 | 158 | 0.011886 | 0.125 | 0.08 | 261 | 0 | 0.364 | 1 | 1 | cs | TRUE
164 | LV_4080-4_0_3_line_164 |  | 157 | 159 | 0.0083426 | 0.125 | 0.08 | 261 | 0 | 0.364 | 1 | 1 | cs | TRUE
165 | LV_4080-4_0_3_line_165 |  | 159 | 160 | 0.017916 | 0.125 | 0.08 | 261 | 0 | 0.364 | 1 | 1 | cs | TRUE
166 | LV_4080-4_0_3_line_166 |  | 161 | 165 | 0.0189 | 0.125 | 0.08 | 261 | 0 | 0.364 | 1 | 2 | cs | TRUE
167 | LV_4080-4_0_3_line_167 |  | 162 | 184 | 0.016654 | 0.125 | 0.08 | 261 | 0 | 0.364 | 1 | 1 | cs | TRUE
168 | LV_4080-4_0_3_line_168 |  | 162 | 180 | 0.019522 | 0.125 | 0.08 | 261 | 0 | 0.364 | 1 | 1 | cs | TRUE
169 | LV_4080-4_0_3_line_169 |  | 165 | 166 | 0.023296 | 0.125 | 0.08 | 261 | 0 | 0.364 | 1 | 2 | cs | TRUE
170 | LV_4080-4_0_3_line_170 |  | 166 | 167 | 0.014668 | 0.125 | 0.08 | 261 | 0 | 0.364 | 1 | 2 | cs | TRUE
171 | LV_4080-4_0_3_line_171 |  | 167 | 174 | 0.021306 | 0.125 | 0.08 | 261 | 0 | 0.364 | 1 | 1 | cs | TRUE
172 | LV_4080-4_0_3_line_172 |  | 167 | 173 | 0.011832 | 0.125 | 0.08 | 261 | 0 | 0.364 | 1 | 1 | cs | TRUE
173 | LV_4080-4_0_3_line_173 |  | 168 | 169 | 0.0050843 | 0.125 | 0.08 | 261 | 0 | 0.364 | 1 | 1 | cs | TRUE
174 | LV_4080-4_0_3_line_174 |  | 170 | 171 | 0.026496 | 0.125 | 0.08 | 261 | 0 | 0.364 | 1 | 1 | cs | TRUE
175 | LV_4080-4_0_3_line_175 |  | 171 | 172 | 0.013352 | 0.125 | 0.08 | 261 | 0 | 0.364 | 1 | 1 | cs | TRUE
176 | LV_4080-4_0_3_line_176 |  | 171 | 173 | 0.011259 | 0.125 | 0.08 | 261 | 0 | 0.364 | 1 | 1 | cs | TRUE
177 | LV_4080-4_0_3_line_177 |  | 174 | 175 | 0.0047315 | 0.125 | 0.08 | 261 | 0 | 0.364 | 1 | 1 | cs | TRUE
178 | LV_4080-4_0_3_line_178 |  | 176 | 177 | 0.003956 | 0.125 | 0.08 | 261 | 0 | 0.364 | 1 | 3 | cs | TRUE
179 | LV_4080-4_0_3_line_179 |  | 178 | 179 | 0.024557 | 0.125 | 0.08 | 261 | 0 | 0.364 | 1 | 1 | cs | TRUE
180 | LV_4080-4_0_3_line_180 |  | 178 | 180 | 0.018062 | 0.125 | 0.08 | 261 | 0 | 0.364 | 1 | 1 | cs | TRUE
181 | LV_4080-4_0_3_line_181 |  | 179 | 181 | 0.0091267 | 0.125 | 0.08 | 261 | 0 | 0.364 | 1 | 1 | cs | TRUE
182 | LV_4080-4_0_3_line_182 |  | 180 | 182 | 0.010353 | 0.125 | 0.08 | 261 | 0 | 0.364 | 1 | 1 | cs | TRUE
183 | LV_4080-4_0_3_line_183 |  | 182 | 183 | 0.0017589 | 0.125 | 0.08 | 261 | 0 | 0.364 | 1 | 1 | cs | TRUE
184 | LV_4080-4_0_3_line_184 |  | 184 | 185 | 0.018122 | 0.125 | 0.08 | 261 | 0 | 0.364 | 1 | 1 | cs | TRUE

## trafo
| name | std_type | hv_bus | lv_bus | sn_mva | vn_hv_kv | vn_lv_kv | vk_percent | vkr_percent | pfe_kw | i0_percent | shift_degree | tap_side | tap_neutral | tap_min | tap_max | tap_step_percent | tap_step_degree | tap_pos | tap_phase_shifter | parallel | df | in_service
0 | LV_4080-4_0_3_trafo_26 | 0.63 MVA 20/0.4 kV | 186 | 11 | 0.63 | 20 | 0.4 | 6 | 1.206 | 1.65 | 0.2619 | 150 | hv | 0 | -2 | 2 | 2.5 | 0 | 0 | FALSE | 1 | 1 | TRUE

## line_geodata
| x0 | y0 | x1 | y1 | x2 | y2 | x3 | y3 | x4 | y4 | x5 | y5 | x6 | y6 | x7 | y7 | x8 | y8
0 | 2660799.7754 | 1244414.0831 | 2660788.0867 | 1244407.2921
1 | 2660797.753 | 1244391.6915 | 2660788.0867 | 1244407.2921
2 | 2660772.8462 | 1244444.7616 | 2660771.3577 | 1244441.7887 | 2660770.0609 | 1244439.2849 | 2660782.0392 | 1244433.3034 | 2660787.7332 | 1244429.9817 | 2660791.8964 | 1244427.089 | 2660799.7754 | 1244414.0831
3 | 2660797.753 | 1244391.6915 | 2660788.2687 | 1244386.5798
4 | 2660772.8462 | 1244444.7616 | 2660761.2481 | 1244451.4331
5 | 2660746.3608 | 1244452.051 | 2660748.6249 | 1244453.8087 | 2660771.3577 | 1244441.7887 | 2660772.8462 | 1244444.7616
6 | 2660781.2786 | 1244382.9057 | 2660788.2687 | 1244386.5798
7 | 2660788.2687 | 1244386.5798 | 2660794.1829 | 1244377.6812
8 | 2660817.6178 | 1244380.821 | 2660820.6553 | 1244383.0647 | 2660824.5824 | 1244385.5178
9 | 2660795.3222 | 1244375.967 | 2660797.5939 | 1244376.9799 | 2660800.7204 | 1244374.9661 | 2660806.1818 | 1244374.4439 | 2660811.3258 | 1244376.1311 | 2660817.6178 | 1244380.821
10 | 2660817.6178 | 1244380.821 | 2660829.6351 | 1244367.7782
11 | 2660824.5824 | 1244385.5178 | 2660841.23 | 1244398.7752 | 2660841.3126 | 1244409.8725 | 2660822.6704 | 1244440.7915
12 | 2660824.5824 | 1244385.5178 | 2660835.4918 | 1244373.1242
13 | 2660824.5824 | 1244385.5178 | 2660814.4889 | 1244400.0242 | 2660813.9347 | 1244400.9887
14 | 2660795.3222 | 1244375.967 | 2660794.1829 | 1244377.6812
15 | 2660726.4669 | 1244467.2689 | 2660748.6249 | 1244453.8087 | 2660746.3608 | 1244452.051
16 | 2660746.3608 | 1244452.051 | 2660744.7865 | 1244450.8229 | 2660742.9996 | 1244422.3852 | 2660750.462 | 1244410.5117
17 | 2660720.1003 | 1244464.702 | 2660726.4669 | 1244467.2689
18 | 2660726.4669 | 1244467.2689 | 2660742.1284 | 1244476.6712
19 | 2660726.4669 | 1244467.2689 | 2660716.1969 | 1244473.2234 | 2660707.479 | 1244481.8401 | 2660703.5443 | 1244487.2323
20 | 2660720.1003 | 1244464.702 | 2660714.9885 | 1244459.1348
21 | 2660720.1003 | 1244464.702 | 2660714.5553 | 1244468.9704 | 2660709.2021 | 1244475.1754 | 2660699.3293 | 1244486.6267 | 2660694.929 | 1244492.8631
22 | 2660758.7782 | 1244486.667 | 2660742.1284 | 1244476.6712
23 | 2660695.9548 | 1244497.633 | 2660703.5443 | 1244487.2323
24 | 2660714.9885 | 1244459.1348 | 2660699.6419 | 1244449.2052
25 | 2660714.9885 | 1244459.1348 | 2660718.2691 | 1244450.9183 | 2660728.1895 | 1244432.3128
26 | 2660694.929 | 1244492.8631 | 2660684.0422 | 1244508.2923
27 | 2660758.7782 | 1244486.667 | 2660775.9404 | 1244496.9703
28 | 2660902.8655 | 1244397.7956 | 2660899.7116 | 1244403.9452 | 2660884.2923 | 1244426.7078
29 | 2660902.8655 | 1244397.7956 | 2660908.1805 | 1244393.8586 | 2660910.5691 | 1244388.6462 | 2660952.324 | 1244427.2568 | 2660958.8765 | 1244433.0613 | 2660961.6408 | 1244435.4136
30 | 2660892.9116 | 1244392.8012 | 2660896.6491 | 1244394.5741 | 2660902.8655 | 1244397.7956
31 | 2660868.3349 | 1244449.6582 | 2660883.675 | 1244427.6191 | 2660884.2923 | 1244426.7078
32 | 2660961.6408 | 1244435.4136 | 2660957.7993 | 1244443.0238 | 2660931.1434 | 1244504.0878
33 | 2660892.9116 | 1244392.8012 | 2660893.8465 | 1244390.0644 | 2660894.7614 | 1244387.1176
34 | 2660827.8027 | 1244515.8286 | 2660852.1563 | 1244527.742
35 | 2660815.9971 | 1244519.7214 | 2660819.5283 | 1244521.7145 | 2660822.7762 | 1244513.7424 | 2660827.8027 | 1244515.8286
36 | 2660815.9971 | 1244519.7214 | 2660820.3811 | 1244507.8138 | 2660826.2747 | 1244496.2593
37 | 2660815.9971 | 1244519.7214 | 2660797.4139 | 1244509.2027
38 | 2660815.9971 | 1244519.7214 | 2660810.939 | 1244538.6339
39 | 2660700.3871 | 1244603.295 | 2660680.0512 | 1244609.3356
40 | 2660700.3871 | 1244603.295 | 2660705.3897 | 1244599.588 | 2660723.145 | 1244594.1072
41 | 2660680.0512 | 1244609.3356 | 2660679.7982 | 1244603.7848 | 2660682.8273 | 1244596.4087
42 | 2660680.0512 | 1244609.3356 | 2660661.8193 | 1244623.192
43 | 2660723.145 | 1244594.1072 | 2660734.4304 | 1244590.6235 | 2660740.2409 | 1244589.1829
44 | 2660799.7265 | 1244573.6471 | 2660802.2217 | 1244567.2128
45 | 2660799.7265 | 1244573.6471 | 2660794.0541 | 1244576.3464 | 2660779.135 | 1244579.5402 | 2660779.038 | 1244579.5643
46 | 2660802.7071 | 1244565.9613 | 2660802.2217 | 1244567.2128
47 | 2660779.038 | 1244579.5643 | 2660765.8097 | 1244582.8439
48 | 2660851.2464 | 1244203.2223 | 2660868.6731 | 1244203.201 | 2660867.2344 | 1244233.6736 | 2660881.6144 | 1244241.8601
49 | 2660851.2464 | 1244203.2223 | 2660851.2997 | 1244199.8868
50 | 2660881.6144 | 1244241.8601 | 2660880.6643 | 1244243.8628 | 2660877.2342 | 1244249.6871 | 2660875.0207 | 1244251.0876 | 2660871.4895 | 1244252.7636 | 2660864.926 | 1244260.5238 | 2660865.3638 | 1244264.2531 | 2660864.0916 | 1244265.9857 | 2660858.9526 | 1244271.3029
51 | 2660931.1434 | 1244504.0878 | 2660923.6007 | 1244521.3667
52 | 2660843.766 | 1244287.8128 | 2660850.8015 | 1244279.7366 | 2660858.9526 | 1244271.3029
53 | 2660839.7847 | 1244470.4204 | 2660844.2338 | 1244473.546 | 2660848.5649 | 1244476.3812 | 2660852.3363 | 1244470.4269
54 | 2660867.9033 | 1244478.5031 | 2660852.3363 | 1244470.4269
55 | 2660852.3363 | 1244470.4269 | 2660861.5878 | 1244456.2232 | 2660863.1122 | 1244457.1617 | 2660868.3349 | 1244449.6582
56 | 2660839.7847 | 1244470.4204 | 2660861.6381 | 1244440.4198
57 | 2660839.7847 | 1244470.4204 | 2660831.1701 | 1244486.6776
58 | 2660867.9033 | 1244478.5031 | 2660891.8049 | 1244443.9247 | 2660898.5227 | 1244446.8734
59 | 2660867.9033 | 1244478.5031 | 2660864.4126 | 1244488.7632 | 2660863.9338 | 1244489.8659
60 | 2660826.2747 | 1244496.2593 | 2660830.9539 | 1244487.0857 | 2660831.1701 | 1244486.6776
61 | 2660790.6297 | 1244505.3627 | 2660797.4139 | 1244509.2027
62 | 2660802.7071 | 1244565.9613 | 2660809.3572 | 1244544.5481 | 2660810.939 | 1244538.6339
63 | 2660839.2936 | 1244308.3381 | 2660842.5642 | 1244315.8545 | 2660857.9841 | 1244334.0905
64 | 2660839.2936 | 1244308.3381 | 2660834.6371 | 1244308.4794
65 | 2660839.2936 | 1244308.3381 | 2660841.5166 | 1244299.377 | 2660844.958 | 1244293.1858 | 2660858.0491 | 1244278.62
66 | 2660814.9288 | 1244307.7436 | 2660826.2085 | 1244308.7487 | 2660834.6371 | 1244308.4794
67 | 2660814.9288 | 1244307.7436 | 2660798.0697 | 1244306.2365 | 2660789.6427 | 1244305.6053 | 2660777.7208 | 1244303.1148
68 | 2660834.6371 | 1244308.4794 | 2660837.3396 | 1244314.6557 | 2660840.4008 | 1244319.0123
69 | 2660834.6371 | 1244308.4794 | 2660834.9784 | 1244303.2015
70 | 2660765.2765 | 1244294.6533 | 2660767.9152 | 1244296.8991 | 2660777.7208 | 1244303.1148
71 | 2660795.7337 | 1244302.6434 | 2660801.778 | 1244292.4428 | 2660815.2486 | 1244267.7084 | 2660805.6168 | 1244239.3793
72 | 2660805.6168 | 1244239.3793 | 2660811.0929 | 1244233.0088 | 2660815.4872 | 1244223.8031 | 2660819.4078 | 1244159.0881 | 2660824.1796 | 1244137.4 | 2660815.2111 | 1244122.4868
73 | 2660805.6168 | 1244239.3793 | 2660794.0772 | 1244218.747 | 2660785.6222 | 1244218.5842
74 | 2660795.7337 | 1244302.6434 | 2660785.9037 | 1244322.811
75 | 2660795.7337 | 1244302.6434 | 2660772.7008 | 1244294.4798 | 2660762.9061 | 1244290.8881 | 2660758.4608 | 1244288.8524
76 | 2660815.2111 | 1244122.4868 | 2660763.5323 | 1244154.5238
77 | 2660785.6222 | 1244218.5842 | 2660778.0444 | 1244218.4382
78 | 2660751.0482 | 1244139.7415 | 2660763.5323 | 1244154.5238
79 | 2660843.766 | 1244287.8128 | 2660840.5775 | 1244291.4731 | 2660840.5775 | 1244291.4731
80 | 2660785.9037 | 1244322.811 | 2660779.0062 | 1244336.9622 | 2660774.5401 | 1244344.5745
81 | 2660758.6089 | 1244288.9784 | 2660758.4608 | 1244288.8524
82 | 2660758.4608 | 1244288.8524 | 2660753.9038 | 1244284.4472
83 | 2660834.9784 | 1244303.2015 | 2660837.6641 | 1244297.5188
84 | 2660837.6641 | 1244297.5188 | 2660837.682 | 1244297.4809 | 2660840.5775 | 1244291.4731
85 | 2660748.033 | 1244136.0525 | 2660751.0482 | 1244139.7415
86 | 2660748.033 | 1244136.0525 | 2660738.0534 | 1244158.0918
87 | 2660858.7332 | 1244501.8417 | 2660863.9338 | 1244489.8659
88 | 2660790.6297 | 1244505.3627 | 2660779.3491 | 1244498.9775
89 | 2660690.6658 | 1244443.3975 | 2660699.6419 | 1244449.2052
90 | 2660728.1895 | 1244432.3128 | 2660735.8815 | 1244417.8865
91 | 2660765.2765 | 1244294.6533 | 2660758.6089 | 1244288.9784
92 | 2660858.7332 | 1244501.8417 | 2660857.9424 | 1244503.6626 | 2660857.9655 | 1244507.4879
93 | 2660688.5654 | 1244582.436 | 2660682.8273 | 1244596.4087
94 | 2660647.1294 | 1244638.7191 | 2660661.8193 | 1244623.192
95 | 2660765.8097 | 1244582.8439 | 2660740.2409 | 1244589.1829
96 | 2660656.3737 | 1244328.1011 | 2660656.5378 | 1244327.7828
97 | 2660661.556 | 1244318.0478 | 2660656.5378 | 1244327.7828
98 | 2660648.0678 | 1244344.2137 | 2660656.3737 | 1244328.1011
99 | 2660661.556 | 1244318.0478 | 2660661.6473 | 1244317.8708 | 2660666.8989 | 1244307.6617
100 | 2660645.293 | 1244349.5966 | 2660648.0678 | 1244344.2137
101 | 2660645.293 | 1244349.5966 | 2660643.0205 | 1244354.0051 | 2660638.5827 | 1244360.923
102 | 2660638.5827 | 1244360.923 | 2660636.4276 | 1244364.2826
103 | 2660725.1839 | 1244294.3934 | 2660722.4846 | 1244311.5219
104 | 2660725.1839 | 1244294.3934 | 2660728.5495 | 1244289.7024 | 2660734.1985 | 1244287.9593
105 | 2660753.9038 | 1244284.4472 | 2660745.71 | 1244284.6523 | 2660737.8966 | 1244286.8183 | 2660734.1985 | 1244287.9593
106 | 2660674.0341 | 1244361.2703 | 2660658.6754 | 1244391.1259
107 | 2660674.0341 | 1244361.2703 | 2660682.9324 | 1244343.9728 | 2660685.4317 | 1244337.6147
108 | 2660658.6754 | 1244391.1259 | 2660658.6501 | 1244391.175
109 | 2660690.2412 | 1244325.3793 | 2660685.4317 | 1244337.6147
110 | 2660658.6501 | 1244391.175 | 2660653.6712 | 1244400.8536
111 | 2660648.525 | 1244413.5575 | 2660652.0535 | 1244403.9981 | 2660653.6712 | 1244400.8536
112 | 2660658.3747 | 1244421.3635 | 2660648.525 | 1244413.5575
113 | 2660648.525 | 1244413.5575 | 2660640.0742 | 1244408.3471
114 | 2660628.7698 | 1244376.2203 | 2660636.4276 | 1244364.2826
115 | 2660617.8266 | 1244397.5774 | 2660619.3533 | 1244390.8996 | 2660628.7698 | 1244376.2203
116 | 2660608.5051 | 1244398.7052 | 2660617.8266 | 1244397.5774
117 | 2660617.8266 | 1244397.5774 | 2660624.8328 | 1244398.9499 | 2660640.0742 | 1244408.3471
118 | 2660608.5051 | 1244398.7052 | 2660594.3982 | 1244400.0288 | 2660591.6029 | 1244400.2497
119 | 2660608.5051 | 1244398.7052 | 2660606.6696 | 1244401.5884 | 2660604.74 | 1244403.743
120 | 2660582.6909 | 1244400.9543 | 2660591.6029 | 1244400.2497
121 | 2660582.6909 | 1244400.9543 | 2660578.0805 | 1244392.8906 | 2660576.8763 | 1244390.3104
122 | 2660658.3747 | 1244421.3635 | 2660667.6074 | 1244428.1736 | 2660674.3111 | 1244432.5996
123 | 2660658.3747 | 1244421.3635 | 2660651.4496 | 1244432.6346
124 | 2660545.9081 | 1244499.0331 | 2660554.3281 | 1244489.2584 | 2660562.0106 | 1244479.8971 | 2660562.5474 | 1244474.8369
125 | 2660562.7882 | 1244472.5667 | 2660562.5474 | 1244474.8369
126 | 2660545.5914 | 1244499.4007 | 2660545.9081 | 1244499.0331
127 | 2660570.7613 | 1244442.8834 | 2660565.0605 | 1244458.7249 | 2660562.7882 | 1244472.5667
128 | 2660562.7882 | 1244472.5667 | 2660570.2209 | 1244475.0887 | 2660580.8638 | 1244482.7593
129 | 2660545.4099 | 1244499.6114 | 2660545.5914 | 1244499.4007
130 | 2660573.912 | 1244434.7878 | 2660570.7613 | 1244442.8834
131 | 2660570.7613 | 1244442.8834 | 2660609.7583 | 1244455.7681 | 2660612.4479 | 1244455.6879
132 | 2660580.8638 | 1244482.7593 | 2660593.3997 | 1244491.7942
133 | 2660545.4099 | 1244499.6114 | 2660543.6755 | 1244501.6249 | 2660539.3554 | 1244509.5619
134 | 2660573.912 | 1244434.7878 | 2660575.2503 | 1244430.9726
135 | 2660573.912 | 1244434.7878 | 2660578.7845 | 1244432.725 | 2660582.4441 | 1244428.6387
136 | 2660625.3001 | 1244447.1209 | 2660620.5903 | 1244455.4451 | 2660612.4479 | 1244455.6879
137 | 2660601.2443 | 1244497.4479 | 2660593.3997 | 1244491.7942
138 | 2660538.9641 | 1244510.281 | 2660539.3554 | 1244509.5619
139 | 2660608.5188 | 1244502.6908 | 2660601.2443 | 1244497.4479
140 | 2660574.8491 | 1244385.9667 | 2660576.8763 | 1244390.3104
141 | 2660645.6792 | 1244442.0263 | 2660651.4496 | 1244432.6346
142 | 2660640.9614 | 1244449.7049 | 2660645.6792 | 1244442.0263
143 | 2660690.6658 | 1244443.3975 | 2660674.3111 | 1244432.5996
144 | 2660690.6658 | 1244443.3975 | 2660680.9363 | 1244457.8436
145 | 2660606.5774 | 1244578.4749 | 2660590.1188 | 1244565.2037
146 | 2660577.7374 | 1244555.2201 | 2660590.1188 | 1244565.2037
147 | 2660606.5774 | 1244578.4749 | 2660617.7276 | 1244565.4373
148 | 2660614.0123 | 1244584.466 | 2660606.5774 | 1244578.4749
149 | 2660614.0123 | 1244584.466 | 2660620.0897 | 1244578.3572 | 2660643.4352 | 1244555.2566
150 | 2660617.3228 | 1244587.3462 | 2660614.0123 | 1244584.466
151 | 2660656.9627 | 1244540.219 | 2660654.5857 | 1244542.1071 | 2660654.0219 | 1244544.781 | 2660643.4352 | 1244555.2566
152 | 2660617.3228 | 1244587.3462 | 2660609.0453 | 1244595.743
153 | 2660656.9627 | 1244540.219 | 2660660.3874 | 1244543.0226
154 | 2660638.9547 | 1244525.5028 | 2660656.9627 | 1244540.219
155 | 2660647.9496 | 1244513.0873 | 2660647.7153 | 1244513.4107
156 | 2660647.2463 | 1244489.096 | 2660654.1451 | 1244493.5695 | 2660655.6888 | 1244497.0543 | 2660654.6752 | 1244503.8041 | 2660647.9496 | 1244513.0873
157 | 2660638.9547 | 1244525.5028 | 2660647.7153 | 1244513.4107
158 | 2660638.9547 | 1244525.5028 | 2660627.176 | 1244516.6031
159 | 2660609.2948 | 1244503.2501 | 2660613.8191 | 1244506.5108 | 2660627.176 | 1244516.6031
160 | 2660609.2948 | 1244503.2501 | 2660608.5188 | 1244502.6908
161 | 2660660.3874 | 1244543.0226 | 2660676.409 | 1244555.6543
162 | 2660679.2476 | 1244557.8922 | 2660676.409 | 1244555.6543
163 | 2660538.9641 | 1244510.281 | 2660534.6961 | 1244518.1223 | 2660533.4841 | 1244520.8212
164 | 2660530.0667 | 1244528.4316 | 2660533.4841 | 1244520.8212
165 | 2660530.0667 | 1244528.4316 | 2660526.724 | 1244535.8753 | 2660522.5525 | 1244544.6951
166 | 2660735.8815 | 1244417.8865 | 2660737.4614 | 1244414.9234 | 2660744.6536 | 1244401.1452
167 | 2660679.2476 | 1244557.8922 | 2660671.5982 | 1244572.6857
168 | 2660679.2476 | 1244557.8922 | 2660690.7091 | 1244566.9267 | 2660693.1663 | 1244571.2325
169 | 2660744.6536 | 1244401.1452 | 2660755.4337 | 1244380.4934
170 | 2660761.6181 | 1244367.1937 | 2660755.6754 | 1244380.0305 | 2660755.4337 | 1244380.4934
171 | 2660772.1457 | 1244348.6555 | 2660761.6181 | 1244367.1937
172 | 2660761.6181 | 1244367.1937 | 2660751.2842 | 1244361.4304
173 | 2660647.1294 | 1244638.7191 | 2660642.3861 | 1244640.5499
174 | 2660741.4508 | 1244355.9462 | 2660730.5556 | 1244380.0988
175 | 2660741.4508 | 1244355.9462 | 2660729.7668 | 1244349.4222
176 | 2660741.4508 | 1244355.9462 | 2660751.2842 | 1244361.4304
177 | 2660772.1457 | 1244348.6555 | 2660774.5401 | 1244344.5745
178 | 2660775.9404 | 1244496.9703 | 2660778.2066 | 1244498.3308 | 2660779.3491 | 1244498.9775
179 | 2660707.327 | 1244562.9343 | 2660710.0442 | 1244554.5827 | 2660715.5049 | 1244545.9882 | 2660720.5873 | 1244543.6549
180 | 2660693.1663 | 1244571.2325 | 2660705.8077 | 1244567.6038 | 2660707.327 | 1244562.9343
181 | 2660729.5898 | 1244542.3521 | 2660721.2143 | 1244543.3671 | 2660720.5873 | 1244543.6549
182 | 2660693.1663 | 1244571.2325 | 2660689.2335 | 1244580.809
183 | 2660688.5654 | 1244582.436 | 2660689.2335 | 1244580.809
184 | 2660663.2744 | 1244588.7834 | 2660671.5982 | 1244572.6857

## bus_geodata
| x | y | coords
0 | 2660788.0867 | 1244407.2921
1 | 2660799.7754 | 1244414.0831
2 | 2660797.753 | 1244391.6915
3 | 2660772.8462 | 1244444.7616
4 | 2660788.2687 | 1244386.5798
5 | 2660817.6178 | 1244380.821
6 | 2660824.5824 | 1244385.5178
7 | 2660795.3222 | 1244375.967
8 | 2660829.6351 | 1244367.7782
9 | 2660746.3608 | 1244452.051
10 | 2660726.4669 | 1244467.2689
11 | 2660750.462 | 1244410.5117
12 | 2660761.2481 | 1244451.4331
13 | 2660720.1003 | 1244464.702
14 | 2660742.1284 | 1244476.6712
15 | 2660703.5443 | 1244487.2323
16 | 2660822.6704 | 1244440.7915
17 | 2660835.4918 | 1244373.1242
18 | 2660813.9347 | 1244400.9887
19 | 2660781.2786 | 1244382.9057
20 | 2660794.1829 | 1244377.6812
21 | 2660714.9885 | 1244459.1348
22 | 2660694.929 | 1244492.8631
23 | 2660758.7782 | 1244486.667
24 | 2660695.9548 | 1244497.633
25 | 2660902.8655 | 1244397.7956
26 | 2660884.2923 | 1244426.7078
27 | 2660961.6408 | 1244435.4136
28 | 2660892.9116 | 1244392.8012
29 | 2660827.8027 | 1244515.8286
30 | 2660852.1563 | 1244527.742
31 | 2660815.9971 | 1244519.7214
32 | 2660700.3871 | 1244603.295
33 | 2660680.0512 | 1244609.3356
34 | 2660723.145 | 1244594.1072
35 | 2660799.7265 | 1244573.6471
36 | 2660802.2217 | 1244567.2128
37 | 2660779.038 | 1244579.5643
38 | 2660851.2464 | 1244203.2223
39 | 2660881.6144 | 1244241.8601
40 | 2660851.2997 | 1244199.8868
41 | 2660931.1434 | 1244504.0878
42 | 2660894.7614 | 1244387.1176
43 | 2660858.9526 | 1244271.3029
44 | 2660852.3363 | 1244470.4269
45 | 2660839.7847 | 1244470.4204
46 | 2660867.9033 | 1244478.5031
47 | 2660868.3349 | 1244449.6582
48 | 2660861.6381 | 1244440.4198
49 | 2660831.1701 | 1244486.6776
50 | 2660826.2747 | 1244496.2593
51 | 2660797.4139 | 1244509.2027
52 | 2660810.939 | 1244538.6339
53 | 2660802.7071 | 1244565.9613
54 | 2660857.9841 | 1244334.0905
55 | 2660839.2936 | 1244308.3381
56 | 2660814.9288 | 1244307.7436
57 | 2660834.6371 | 1244308.4794
58 | 2660777.7208 | 1244303.1148
59 | 2660805.6168 | 1244239.3793
60 | 2660795.7337 | 1244302.6434
61 | 2660815.2111 | 1244122.4868
62 | 2660785.6222 | 1244218.5842
63 | 2660763.5323 | 1244154.5238
64 | 2660923.6007 | 1244521.3667
65 | 2660843.766 | 1244287.8128
66 | 2660858.0491 | 1244278.62
67 | 2660785.9037 | 1244322.811
68 | 2660758.4608 | 1244288.8524
69 | 2660834.9784 | 1244303.2015
70 | 2660837.6641 | 1244297.5188
71 | 2660778.0444 | 1244218.4382
72 | 2660840.4008 | 1244319.0123
73 | 2660751.0482 | 1244139.7415
74 | 2660748.033 | 1244136.0525
75 | 2660738.0534 | 1244158.0918
76 | 2660898.5227 | 1244446.8734
77 | 2660863.9338 | 1244489.8659
78 | 2660790.6297 | 1244505.3627
79 | 2660699.6419 | 1244449.2052
80 | 2660728.1895 | 1244432.3128
81 | 2660684.0422 | 1244508.2923
82 | 2660765.2765 | 1244294.6533
83 | 2660858.7332 | 1244501.8417
84 | 2660857.9655 | 1244507.4879
85 | 2660682.8273 | 1244596.4087
86 | 2660661.8192 | 1244623.192
87 | 2660740.2409 | 1244589.1829
88 | 2660765.8097 | 1244582.8439
89 | 2660656.5378 | 1244327.7828
90 | 2660656.3737 | 1244328.1011
91 | 2660661.556 | 1244318.0478
92 | 2660648.0678 | 1244344.2137
93 | 2660666.8989 | 1244307.6617
94 | 2660645.2929 | 1244349.5966
95 | 2660638.5827 | 1244360.923
96 | 2660725.1839 | 1244294.3934
97 | 2660722.4846 | 1244311.5219
98 | 2660734.1985 | 1244287.9593
99 | 2660840.5775 | 1244291.4731
100 | 2660674.0341 | 1244361.2703
101 | 2660658.6754 | 1244391.1259
102 | 2660685.4317 | 1244337.6147
103 | 2660658.6501 | 1244391.175
104 | 2660690.2412 | 1244325.3793
105 | 2660653.6712 | 1244400.8536
106 | 2660648.525 | 1244413.5575
107 | 2660753.9038 | 1244284.4472
108 | 2660628.7698 | 1244376.2203
109 | 2660636.4276 | 1244364.2826
110 | 2660617.8266 | 1244397.5774
111 | 2660608.5051 | 1244398.7052
112 | 2660640.0742 | 1244408.3471
113 | 2660591.6029 | 1244400.2497
114 | 2660604.74 | 1244403.743
115 | 2660582.6909 | 1244400.9543
116 | 2660658.3747 | 1244421.3635
117 | 2660562.5474 | 1244474.8369
118 | 2660545.9081 | 1244499.0331
119 | 2660562.7882 | 1244472.5667
120 | 2660545.5914 | 1244499.4007
121 | 2660570.7613 | 1244442.8834
122 | 2660580.8638 | 1244482.7593
123 | 2660545.4099 | 1244499.6114
124 | 2660573.912 | 1244434.7878
125 | 2660612.4479 | 1244455.6879
126 | 2660593.3997 | 1244491.7942
127 | 2660539.3554 | 1244509.5619
128 | 2660575.2503 | 1244430.9726
129 | 2660582.4441 | 1244428.6387
130 | 2660625.3001 | 1244447.1209
131 | 2660601.2443 | 1244497.4479
132 | 2660576.8763 | 1244390.3104
133 | 2660651.4496 | 1244432.6346
134 | 2660645.6792 | 1244442.0263
135 | 2660640.9614 | 1244449.7049
136 | 2660674.3111 | 1244432.5996
137 | 2660690.6659 | 1244443.3975
138 | 2660680.9363 | 1244457.8436
139 | 2660590.1188 | 1244565.2037
140 | 2660606.5774 | 1244578.4749
141 | 2660577.7374 | 1244555.2201
142 | 2660617.7276 | 1244565.4373
143 | 2660614.0123 | 1244584.466
144 | 2660643.4352 | 1244555.2566
145 | 2660617.3228 | 1244587.3462
146 | 2660656.9627 | 1244540.219
147 | 2660609.0453 | 1244595.743
148 | 2660647.9496 | 1244513.0873
149 | 2660647.7153 | 1244513.4107
150 | 2660647.2463 | 1244489.096
151 | 2660638.9547 | 1244525.5028
152 | 2660627.176 | 1244516.6031
153 | 2660609.2948 | 1244503.2501
154 | 2660660.3874 | 1244543.0226
155 | 2660608.5188 | 1244502.6908
156 | 2660676.409 | 1244555.6543
157 | 2660533.4841 | 1244520.8212
158 | 2660538.9641 | 1244510.281
159 | 2660530.0667 | 1244528.4316
160 | 2660522.5525 | 1244544.6951
161 | 2660735.8815 | 1244417.8865
162 | 2660679.2476 | 1244557.8922
163 | 2660574.8491 | 1244385.9667
164 | 2660758.6089 | 1244288.9784
165 | 2660744.6536 | 1244401.1452
166 | 2660755.4337 | 1244380.4934
167 | 2660761.6181 | 1244367.1937
168 | 2660642.3861 | 1244640.5499
169 | 2660647.1294 | 1244638.7191
170 | 2660730.5556 | 1244380.0988
171 | 2660741.4508 | 1244355.9462
172 | 2660729.7668 | 1244349.4222
173 | 2660751.2842 | 1244361.4304
174 | 2660772.1457 | 1244348.6555
175 | 2660774.5401 | 1244344.5745
176 | 2660775.9404 | 1244496.9703
177 | 2660779.3491 | 1244498.9775
178 | 2660707.327 | 1244562.9343
179 | 2660720.5873 | 1244543.6549
180 | 2660693.1663 | 1244571.2325
181 | 2660729.5898 | 1244542.3521
182 | 2660689.2335 | 1244580.809
183 | 2660688.5654 | 1244582.436
184 | 2660671.5982 | 1244572.6857
185 | 2660663.2744 | 1244588.7834
186 | 2660755.2754 | 1244402.8531

## line_std_types
| c_nf_per_km | r_ohm_per_km | x_ohm_per_km | max_i_ka | type | q_mm2 | alpha | voltage_rating
NAYY 4x50 SE | 210 | 0.642 | 0.083 | 0.142 | cs | 50 | 0.00403 | LV
NAYY 4x120 SE | 264 | 0.225 | 0.08 | 0.242 | cs | 120 | 0.00403 | LV
NAYY 4x150 SE | 261 | 0.208 | 0.08 | 0.27 | cs | 150 | 0.00403 | LV
NA2XS2Y 1x95 RM/25 12/20 kV | 216 | 0.313 | 0.132 | 0.252 | cs | 95 | 0.00403 | MV
NA2XS2Y 1x185 RM/25 12/20 kV | 273 | 0.161 | 0.117 | 0.362 | cs | 185 | 0.00403 | MV
NA2XS2Y 1x240 RM/25 12/20 kV | 304 | 0.122 | 0.112 | 0.421 | cs | 240 | 0.00403 | MV
NA2XS2Y 1x95 RM/25 6/10 kV | 315 | 0.313 | 0.123 | 0.249 | cs | 95 | 0.00403 | MV
NA2XS2Y 1x185 RM/25 6/10 kV | 406 | 0.161 | 0.11 | 0.358 | cs | 185 | 0.00403 | MV
NA2XS2Y 1x240 RM/25 6/10 kV | 456 | 0.122 | 0.105 | 0.416 | cs | 240 | 0.00403 | MV
NA2XS2Y 1x150 RM/25 12/20 kV | 250 | 0.206 | 0.116 | 0.319 | cs | 150 | 0.00403 | MV
NA2XS2Y 1x120 RM/25 12/20 kV | 230 | 0.253 | 0.119 | 0.283 | cs | 120 | 0.00403 | MV
NA2XS2Y 1x70 RM/25 12/20 kV | 190 | 0.443 | 0.132 | 0.22 | cs | 70 | 0.00403 | MV
NA2XS2Y 1x150 RM/25 6/10 kV | 360 | 0.206 | 0.11 | 0.315 | cs | 150 | 0.00403 | MV
NA2XS2Y 1x120 RM/25 6/10 kV | 340 | 0.253 | 0.113 | 0.28 | cs | 120 | 0.00403 | MV
NA2XS2Y 1x70 RM/25 6/10 kV | 280 | 0.443 | 0.123 | 0.217 | cs | 70 | 0.00403 | MV
N2XS(FL)2Y 1x120 RM/35 64/110 kV | 112 | 0.153 | 0.166 | 0.366 | cs | 120 | 0.00393 | HV
N2XS(FL)2Y 1x185 RM/35 64/110 kV | 125 | 0.099 | 0.156 | 0.457 | cs | 185 | 0.00393 | HV
N2XS(FL)2Y 1x240 RM/35 64/110 kV | 135 | 0.075 | 0.149 | 0.526 | cs | 240 | 0.00393 | HV
N2XS(FL)2Y 1x300 RM/35 64/110 kV | 144 | 0.06 | 0.144 | 0.588 | cs | 300 | 0.00393 | HV
15-AL1/3-ST1A 0.4 | 11 | 1.8769 | 0.35 | 0.105 | ol | 16 | 0.00403 | LV
24-AL1/4-ST1A 0.4 | 11.25 | 1.2012 | 0.335 | 0.14 | ol | 24 | 0.00403 | LV
48-AL1/8-ST1A 0.4 | 12.2 | 0.5939 | 0.3 | 0.21 | ol | 48 | 0.00403 | LV
94-AL1/15-ST1A 0.4 | 13.2 | 0.306 | 0.29 | 0.35 | ol | 94 | 0.00403 | LV
34-AL1/6-ST1A 10.0 | 9.7 | 0.8342 | 0.36 | 0.17 | ol | 34 | 0.00403 | MV
48-AL1/8-ST1A 10.0 | 10.1 | 0.5939 | 0.35 | 0.21 | ol | 48 | 0.00403 | MV
70-AL1/11-ST1A 10.0 | 10.4 | 0.4132 | 0.339 | 0.29 | ol | 70 | 0.00403 | MV
94-AL1/15-ST1A 10.0 | 10.75 | 0.306 | 0.33 | 0.35 | ol | 94 | 0.00403 | MV
122-AL1/20-ST1A 10.0 | 11.1 | 0.2376 | 0.323 | 0.41 | ol | 122 | 0.00403 | MV
149-AL1/24-ST1A 10.0 | 11.25 | 0.194 | 0.315 | 0.47 | ol | 149 | 0.00403 | MV
34-AL1/6-ST1A 20.0 | 9.15 | 0.8342 | 0.382 | 0.17 | ol | 34 | 0.00403 | MV
48-AL1/8-ST1A 20.0 | 9.5 | 0.5939 | 0.372 | 0.21 | ol | 48 | 0.00403 | MV
70-AL1/11-ST1A 20.0 | 9.7 | 0.4132 | 0.36 | 0.29 | ol | 70 | 0.00403 | MV
94-AL1/15-ST1A 20.0 | 10 | 0.306 | 0.35 | 0.35 | ol | 94 | 0.00403 | MV
122-AL1/20-ST1A 20.0 | 10.3 | 0.2376 | 0.344 | 0.41 | ol | 122 | 0.00403 | MV
149-AL1/24-ST1A 20.0 | 10.5 | 0.194 | 0.337 | 0.47 | ol | 149 | 0.00403 | MV
184-AL1/30-ST1A 20.0 | 10.75 | 0.1571 | 0.33 | 0.535 | ol | 184 | 0.00403 | MV
243-AL1/39-ST1A 20.0 | 11 | 0.1188 | 0.32 | 0.645 | ol | 243 | 0.00403 | MV
48-AL1/8-ST1A 110.0 | 8 | 0.5939 | 0.46 | 0.21 | ol | 48 | 0.00403 | HV
70-AL1/11-ST1A 110.0 | 8.4 | 0.4132 | 0.45 | 0.29 | ol | 70 | 0.00403 | HV
94-AL1/15-ST1A 110.0 | 8.65 | 0.306 | 0.44 | 0.35 | ol | 94 | 0.00403 | HV
122-AL1/20-ST1A 110.0 | 8.5 | 0.2376 | 0.43 | 0.41 | ol | 122 | 0.00403 | HV
149-AL1/24-ST1A 110.0 | 8.75 | 0.194 | 0.41 | 0.47 | ol | 149 | 0.00403 | HV
184-AL1/30-ST1A 110.0 | 8.8 | 0.1571 | 0.4 | 0.535 | ol | 184 | 0.00403 | HV
243-AL1/39-ST1A 110.0 | 9 | 0.1188 | 0.39 | 0.645 | ol | 243 | 0.00403 | HV
305-AL1/39-ST1A 110.0 | 9.2 | 0.0949 | 0.38 | 0.74 | ol | 305 | 0.00403 | HV
490-AL1/64-ST1A 110.0 | 9.75 | 0.059 | 0.37 | 0.96 | ol | 490 | 0.00403 | HV
679-AL1/86-ST1A 110.0 | 9.95 | 0.042 | 0.36 | 1.15 | ol | 679 | 0.00403 | HV
490-AL1/64-ST1A 220.0 | 10 | 0.059 | 0.285 | 0.96 | ol | 490 | 0.00403 | HV
679-AL1/86-ST1A 220.0 | 11.7 | 0.042 | 0.275 | 1.15 | ol | 679 | 0.00403 | HV
490-AL1/64-ST1A 380.0 | 11 | 0.059 | 0.253 | 0.96 | ol | 490 | 0.00403 | HV
679-AL1/86-ST1A 380.0 | 14.6 | 0.042 | 0.25 | 1.15 | ol | 679 | 0.00403 | HV

## trafo_std_types
| i0_percent | pfe_kw | vkr_percent | sn_mva | vn_lv_kv | vn_hv_kv | vk_percent | shift_degree | vector_group | tap_side | tap_neutral | tap_min | tap_max | tap_step_degree | tap_step_percent | tap_phase_shifter
160 MVA 380/110 kV | 0.06 | 60 | 0.25 | 160 | 110 | 380 | 12.2 | 0 | Yy0 | hv | 0 | -9 | 9 | 0 | 1.5 | FALSE
100 MVA 220/110 kV | 0.06 | 55 | 0.26 | 100 | 110 | 220 | 12 | 0 | Yy0 | hv | 0 | -9 | 9 | 0 | 1.5 | FALSE
63 MVA 110/20 kV | 0.04 | 22 | 0.32 | 63 | 20 | 110 | 18 | 150 | YNd5 | hv | 0 | -9 | 9 | 0 | 1.5 | FALSE
40 MVA 110/20 kV | 0.05 | 18 | 0.34 | 40 | 20 | 110 | 16.2 | 150 | YNd5 | hv | 0 | -9 | 9 | 0 | 1.5 | FALSE
25 MVA 110/20 kV | 0.07 | 14 | 0.41 | 25 | 20 | 110 | 12 | 150 | YNd5 | hv | 0 | -9 | 9 | 0 | 1.5 | FALSE
63 MVA 110/10 kV | 0.04 | 22 | 0.32 | 63 | 10 | 110 | 18 | 150 | YNd5 | hv | 0 | -9 | 9 | 0 | 1.5 | FALSE
40 MVA 110/10 kV | 0.05 | 18 | 0.34 | 40 | 10 | 110 | 16.2 | 150 | YNd5 | hv | 0 | -9 | 9 | 0 | 1.5 | FALSE
25 MVA 110/10 kV | 0.07 | 14 | 0.41 | 25 | 10 | 110 | 12 | 150 | YNd5 | hv | 0 | -9 | 9 | 0 | 1.5 | FALSE
0.25 MVA 20/0.4 kV | 0.32 | 0.8 | 1.44 | 0.25 | 0.4 | 20 | 6 | 150 | Yzn5 | hv | 0 | -2 | 2 | 0 | 2.5 | FALSE
0.4 MVA 20/0.4 kV | 0.3375 | 1.35 | 1.425 | 0.4 | 0.4 | 20 | 6 | 150 | Dyn5 | hv | 0 | -2 | 2 | 0 | 2.5 | FALSE
0.63 MVA 20/0.4 kV | 0.2619 | 1.65 | 1.206 | 0.63 | 0.4 | 20 | 6 | 150 | Dyn5 | hv | 0 | -2 | 2 | 0 | 2.5 | FALSE
0.25 MVA 10/0.4 kV | 0.24 | 0.6 | 1.2 | 0.25 | 0.4 | 10 | 4 | 150 | Dyn5 | hv | 0 | -2 | 2 | 0 | 2.5 | FALSE
0.4 MVA 10/0.4 kV | 0.2375 | 0.95 | 1.325 | 0.4 | 0.4 | 10 | 4 | 150 | Dyn5 | hv | 0 | -2 | 2 | 0 | 2.5 | FALSE
0.63 MVA 10/0.4 kV | 0.1873 | 1.18 | 1.0794 | 0.63 | 0.4 | 10 | 4 | 150 | Dyn5 | hv | 0 | -2 | 2 | 0 | 2.5 | FALSE

## trafo3w_std_types
| sn_hv_mva | sn_mv_mva | sn_lv_mva | vn_hv_kv | vn_mv_kv | vn_lv_kv | vk_hv_percent | vk_mv_percent | vk_lv_percent | vkr_hv_percent | vkr_mv_percent | vkr_lv_percent | pfe_kw | i0_percent | shift_mv_degree | shift_lv_degree | vector_group | tap_side | tap_neutral | tap_min | tap_max | tap_step_percent
63/25/38 MVA 110/20/10 kV | 63 | 25 | 38 | 110 | 20 | 10 | 10.4 | 10.4 | 10.4 | 0.28 | 0.32 | 0.35 | 35 | 0.89 | 0 | 0 | YN0yn0yn0 | hv | 0 | -10 | 10 | 1.2
63/25/38 MVA 110/10/10 kV | 63 | 25 | 38 | 110 | 10 | 10 | 10.4 | 10.4 | 10.4 | 0.28 | 0.32 | 0.35 | 35 | 0.89 | 0 | 0 | YN0yn0yn0 | hv | 0 | -10 | 10 | 1.2

## fuse_std_types
| fuse_type | i_rated_a | t_avg | t_min | t_total | x_avg | x_min | x_total
HV 100A | HV 100A | 100 | 0 | [10.0, 3.64, 0.854, 0.281, 0.1, 0.0531, 0.022, 0.01] | [10.0, 4.267, 1.21, 0.403, 0.1, 0.058, 0.022, 0.01] | 0 | [300.0, 350.0, 450.0, 550.0, 700.0, 850.0, 1200.0, 1752.0] | [600.0, 700.0, 900.0, 1150.0, 1665.0, 2000.0, 3000.0, 4313.0]
HV 10A | HV 10A | 10 | 0 | [10.0, 1675.0, 0.344, 0.156, 0.1, 0.0417, 0.0171, 0.01] | [10.0, 1.3, 0.3, 0.155, 0.1, 0.0555, 0.023, 0.01] | 0 | [30.0, 32.0, 35.0, 37.0, 39.0, 50.0, 70.0, 88.0] | [60.0, 70.0, 80.0, 87.0, 94.0, 110.0, 150.0, 216.0]
HV 125A | HV 125A | 125 | 0 | [10.0, 1.82, 0.344, 0.1, 0.0467, 0.0269, 0.01] | [10.0, 2.478, 0.426, 0.1, 0.0427, 0.0211, 0.01] | 0 | [375.0, 500.0, 700.0, 925.0, 1200.0, 1500.0, 2341.0] | [750.0, 1000.0, 1500.0, 2200.0, 3000.0, 4000.0, 5765.0]
HV 160A | HV 160A | 160 | 0 | [10.0, 4.15, 1.03, 0.198, 0.1, 0.051, 0.0172, 0.01] | [10.0, 2.3, 0.734, 0.274, 0.1, 0.046, 0.0177, 0.01] | 0 | [480.0, 550.0, 700.0, 1000.0, 1260.0, 1600.0, 2500.0, 3227.0] | [960.0, 1300.0, 1700.0, 2200.0, 2996.0, 4000.0, 6000.0, 7946.0]
HV 16A | HV 16A | 16 | 0 | [10.0, 0.352, 0.164, 0.1, 0.0649, 0.0342, 0.01] | [10.0, 2.34, 0.722, 0.181, 0.1, 0.055, 0.0296, 0.01] | 0 | [48.0, 60.0, 65.0, 71.0, 80.0, 100.0, 162.0] | [96.0, 110.0, 125.0, 150.0, 168.0, 200.0, 250.0, 398.0]
HV 200A | HV 200A | 200 | 0 | [10.0, 4.267, 1.21, 0.403, 0.1, 0.058, 0.022, 0.01] | [10.0, 3.73, 1.654, 0.328, 0.1, 0.0531, 0.019, 0.01] | 0 | [600.0, 700.0, 900.0, 1150.0, 1665.0, 2000.0, 3000.0, 4313.0] | [1200.0, 1500.0, 1800.0, 2700.0, 3960.0, 5000.0, 7500.0, 10620.0]
HV 20A | HV 20A | 20 | 0 | [10.0, 1.3, 0.3, 0.155, 0.1, 0.0555, 0.023, 0.01] | [10.0, 1.3, 0.161, 0.1, 0.0611, 0.0399, 0.0141, 0.01] | 0 | [60.0, 70.0, 80.0, 87.0, 94.0, 110.0, 150.0, 216.0] | [120.0, 150.0, 200.0, 223.0, 260.0, 300.0, 450.0, 532.0]
HV 25A | HV 25A | 25 | 0 | [10.0, 2.512, 0.833, 0.299, 0.1, 0.0372, 0.0223, 0.01] | [10.0, 3.125, 0.597, 0.198, 0.1, 0.0378, 0.022, 0.01] | 0 | [75.0, 82.0, 90.0, 100.0, 124.0, 170.0, 200.0, 289.0] | [150.0, 170.0, 210.0, 250.0, 294.0, 400.0, 500.0, 711.0]
HV 31.5A | HV 31.5A | 31.5 | 0 | [10.0, 2.34, 0.722, 0.181, 0.1, 0.055, 0.0296, 0.01] | [10.0, 2.84, 0.368, 0.164, 0.1, 0.0621, 0.0378, 0.0195, 0.01] | 0 | [95.0, 110.0, 125.0, 150.0, 165.0, 200.0, 250.0, 390.0] | [189.0, 220.0, 300.0, 350.0, 393.0, 450.0, 530.0, 700.0, 960.0]
HV 40A | HV 40A | 40 | 0 | [10.0, 1.3, 0.161, 0.1, 0.0611, 0.0399, 0.0141, 0.01] | [10.0, 2.05, 0.369, 0.198, 0.1, 0.051, 0.0298, 0.01] | 0 | [120.0, 150.0, 200.0, 223.0, 260.0, 300.0, 450.0, 532.0] | [240.0, 300.0, 400.0, 450.0, 530.0, 650.0, 800.0, 1311.0]
HV 50A | HV 50A | 50 | 0 | [10.0, 3.215, 0.597, 0.198, 0.1, 0.0378, 0.022, 0.01] | [10.0, 3.64, 0.854, 0.281, 0.1, 0.0531, 0.022, 0.01] | 0 | [150.0, 170.0, 210.0, 250.0, 294.0, 400.0, 500.0, 711.0] | [300.0, 350.0, 450.0, 550.0, 700.0, 850.0, 1200.0, 1752.0]
HV 6.3A | HV 6.3A | 6.3 | 0 | [10.0, 1.39, 0.344, 0.168, 0.1, 0.056, 0.0263, 0.01] | [10.0, 1.711, 0.516, 0.198, 0.1, 0.0634, 0.0303, 0.01] | 0 | [19.0, 19.5, 20.4, 20.8, 22.0, 25.0, 32.0, 48.0] | [38.0, 40.0, 43.0, 48.0, 53.0, 60.0, 75.0, 118.0]
HV 63A | HV 63A | 63 | 0 | [10.0, 2.84, 0.368, 0.164, 0.1, 0.0621, 0.0378, 0.0195, 0.01] | [10.0, 1.82, 0.344, 0.1, 0.0467, 0.0269, 0.01] | 0 | [189.0, 220.0, 300.0, 350.0, 393.0, 450.0, 530.0, 700.0, 961.0] | [378.0, 500.0, 700.0, 934.0, 1200.0, 1500.0, 2366.0]
HV 80A | HV 80A | 80 | 0 | [10.0, 2.05, 0.369, 0.198, 0.1, 0.051, 0.0298, 0.01] | [10.0, 4.15, 1.03, 0.198, 0.1, 0.051, 0.0172, 0.01] | 0 | [240.0, 300.0, 400.0, 450.0, 530.0, 650.0, 800.0, 1311.0] | [480.0, 550.0, 700.0, 1000.0, 1260.0, 1600.0, 2500.0, 3227.0]
Siemens NH-1-100 | Siemens NH-1-100 | 100 | [5400.0, 2000.0, 400.0, 20.0, 1.0, 0.2, 0.012, 0.004] | 0 | 0 | [150.0, 190.0, 250.0, 430.0, 900.0, 1250.0, 2700.0, 3600.0] | 0 | 0
Siemens NH-1-125 | Siemens NH-1-125 | 125 | [4800.0, 120.0, 7.0, 0.1, 0.004] | 0 | 0 | [180.0, 400.0, 740.0, 2000.0, 4250.0] | 0 | 0
Siemens NH-1-16 | Siemens NH-1-16 | 16 | [4000.0, 400.0, 2.0, 0.1, 0.04, 0.01] | 0 | 0 | [26.0, 35.0, 75.0, 150.0, 200.0, 300.0] | 0 | 0
Siemens NH-1-160 | Siemens NH-1-160 | 160 | [4800.0, 120.0, 7.0, 0.1, 0.004] | 0 | 0 | [210.0, 500.0, 900.0, 2300.0, 5000.0] | 0 | 0
Siemens NH-1-25 | Siemens NH-1-25 | 25 | [4000.0, 1000.0, 10.0, 0.2, 0.02, 0.01] | 0 | 0 | [40.0, 50.0, 100.0, 210.0, 400.0, 500.0] | 0 | 0
Siemens NH-1-50 | Siemens NH-1-50 | 50 | [4000.0, 40.0, 4.0, 1.0, 0.02, 0.01] | 0 | 0 | [86.0, 200.0, 300.0, 400.0, 1000.0, 1280.0] | 0 | 0
Siemens NH-1-63 | Siemens NH-1-63 | 63 | [4000.0, 100.0, 10.0, 2.0, 0.04, 0.01] | 0 | 0 | [100.0, 200.0, 300.0, 400.0, 1000.0, 1500.0] | 0 | 0
Siemens NH-1-80 | Siemens NH-1-80 | 80 | [4800.0, 120.0, 7.0, 0.1, 0.01] | 0 | 0 | [150.58, 250.0, 450.0, 1150.0, 2470.0] | 0 | 0
Siemens NH-2-1000 | Siemens NH-2-1000 | 1000 | [4800.0, 120.0, 7.0, 0.1, 0.004] | 0 | 0 | [1900.0, 3500.0, 8400.0, 24000.0, 52000.0] | 0 | 0
Siemens NH-2-200 | Siemens NH-2-200 | 200 | [4800.0, 120.0, 7.0, 0.1, 0.004] | 0 | 0 | [280.0, 650.0, 1200.0, 3000.0, 7000.0] | 0 | 0
Siemens NH-2-224 | Siemens NH-2-224 | 224 | [4800.0, 120.0, 7.0, 0.2, 0.04, 0.004] | 0 | 0 | [400.0, 750.0, 1453.0, 3025.0, 4315.0, 7600.0] | 0 | 0
Siemens NH-2-250 | Siemens NH-2-250 | 250 | [4800.0, 120.0, 7.0, 0.1, 0.004] | 0 | 0 | [450.0, 800.0, 1650.0, 4000.0, 8500.0] | 0 | 0
Siemens NH-2-315 | Siemens NH-2-315 | 315 | [4800.0, 120.0, 7.0, 0.1, 0.004] | 0 | 0 | [550.0, 920.0, 1900.0, 5000.0, 11000.0] | 0 | 0
Siemens NH-2-355 | Siemens NH-2-355 | 355 | [4800.0, 120.0, 6.0, 0.1, 0.004] | 0 | 0 | [650.0, 1116.27, 2350.0, 5840.0, 12790.0] | 0 | 0
Siemens NH-2-400 | Siemens NH-2-400 | 400 | [4800.0, 120.0, 7.0, 0.1, 0.004] | 0 | 0 | [720.0, 1350.0, 2800.0, 6500.0, 15000.0] | 0 | 0
Siemens NH-2-425 | Siemens NH-2-425 | 425 | [4800.0, 120.0, 7.0, 0.1, 0.004] | 0 | 0 | [850.0, 1500.0, 3050.0, 7500.0, 16500.0] | 0 | 0
Siemens NH-2-630 | Siemens NH-2-630 | 630 | [4800.0, 120.0, 7.0, 0.1, 0.004] | 0 | 0 | [1200.0, 2000.0, 4800.0, 12000.0, 26000.0] | 0 | 0

## dtypes
| element | column | dtype
0 | bus | name | object
1 | bus | vn_kv | float64
2 | bus | type | object
3 | bus | zone | object
4 | bus | in_service | bool
5 | load | name | object
6 | load | bus | uint32
7 | load | p_mw | float64
8 | load | q_mvar | float64
9 | load | const_z_percent | float64
10 | load | const_i_percent | float64
11 | load | sn_mva | float64
12 | load | scaling | float64
13 | load | in_service | bool
14 | load | type | object
15 | ext_grid | name | object
16 | ext_grid | bus | uint32
17 | ext_grid | vm_pu | float64
18 | ext_grid | va_degree | float64
19 | ext_grid | slack_weight | float64
20 | ext_grid | in_service | bool
21 | line | name | object
22 | line | std_type | object
23 | line | from_bus | uint32
24 | line | to_bus | uint32
25 | line | length_km | float64
26 | line | r_ohm_per_km | float64
27 | line | x_ohm_per_km | float64
28 | line | c_nf_per_km | float64
29 | line | g_us_per_km | float64
30 | line | max_i_ka | float64
31 | line | df | float64
32 | line | parallel | uint32
33 | line | type | object
34 | line | in_service | bool
35 | trafo | name | object
36 | trafo | std_type | object
37 | trafo | hv_bus | uint32
38 | trafo | lv_bus | uint32
39 | trafo | sn_mva | float64
40 | trafo | vn_hv_kv | float64
41 | trafo | vn_lv_kv | float64
42 | trafo | vk_percent | float64
43 | trafo | vkr_percent | float64
44 | trafo | pfe_kw | float64
45 | trafo | i0_percent | float64
46 | trafo | shift_degree | float64
47 | trafo | tap_side | object
48 | trafo | tap_neutral | int32
49 | trafo | tap_min | int32
50 | trafo | tap_max | int32
51 | trafo | tap_step_percent | float64
52 | trafo | tap_step_degree | float64
53 | trafo | tap_pos | int32
54 | trafo | tap_phase_shifter | bool
55 | trafo | parallel | uint32
56 | trafo | df | float64
57 | trafo | in_service | bool
58 | line_geodata | coords | object
59 | bus_geodata | x | float64
60 | bus_geodata | y | float64
61 | bus_geodata | coords | object

## parameters
| version | format_version | converged | OPF_converged | name | f_hz | sn_mva
0 | 2.14.6 | 2.14.0 | FALSE | FALSE |  | 50 | 1