## bus
| name | vn_kv | type | zone | in_service
0 | bus_LV_4081-1_0_7_node_0 | 0.4 | n |  | TRUE
1 | bus_LV_4081-1_0_7_node_1 | 0.4 | n |  | TRUE
2 | bus_LV_4081-1_0_7_node_6 | 0.4 | n |  | TRUE
3 | bus_LV_4081-1_0_7_node_85 | 0.4 | n |  | TRUE
4 | bus_LV_4081-1_0_7_node_2 | 0.4 | n |  | TRUE
5 | bus_LV_4081-1_0_7_node_3 | 0.4 | n |  | TRUE
6 | bus_LV_4081-1_0_7_node_4 | 0.4 | n |  | TRUE
7 | bus_LV_4081-1_0_7_node_86 | 0.4 | n |  | TRUE
8 | bus_LV_4081-1_0_7_node_12 | 0.4 | n |  | TRUE
9 | bus_LV_4081-1_0_7_node_10 | 0.4 | n |  | TRUE
10 | bus_LV_4081-1_0_7_node_5 | 0.4 | n |  | TRUE
11 | bus_LV_4081-1_0_7_node_14 | 0.4 | n |  | TRUE
12 | bus_LV_4081-1_0_7_node_15 | 0.4 | n |  | TRUE
13 | bus_LV_4081-1_0_7_node_158 | 0.4 | n |  | TRUE
14 | bus_LV_4081-1_0_7_node_178 | 0.4 | n |  | TRUE
15 | bus_LV_4081-1_0_7_node_13 | 0.4 | n |  | TRUE
16 | bus_LV_4081-1_0_7_node_8 | 0.4 | n |  | TRUE
17 | bus_LV_4081-1_0_7_node_7 | 0.4 | n |  | TRUE
18 | bus_LV_4081-1_0_7_node_9 | 0.4 | n |  | TRUE
19 | bus_LV_4081-1_0_7_node_11 | 0.4 | n |  | TRUE
20 | bus_LV_4081-1_0_7_node_172 | 0.4 | n |  | TRUE
21 | bus_LV_4081-1_0_7_node_155 | 0.4 | n |  | TRUE
22 | bus_LV_4081-1_0_7_node_16 | 0.4 | n |  | TRUE
23 | bus_LV_4081-1_0_7_node_17 | 0.4 | n |  | TRUE
24 | bus_LV_4081-1_0_7_node_18 | 0.4 | n |  | TRUE
25 | bus_LV_4081-1_0_7_node_19 | 0.4 | n |  | TRUE
26 | bus_LV_4081-1_0_7_node_21 | 0.4 | n |  | TRUE
27 | bus_LV_4081-1_0_7_node_30 | 0.4 | n |  | TRUE
28 | bus_LV_4081-1_0_7_node_31 | 0.4 | n |  | TRUE
29 | bus_LV_4081-1_0_7_node_29 | 0.4 | n |  | TRUE
30 | bus_LV_4081-1_0_7_node_181 | 0.4 | n |  | TRUE
31 | bus_LV_4081-1_0_7_node_182 | 0.4 | n |  | TRUE
32 | bus_LV_4081-1_0_7_node_180 | 0.4 | n |  | TRUE
33 | bus_LV_4081-1_0_7_node_22 | 0.4 | n |  | TRUE
34 | bus_LV_4081-1_0_7_node_23 | 0.4 | n |  | TRUE
35 | bus_LV_4081-1_0_7_node_24 | 0.4 | n |  | TRUE
36 | bus_LV_4081-1_0_7_node_25 | 0.4 | n |  | TRUE
37 | bus_LV_4081-1_0_7_node_26 | 0.4 | n |  | TRUE
38 | bus_LV_4081-1_0_7_node_32 | 0.4 | n |  | TRUE
39 | bus_LV_4081-1_0_7_node_122 | 0.4 | n |  | TRUE
40 | bus_LV_4081-1_0_7_node_123 | 0.4 | n |  | TRUE
41 | bus_LV_4081-1_0_7_node_33 | 0.4 | n |  | TRUE
42 | bus_LV_4081-1_0_7_node_34 | 0.4 | n |  | TRUE
43 | bus_LV_4081-1_0_7_node_35 | 0.4 | n |  | TRUE
44 | bus_LV_4081-1_0_7_node_36 | 0.4 | n |  | TRUE
45 | bus_LV_4081-1_0_7_node_37 | 0.4 | n |  | TRUE
46 | bus_LV_4081-1_0_7_node_38 | 0.4 | n |  | TRUE
47 | bus_LV_4081-1_0_7_node_140 | 0.4 | n |  | TRUE
48 | bus_LV_4081-1_0_7_node_64 | 0.4 | n |  | TRUE
49 | bus_LV_4081-1_0_7_node_71 | 0.4 | n |  | TRUE
50 | bus_LV_4081-1_0_7_node_115 | 0.4 | n |  | TRUE
51 | bus_LV_4081-1_0_7_node_139 | 0.4 | n |  | TRUE
52 | bus_LV_4081-1_0_7_node_65 | 0.4 | n |  | TRUE
53 | bus_LV_4081-1_0_7_node_66 | 0.4 | n |  | TRUE
54 | bus_LV_4081-1_0_7_node_62 | 0.4 | n |  | TRUE
55 | bus_LV_4081-1_0_7_node_72 | 0.4 | n |  | TRUE
56 | bus_LV_4081-1_0_7_node_116 | 0.4 | n |  | TRUE
57 | bus_LV_4081-1_0_7_node_39 | 0.4 | n |  | TRUE
58 | bus_LV_4081-1_0_7_node_40 | 0.4 | n |  | TRUE
59 | bus_LV_4081-1_0_7_node_41 | 0.4 | n |  | TRUE
60 | bus_LV_4081-1_0_7_node_42 | 0.4 | n |  | TRUE
61 | bus_LV_4081-1_0_7_node_68 | 0.4 | n |  | TRUE
62 | bus_LV_4081-1_0_7_node_48 | 0.4 | n |  | TRUE
63 | bus_LV_4081-1_0_7_node_43 | 0.4 | n |  | TRUE
64 | bus_LV_4081-1_0_7_node_44 | 0.4 | n |  | TRUE
65 | bus_LV_4081-1_0_7_node_45 | 0.4 | n |  | TRUE
66 | bus_LV_4081-1_0_7_node_46 | 0.4 | n |  | TRUE
67 | bus_LV_4081-1_0_7_node_47 | 0.4 | n |  | TRUE
68 | bus_LV_4081-1_0_7_node_104 | 0.4 | n |  | TRUE
69 | bus_LV_4081-1_0_7_node_106 | 0.4 | n |  | TRUE
70 | bus_LV_4081-1_0_7_node_77 | 0.4 | n |  | TRUE
71 | bus_LV_4081-1_0_7_node_88 | 0.4 | n |  | TRUE
72 | bus_LV_4081-1_0_7_node_99 | 0.4 | n |  | TRUE
73 | bus_LV_4081-1_0_7_node_49 | 0.4 | n |  | TRUE
74 | bus_LV_4081-1_0_7_node_50 | 0.4 | n |  | TRUE
75 | bus_LV_4081-1_0_7_node_51 | 0.4 | n |  | TRUE
76 | bus_LV_4081-1_0_7_node_52 | 0.4 | n |  | TRUE
77 | bus_LV_4081-1_0_7_node_53 | 0.4 | n |  | TRUE
78 | bus_LV_4081-1_0_7_node_89 | 0.4 | n |  | TRUE
79 | bus_LV_4081-1_0_7_node_90 | 0.4 | n |  | TRUE
80 | bus_LV_4081-1_0_7_node_105 | 0.4 | n |  | TRUE
81 | bus_LV_4081-1_0_7_node_54 | 0.4 | n |  | TRUE
82 | bus_LV_4081-1_0_7_node_55 | 0.4 | n |  | TRUE
83 | bus_LV_4081-1_0_7_node_56 | 0.4 | n |  | TRUE
84 | bus_LV_4081-1_0_7_node_57 | 0.4 | n |  | TRUE
85 | bus_LV_4081-1_0_7_node_69 | 0.4 | n |  | TRUE
86 | bus_LV_4081-1_0_7_node_70 | 0.4 | n |  | TRUE
87 | bus_LV_4081-1_0_7_node_184 | 0.4 | n |  | TRUE
88 | bus_LV_4081-1_0_7_node_94 | 0.4 | n |  | TRUE
89 | bus_LV_4081-1_0_7_node_102 | 0.4 | n |  | TRUE
90 | bus_LV_4081-1_0_7_node_58 | 0.4 | n |  | TRUE
91 | bus_LV_4081-1_0_7_node_59 | 0.4 | n |  | TRUE
92 | bus_LV_4081-1_0_7_node_60 | 0.4 | n |  | TRUE
93 | bus_LV_4081-1_0_7_node_61 | 0.4 | n |  | TRUE
94 | bus_LV_4081-1_0_7_node_63 | 0.4 | n |  | TRUE
95 | bus_LV_4081-1_0_7_node_67 | 0.4 | n |  | TRUE
96 | bus_LV_4081-1_0_7_node_76 | 0.4 | n |  | TRUE
97 | bus_LV_4081-1_0_7_node_80 | 0.4 | n |  | TRUE
98 | bus_LV_4081-1_0_7_node_95 | 0.4 | n |  | TRUE
99 | bus_LV_4081-1_0_7_node_74 | 0.4 | n |  | TRUE
100 | bus_LV_4081-1_0_7_node_78 | 0.4 | n |  | TRUE
101 | bus_LV_4081-1_0_7_node_113 | 0.4 | n |  | TRUE
102 | bus_LV_4081-1_0_7_node_114 | 0.4 | n |  | TRUE
103 | bus_LV_4081-1_0_7_node_112 | 0.4 | n |  | TRUE
104 | bus_LV_4081-1_0_7_node_120 | 0.4 | n |  | TRUE
105 | bus_LV_4081-1_0_7_node_141 | 0.4 | n |  | TRUE
106 | bus_LV_4081-1_0_7_node_183 | 0.4 | n |  | TRUE
107 | bus_LV_4081-1_0_7_node_118 | 0.4 | n |  | TRUE
108 | bus_LV_4081-1_0_7_node_91 | 0.4 | n |  | TRUE
109 | bus_LV_4081-1_0_7_node_82 | 0.4 | n |  | TRUE
110 | bus_LV_4081-1_0_7_node_103 | 0.4 | n |  | TRUE
111 | bus_LV_4081-1_0_7_node_73 | 0.4 | n |  | TRUE
112 | bus_LV_4081-1_0_7_node_75 | 0.4 | n |  | TRUE
113 | bus_LV_4081-1_0_7_node_79 | 0.4 | n |  | TRUE
114 | bus_LV_4081-1_0_7_node_81 | 0.4 | n |  | TRUE
115 | bus_LV_4081-1_0_7_node_100 | 0.4 | n |  | TRUE
116 | bus_LV_4081-1_0_7_node_101 | 0.4 | n |  | TRUE
117 | bus_LV_4081-1_0_7_node_83 | 0.4 | n |  | TRUE
118 | bus_LV_4081-1_0_7_node_84 | 0.4 | n |  | TRUE
119 | bus_LV_4081-1_0_7_node_87 | 0.4 | n |  | TRUE
120 | bus_LV_4081-1_0_7_node_92 | 0.4 | n |  | TRUE
121 | bus_LV_4081-1_0_7_node_93 | 0.4 | n |  | TRUE
122 | bus_LV_4081-1_0_7_node_98 | 0.4 | n |  | TRUE
123 | bus_LV_4081-1_0_7_node_96 | 0.4 | n |  | TRUE
124 | bus_LV_4081-1_0_7_node_97 | 0.4 | n |  | TRUE
125 | bus_LV_4081-1_0_7_node_136 | 0.4 | n |  | TRUE
126 | bus_LV_4081-1_0_7_node_137 | 0.4 | n |  | TRUE
127 | bus_LV_4081-1_0_7_node_107 | 0.4 | n |  | TRUE
128 | bus_LV_4081-1_0_7_node_108 | 0.4 | n |  | TRUE
129 | bus_LV_4081-1_0_7_node_109 | 0.4 | n |  | TRUE
130 | bus_LV_4081-1_0_7_node_110 | 0.4 | n |  | TRUE
131 | bus_LV_4081-1_0_7_node_111 | 0.4 | n |  | TRUE
132 | bus_LV_4081-1_0_7_node_126 | 0.4 | n |  | TRUE
133 | bus_LV_4081-1_0_7_node_135 | 0.4 | n |  | TRUE
134 | bus_LV_4081-1_0_7_node_127 | 0.4 | n |  | TRUE
135 | bus_LV_4081-1_0_7_node_133 | 0.4 | n |  | TRUE
136 | bus_LV_4081-1_0_7_node_128 | 0.4 | n |  | TRUE
137 | bus_LV_4081-1_0_7_node_117 | 0.4 | n |  | TRUE
138 | bus_LV_4081-1_0_7_node_142 | 0.4 | n |  | TRUE
139 | bus_LV_4081-1_0_7_node_149 | 0.4 | n |  | TRUE
140 | bus_LV_4081-1_0_7_node_147 | 0.4 | n |  | TRUE
141 | bus_LV_4081-1_0_7_node_119 | 0.4 | n |  | TRUE
142 | bus_LV_4081-1_0_7_node_121 | 0.4 | n |  | TRUE
143 | bus_LV_4081-1_0_7_node_124 | 0.4 | n |  | TRUE
144 | bus_LV_4081-1_0_7_node_125 | 0.4 | n |  | TRUE
145 | bus_LV_4081-1_0_7_node_138 | 0.4 | n |  | TRUE
146 | bus_LV_4081-1_0_7_node_151 | 0.4 | n |  | TRUE
147 | bus_LV_4081-1_0_7_node_150 | 0.4 | n |  | TRUE
148 | bus_LV_4081-1_0_7_node_144 | 0.4 | n |  | TRUE
149 | bus_LV_4081-1_0_7_node_130 | 0.4 | n |  | TRUE
150 | bus_LV_4081-1_0_7_node_129 | 0.4 | n |  | TRUE
151 | bus_LV_4081-1_0_7_node_131 | 0.4 | n |  | TRUE
152 | bus_LV_4081-1_0_7_node_132 | 0.4 | n |  | TRUE
153 | bus_LV_4081-1_0_7_node_134 | 0.4 | n |  | TRUE
154 | bus_LV_4081-1_0_7_node_146 | 0.4 | n |  | TRUE
155 | bus_LV_4081-1_0_7_node_143 | 0.4 | n |  | TRUE
156 | bus_LV_4081-1_0_7_node_152 | 0.4 | n |  | TRUE
157 | bus_LV_4081-1_0_7_node_153 | 0.4 | n |  | TRUE
158 | bus_LV_4081-1_0_7_node_154 | 0.4 | n |  | TRUE
159 | bus_LV_4081-1_0_7_node_156 | 0.4 | n |  | TRUE
160 | bus_LV_4081-1_0_7_node_157 | 0.4 | n |  | TRUE
161 | bus_LV_4081-1_0_7_node_170 | 0.4 | n |  | TRUE
162 | bus_LV_4081-1_0_7_node_159 | 0.4 | n |  | TRUE
163 | bus_LV_4081-1_0_7_node_169 | 0.4 | n |  | TRUE
164 | bus_LV_4081-1_0_7_node_171 | 0.4 | n |  | TRUE
165 | bus_LV_4081-1_0_7_node_160 | 0.4 | n |  | TRUE
166 | bus_LV_4081-1_0_7_node_164 | 0.4 | n |  | TRUE
167 | bus_LV_4081-1_0_7_node_177 | 0.4 | n |  | TRUE
168 | bus_LV_4081-1_0_7_node_176 | 0.4 | n |  | TRUE
169 | bus_LV_4081-1_0_7_node_161 | 0.4 | n |  | TRUE
170 | bus_LV_4081-1_0_7_node_162 | 0.4 | n |  | TRUE
171 | bus_LV_4081-1_0_7_node_163 | 0.4 | n |  | TRUE
172 | bus_LV_4081-1_0_7_node_165 | 0.4 | n |  | TRUE
173 | bus_LV_4081-1_0_7_node_166 | 0.4 | n |  | TRUE
174 | bus_LV_4081-1_0_7_node_167 | 0.4 | n |  | TRUE
175 | bus_LV_4081-1_0_7_node_168 | 0.4 | n |  | TRUE
176 | bus_LV_4081-1_0_7_node_173 | 0.4 | n |  | TRUE
177 | bus_LV_4081-1_0_7_node_174 | 0.4 | n |  | TRUE
178 | bus_LV_4081-1_0_7_node_175 | 0.4 | n |  | TRUE
179 | bus_MV_420_0_node_179 | 20 | n |  | TRUE

## load
| name | bus | p_mw | q_mvar | const_z_percent | const_i_percent | sn_mva | scaling | in_service | type
0 | LV_4081-1_0_7_load_0 | 0 | 0.0029532 | 0.00074013 | 0 | 0 |  | 1 | TRUE | wye
1 | LV_4081-1_0_7_load_2 | 4 | 0.00096062 | 0.00024076 | 0 | 0 |  | 1 | TRUE | wye
2 | LV_4081-1_0_7_load_3 | 5 | 0.0035463 | 0.0008888 | 0 | 0 |  | 1 | TRUE | wye
3 | LV_4081-1_0_7_load_4 | 6 | 0.00044183 | 0.00011073 | 0 | 0 |  | 1 | TRUE | wye
4 | LV_4081-1_0_7_load_12 | 8 | 0.0016935 | 0.00042442 | 0 | 0 |  | 1 | TRUE | wye
5 | LV_4081-1_0_7_load_10 | 9 | 0.0018529 | 0.00046439 | 0 | 0 |  | 1 | TRUE | wye
6 | LV_4081-1_0_7_load_5 | 10 | 0.0004453 | 0.0001116 | 0 | 0 |  | 1 | TRUE | wye
7 | LV_4081-1_0_7_load_14 | 11 | 0.0010388 | 0.00026035 | 0 | 0 |  | 1 | TRUE | wye
8 | LV_4081-1_0_7_load_15 | 12 | 0.00058936 | 0.00014771 | 0 | 0 |  | 1 | TRUE | wye
9 | LV_4081-1_0_7_load_158 | 13 | 0.001477 | 0.00037017 | 0 | 0 |  | 1 | TRUE | wye
10 | LV_4081-1_0_7_load_178 | 14 | 0.0015453 | 0.00038729 | 0 | 0 |  | 1 | TRUE | wye
11 | LV_4081-1_0_7_load_13 | 15 | 0.00080437 | 0.00020159 | 0 | 0 |  | 1 | TRUE | wye
12 | LV_4081-1_0_7_load_8 | 16 | 0.0006641 | 0.00016644 | 0 | 0 |  | 1 | TRUE | wye
13 | LV_4081-1_0_7_load_7 | 17 | 0.00026848 | 6.7288e-05 | 0 | 0 |  | 1 | TRUE | wye
14 | LV_4081-1_0_7_load_9 | 18 | 0.0025189 | 0.00063131 | 0 | 0 |  | 1 | TRUE | wye
15 | LV_4081-1_0_7_load_11 | 19 | 0.0017252 | 0.00043237 | 0 | 0 |  | 1 | TRUE | wye
16 | LV_4081-1_0_7_load_172 | 20 | 0.00090045 | 0.00022568 | 0 | 0 |  | 1 | TRUE | wye
17 | LV_4081-1_0_7_load_16 | 22 | 0.0034786 | 0.00087181 | 0 | 0 |  | 1 | TRUE | wye
18 | LV_4081-1_0_7_load_17 | 23 | 0.0030125 | 0.00075499 | 0 | 0 |  | 1 | TRUE | wye
19 | LV_4081-1_0_7_load_19 | 25 | 0.0030435 | 0.00076277 | 0 | 0 |  | 1 | TRUE | wye
20 | LV_4081-1_0_7_load_21 | 26 | 0.007626 | 0.0019113 | 0 | 0 |  | 1 | TRUE | wye
21 | LV_4081-1_0_7_load_29 | 29 | 0.0039732 | 0.00099577 | 0 | 0 |  | 1 | TRUE | wye
22 | LV_4081-1_0_7_load_182 | 31 | 0.0027973 | 0.00070106 | 0 | 0 |  | 1 | TRUE | wye
23 | LV_4081-1_0_7_load_180 | 32 | 0.005601 | 0.0014038 | 0 | 0 |  | 1 | TRUE | wye
24 | LV_4081-1_0_7_load_22 | 33 | 0.0098838 | 0.0024771 | 0 | 0 |  | 1 | TRUE | wye
25 | LV_4081-1_0_7_load_23 | 34 | 0.0026853 | 0.00067301 | 0 | 0 |  | 1 | TRUE | wye
26 | LV_4081-1_0_7_load_32 | 38 | 0.0087616 | 0.0021959 | 0 | 0 |  | 1 | TRUE | wye
27 | LV_4081-1_0_7_load_122 | 39 | 0.0081828 | 0.0020508 | 0 | 0 |  | 1 | TRUE | wye
28 | LV_4081-1_0_7_load_33 | 41 | 0.012426 | 0.0031142 | 0 | 0 |  | 1 | TRUE | wye
29 | LV_4081-1_0_7_load_34 | 42 | 0.0058371 | 0.0014629 | 0 | 0 |  | 1 | TRUE | wye
30 | LV_4081-1_0_7_load_36 | 44 | 0.0092323 | 0.0023138 | 0 | 0 |  | 1 | TRUE | wye
31 | LV_4081-1_0_7_load_38 | 46 | 0.016006 | 0.0040115 | 0 | 0 |  | 1 | TRUE | wye
32 | LV_4081-1_0_7_load_140 | 47 | 0.0041787 | 0.0010473 | 0 | 0 |  | 1 | TRUE | wye
33 | LV_4081-1_0_7_load_71 | 49 | 0.018372 | 0.0046044 | 0 | 0 |  | 1 | TRUE | wye
34 | LV_4081-1_0_7_load_115 | 50 | 0.0021305 | 0.00053397 | 0 | 0 |  | 1 | TRUE | wye
35 | LV_4081-1_0_7_load_139 | 51 | 0.0017254 | 0.00043243 | 0 | 0 |  | 1 | TRUE | wye
36 | LV_4081-1_0_7_load_62 | 54 | 0.0078686 | 0.0019721 | 0 | 0 |  | 1 | TRUE | wye
37 | LV_4081-1_0_7_load_72 | 55 | 0.0022099 | 0.00055386 | 0 | 0 |  | 1 | TRUE | wye
38 | LV_4081-1_0_7_load_116 | 56 | 0.0022702 | 0.00056897 | 0 | 0 |  | 1 | TRUE | wye
39 | LV_4081-1_0_7_load_39 | 57 | 0.0031841 | 0.000798 | 0 | 0 |  | 1 | TRUE | wye
40 | LV_4081-1_0_7_load_40 | 58 | 0.0011182 | 0.00028026 | 0 | 0 |  | 1 | TRUE | wye
41 | LV_4081-1_0_7_load_41 | 59 | 0.0011671 | 0.00029251 | 0 | 0 |  | 1 | TRUE | wye
42 | LV_4081-1_0_7_load_42 | 60 | 0.0017297 | 0.0004335 | 0 | 0 |  | 1 | TRUE | wye
43 | LV_4081-1_0_7_load_68 | 61 | 0.0035983 | 0.00090182 | 0 | 0 |  | 1 | TRUE | wye
44 | LV_4081-1_0_7_load_48 | 62 | 0.0027831 | 0.00069751 | 0 | 0 |  | 1 | TRUE | wye
45 | LV_4081-1_0_7_load_43 | 63 | 0.0047202 | 0.001183 | 0 | 0 |  | 1 | TRUE | wye
46 | LV_4081-1_0_7_load_44 | 64 | 0.0014735 | 0.00036929 | 0 | 0 |  | 1 | TRUE | wye
47 | LV_4081-1_0_7_load_46 | 66 | 0.00084277 | 0.00021122 | 0 | 0 |  | 1 | TRUE | wye
48 | LV_4081-1_0_7_load_47 | 67 | 0.0015328 | 0.00038415 | 0 | 0 |  | 1 | TRUE | wye
49 | LV_4081-1_0_7_load_104 | 68 | 0.0015889 | 0.00039821 | 0 | 0 |  | 1 | TRUE | wye
50 | LV_4081-1_0_7_load_77 | 70 | 0.0035982 | 0.0009018 | 0 | 0 |  | 1 | TRUE | wye
51 | LV_4081-1_0_7_load_88 | 71 | 0.00080961 | 0.00020291 | 0 | 0 |  | 1 | TRUE | wye
52 | LV_4081-1_0_7_load_49 | 73 | 0.0039671 | 0.00099425 | 0 | 0 |  | 1 | TRUE | wye
53 | LV_4081-1_0_7_load_50 | 74 | 0.00096683 | 0.00024231 | 0 | 0 |  | 1 | TRUE | wye
54 | LV_4081-1_0_7_load_51 | 75 | 0.0022061 | 0.00055291 | 0 | 0 |  | 1 | TRUE | wye
55 | LV_4081-1_0_7_load_53 | 77 | 0.0021048 | 0.00052752 | 0 | 0 |  | 1 | TRUE | wye
56 | LV_4081-1_0_7_load_89 | 78 | 0.0054252 | 0.0013597 | 0 | 0 |  | 1 | TRUE | wye
57 | LV_4081-1_0_7_load_90 | 79 | 0.0038572 | 0.00096672 | 0 | 0 |  | 1 | TRUE | wye
58 | LV_4081-1_0_7_load_105 | 80 | 0.0045163 | 0.0011319 | 0 | 0 |  | 1 | TRUE | wye
59 | LV_4081-1_0_7_load_54 | 81 | 0.0025019 | 0.00062704 | 0 | 0 |  | 1 | TRUE | wye
60 | LV_4081-1_0_7_load_55 | 82 | 0.0022206 | 0.00055653 | 0 | 0 |  | 1 | TRUE | wye
61 | LV_4081-1_0_7_load_56 | 83 | 0.0016578 | 0.00041548 | 0 | 0 |  | 1 | TRUE | wye
62 | LV_4081-1_0_7_load_70 | 86 | 0.0024644 | 0.00061763 | 0 | 0 |  | 1 | TRUE | wye
63 | LV_4081-1_0_7_load_184 | 87 | 0.0038682 | 0.00096947 | 0 | 0 |  | 1 | TRUE | wye
64 | LV_4081-1_0_7_load_102 | 89 | 0.0046697 | 0.0011703 | 0 | 0 |  | 1 | TRUE | wye
65 | LV_4081-1_0_7_load_58 | 90 | 0.0014844 | 0.00037202 | 0 | 0 |  | 1 | TRUE | wye
66 | LV_4081-1_0_7_load_59 | 91 | 0.0018829 | 0.00047191 | 0 | 0 |  | 1 | TRUE | wye
67 | LV_4081-1_0_7_load_61 | 93 | 0.0025545 | 0.00064022 | 0 | 0 |  | 1 | TRUE | wye
68 | LV_4081-1_0_7_load_67 | 95 | 0.0015267 | 0.00038262 | 0 | 0 |  | 1 | TRUE | wye
69 | LV_4081-1_0_7_load_76 | 96 | 0.0020087 | 0.00050342 | 0 | 0 |  | 1 | TRUE | wye
70 | LV_4081-1_0_7_load_95 | 98 | 0.0022181 | 0.0005559 | 0 | 0 |  | 1 | TRUE | wye
71 | LV_4081-1_0_7_load_74 | 99 | 0.0015324 | 0.00038406 | 0 | 0 |  | 1 | TRUE | wye
72 | LV_4081-1_0_7_load_78 | 100 | 0.0024936 | 0.00062495 | 0 | 0 |  | 1 | TRUE | wye
73 | LV_4081-1_0_7_load_113 | 101 | 0.0058639 | 0.0014696 | 0 | 0 |  | 1 | TRUE | wye
74 | LV_4081-1_0_7_load_114 | 102 | 0.0027899 | 0.00069921 | 0 | 0 |  | 1 | TRUE | wye
75 | LV_4081-1_0_7_load_112 | 103 | 0.0030996 | 0.00077683 | 0 | 0 |  | 1 | TRUE | wye
76 | LV_4081-1_0_7_load_120 | 104 | 0.0028576 | 0.00071618 | 0 | 0 |  | 1 | TRUE | wye
77 | LV_4081-1_0_7_load_141 | 105 | 0.0052021 | 0.0013038 | 0 | 0 |  | 1 | TRUE | wye
78 | LV_4081-1_0_7_load_183 | 106 | 0.0030943 | 0.00077551 | 0 | 0 |  | 1 | TRUE | wye
79 | LV_4081-1_0_7_load_118 | 107 | 0.004726 | 0.0011844 | 0 | 0 |  | 1 | TRUE | wye
80 | LV_4081-1_0_7_load_91 | 108 | 0.0051057 | 0.0012796 | 0 | 0 |  | 1 | TRUE | wye
81 | LV_4081-1_0_7_load_103 | 110 | 0.0057861 | 0.0014501 | 0 | 0 |  | 1 | TRUE | wye
82 | LV_4081-1_0_7_load_73 | 111 | 0.019963 | 0.0050032 | 0 | 0 |  | 1 | TRUE | wye
83 | LV_4081-1_0_7_load_75 | 112 | 0.002873 | 0.00072005 | 0 | 0 |  | 1 | TRUE | wye
84 | LV_4081-1_0_7_load_79 | 113 | 0.0064322 | 0.0016121 | 0 | 0 |  | 1 | TRUE | wye
85 | LV_4081-1_0_7_load_81 | 114 | 0.016021 | 0.0040152 | 0 | 0 |  | 1 | TRUE | wye
86 | LV_4081-1_0_7_load_100 | 115 | 0.0033511 | 0.00083987 | 0 | 0 |  | 1 | TRUE | wye
87 | LV_4081-1_0_7_load_101 | 116 | 0.010291 | 0.0025792 | 0 | 0 |  | 1 | TRUE | wye
88 | LV_4081-1_0_7_load_83 | 117 | 0.001664 | 0.00041704 | 0 | 0 |  | 1 | TRUE | wye
89 | LV_4081-1_0_7_load_92 | 120 | 0.0030376 | 0.0007613 | 0 | 0 |  | 1 | TRUE | wye
90 | LV_4081-1_0_7_load_93 | 121 | 0.0018301 | 0.00045866 | 0 | 0 |  | 1 | TRUE | wye
91 | LV_4081-1_0_7_load_98 | 122 | 0.0046848 | 0.0011741 | 0 | 0 |  | 1 | TRUE | wye
92 | LV_4081-1_0_7_load_96 | 123 | 0.0034864 | 0.00087377 | 0 | 0 |  | 1 | TRUE | wye
93 | LV_4081-1_0_7_load_97 | 124 | 0.0032587 | 0.0008167 | 0 | 0 |  | 1 | TRUE | wye
94 | LV_4081-1_0_7_load_136 | 125 | 0.00092638 | 0.00023217 | 0 | 0 |  | 1 | TRUE | wye
95 | LV_4081-1_0_7_load_137 | 126 | 0.0024212 | 0.00060682 | 0 | 0 |  | 1 | TRUE | wye
96 | LV_4081-1_0_7_load_107 | 127 | 0.0023417 | 0.00058688 | 0 | 0 |  | 1 | TRUE | wye
97 | LV_4081-1_0_7_load_108 | 128 | 0.0017997 | 0.00045106 | 0 | 0 |  | 1 | TRUE | wye
98 | LV_4081-1_0_7_load_109 | 129 | 0.0019467 | 0.0004879 | 0 | 0 |  | 1 | TRUE | wye
99 | LV_4081-1_0_7_load_110 | 130 | 0.0023697 | 0.00059389 | 0 | 0 |  | 1 | TRUE | wye
100 | LV_4081-1_0_7_load_111 | 131 | 0.0020173 | 0.00050557 | 0 | 0 |  | 1 | TRUE | wye
101 | LV_4081-1_0_7_load_126 | 132 | 0.0036056 | 0.00090366 | 0 | 0 |  | 1 | TRUE | wye
102 | LV_4081-1_0_7_load_135 | 133 | 0.0024684 | 0.00061863 | 0 | 0 |  | 1 | TRUE | wye
103 | LV_4081-1_0_7_load_127 | 134 | 0.0018889 | 0.0004734 | 0 | 0 |  | 1 | TRUE | wye
104 | LV_4081-1_0_7_load_133 | 135 | 0.0031508 | 0.00078966 | 0 | 0 |  | 1 | TRUE | wye
105 | LV_4081-1_0_7_load_117 | 137 | 0.0072325 | 0.0018126 | 0 | 0 |  | 1 | TRUE | wye
106 | LV_4081-1_0_7_load_149 | 139 | 0.0028523 | 0.00071485 | 0 | 0 |  | 1 | TRUE | wye
107 | LV_4081-1_0_7_load_147 | 140 | 0.00093277 | 0.00023377 | 0 | 0 |  | 1 | TRUE | wye
108 | LV_4081-1_0_7_load_119 | 141 | 0.0025756 | 0.00064551 | 0 | 0 |  | 1 | TRUE | wye
109 | LV_4081-1_0_7_load_121 | 142 | 0.0019795 | 0.00049612 | 0 | 0 |  | 1 | TRUE | wye
110 | LV_4081-1_0_7_load_124 | 143 | 0.0027734 | 0.00069507 | 0 | 0 |  | 1 | TRUE | wye
111 | LV_4081-1_0_7_load_151 | 146 | 0.0029389 | 0.00073656 | 0 | 0 |  | 1 | TRUE | wye
112 | LV_4081-1_0_7_load_150 | 147 | 0.00542 | 0.0013584 | 0 | 0 |  | 1 | TRUE | wye
113 | LV_4081-1_0_7_load_144 | 148 | 0.00080702 | 0.00020226 | 0 | 0 |  | 1 | TRUE | wye
114 | LV_4081-1_0_7_load_129 | 150 | 0.0050844 | 0.0012743 | 0 | 0 |  | 1 | TRUE | wye
115 | LV_4081-1_0_7_load_131 | 151 | 0.00069499 | 0.00017418 | 0 | 0 |  | 1 | TRUE | wye
116 | LV_4081-1_0_7_load_132 | 152 | 0.00066161 | 0.00016582 | 0 | 0 |  | 1 | TRUE | wye
117 | LV_4081-1_0_7_load_134 | 153 | 0.0025662 | 0.00064315 | 0 | 0 |  | 1 | TRUE | wye
118 | LV_4081-1_0_7_load_146 | 154 | 0.0016739 | 0.00041953 | 0 | 0 |  | 1 | TRUE | wye
119 | LV_4081-1_0_7_load_143 | 155 | 0.011959 | 0.0029971 | 0 | 0 |  | 1 | TRUE | wye
120 | LV_4081-1_0_7_load_152 | 156 | 0.00118 | 0.00029574 | 0 | 0 |  | 1 | TRUE | wye
121 | LV_4081-1_0_7_load_153 | 157 | 0.00088689 | 0.00022228 | 0 | 0 |  | 1 | TRUE | wye
122 | LV_4081-1_0_7_load_156 | 159 | 0.0017549 | 0.00043982 | 0 | 0 |  | 1 | TRUE | wye
123 | LV_4081-1_0_7_load_157 | 160 | 0.0013523 | 0.00033892 | 0 | 0 |  | 1 | TRUE | wye
124 | LV_4081-1_0_7_load_170 | 161 | 0.0052861 | 0.0013248 | 0 | 0 |  | 1 | TRUE | wye
125 | LV_4081-1_0_7_load_169 | 163 | 0.0011203 | 0.00028077 | 0 | 0 |  | 1 | TRUE | wye
126 | LV_4081-1_0_7_load_171 | 164 | 0.0023782 | 0.00059604 | 0 | 0 |  | 1 | TRUE | wye
127 | LV_4081-1_0_7_load_160 | 165 | 0.0022266 | 0.00055804 | 0 | 0 |  | 1 | TRUE | wye
128 | LV_4081-1_0_7_load_164 | 166 | 0.0018436 | 0.00046205 | 0 | 0 |  | 1 | TRUE | wye
129 | LV_4081-1_0_7_load_177 | 167 | 0.0013548 | 0.00033954 | 0 | 0 |  | 1 | TRUE | wye
130 | LV_4081-1_0_7_load_176 | 168 | 0.0012072 | 0.00030254 | 0 | 0 |  | 1 | TRUE | wye
131 | LV_4081-1_0_7_load_161 | 169 | 0.0022671 | 0.00056818 | 0 | 0 |  | 1 | TRUE | wye
132 | LV_4081-1_0_7_load_162 | 170 | 0.0018252 | 0.00045743 | 0 | 0 |  | 1 | TRUE | wye
133 | LV_4081-1_0_7_load_163 | 171 | 0.0014963 | 0.00037501 | 0 | 0 |  | 1 | TRUE | wye
134 | LV_4081-1_0_7_load_165 | 172 | 0.0035294 | 0.00088456 | 0 | 0 |  | 1 | TRUE | wye
135 | LV_4081-1_0_7_load_166 | 173 | 0.0011116 | 0.00027859 | 0 | 0 |  | 1 | TRUE | wye
136 | LV_4081-1_0_7_load_167 | 174 | 0.0014043 | 0.00035196 | 0 | 0 |  | 1 | TRUE | wye
137 | LV_4081-1_0_7_load_168 | 175 | 0.0029384 | 0.00073644 | 0 | 0 |  | 1 | TRUE | wye
138 | LV_4081-1_0_7_load_173 | 176 | 0.0012086 | 0.0003029 | 0 | 0 |  | 1 | TRUE | wye
139 | LV_4081-1_0_7_load_174 | 177 | 0.0014118 | 0.00035383 | 0 | 0 |  | 1 | TRUE | wye
140 | LV_4081-1_0_7_load_175 | 178 | 0.0011803 | 0.00029581 | 0 | 0 |  | 1 | TRUE | wye

## ext_grid
| name | bus | vm_pu | va_degree | slack_weight | in_service
0 |  | 92 | 1 | 0 | 1 | TRUE

## line
| name | std_type | from_bus | to_bus | length_km | r_ohm_per_km | x_ohm_per_km | c_nf_per_km | g_us_per_km | max_i_ka | df | parallel | type | in_service
0 | LV_4081-1_0_7_line_0 |  | 0 | 1 | 0.041727 | 0.125 | 0.08 | 261 | 0 | 0.364 | 1 | 1 | cs | TRUE
1 | LV_4081-1_0_7_line_1 |  | 1 | 2 | 0.11516 | 0.125 | 0.08 | 261 | 0 | 0.364 | 1 | 2 | cs | TRUE
2 | LV_4081-1_0_7_line_2 |  | 1 | 3 | 0.15384 | 0.125 | 0.08 | 261 | 0 | 0.364 | 1 | 3 | cs | TRUE
3 | LV_4081-1_0_7_line_3 |  | 2 | 8 | 0.027104 | 0.125 | 0.08 | 261 | 0 | 0.364 | 1 | 1 | cs | TRUE
4 | LV_4081-1_0_7_line_4 |  | 2 | 9 | 0.012773 | 0.125 | 0.08 | 261 | 0 | 0.364 | 1 | 1 | cs | TRUE
5 | LV_4081-1_0_7_line_5 |  | 2 | 6 | 0.012066 | 0.125 | 0.08 | 261 | 0 | 0.364 | 1 | 1 | cs | TRUE
6 | LV_4081-1_0_7_line_6 |  | 3 | 7 | 0.00437 | 0.125 | 0.08 | 261 | 0 | 0.364 | 1 | 3 | cs | TRUE
7 | LV_4081-1_0_7_line_7 |  | 4 | 5 | 0.018502 | 0.125 | 0.08 | 261 | 0 | 0.364 | 1 | 1 | cs | TRUE
8 | LV_4081-1_0_7_line_8 |  | 4 | 6 | 0.0046173 | 0.125 | 0.08 | 261 | 0 | 0.364 | 1 | 1 | cs | TRUE
9 | LV_4081-1_0_7_line_9 |  | 5 | 10 | 0.031524 | 0.125 | 0.08 | 261 | 0 | 0.364 | 1 | 1 | cs | TRUE
10 | LV_4081-1_0_7_line_10 |  | 7 | 80 | 0.0017023 | 0.125 | 0.08 | 261 | 0 | 0.364 | 1 | 3 | cs | TRUE
11 | LV_4081-1_0_7_line_11 |  | 8 | 15 | 0.029605 | 0.125 | 0.08 | 261 | 0 | 0.364 | 1 | 1 | cs | TRUE
12 | LV_4081-1_0_7_line_12 |  | 9 | 16 | 0.012006 | 0.125 | 0.08 | 261 | 0 | 0.364 | 1 | 1 | cs | TRUE
13 | LV_4081-1_0_7_line_13 |  | 10 | 14 | 0.011699 | 0.125 | 0.08 | 261 | 0 | 0.364 | 1 | 1 | cs | TRUE
14 | LV_4081-1_0_7_line_14 |  | 11 | 12 | 0.022017 | 0.125 | 0.08 | 261 | 0 | 0.364 | 1 | 1 | cs | TRUE
15 | LV_4081-1_0_7_line_15 |  | 11 | 13 | 0.051501 | 0.125 | 0.08 | 261 | 0 | 0.364 | 1 | 1 | cs | TRUE
16 | LV_4081-1_0_7_line_16 |  | 12 | 20 | 0.022439 | 0.125 | 0.08 | 261 | 0 | 0.364 | 1 | 1 | cs | TRUE
17 | LV_4081-1_0_7_line_17 |  | 13 | 19 | 0.04221 | 0.125 | 0.08 | 261 | 0 | 0.364 | 1 | 1 | cs | TRUE
18 | LV_4081-1_0_7_line_18 |  | 16 | 17 | 0.0053908 | 0.125 | 0.08 | 261 | 0 | 0.364 | 1 | 1 | cs | TRUE
19 | LV_4081-1_0_7_line_19 |  | 17 | 18 | 0.047635 | 0.125 | 0.08 | 261 | 0 | 0.364 | 1 | 1 | cs | TRUE
20 | LV_4081-1_0_7_line_20 |  | 18 | 19 | 0.037849 | 0.125 | 0.08 | 261 | 0 | 0.364 | 1 | 1 | cs | TRUE
21 | LV_4081-1_0_7_line_21 |  | 20 | 21 | 0.025954 | 0.125 | 0.08 | 261 | 0 | 0.364 | 1 | 1 | cs | TRUE
22 | LV_4081-1_0_7_line_22 |  | 21 | 161 | 0.036198 | 0.125 | 0.08 | 261 | 0 | 0.364 | 1 | 1 | cs | TRUE
23 | LV_4081-1_0_7_line_23 |  | 21 | 157 | 0.016872 | 0.125 | 0.08 | 261 | 0 | 0.364 | 1 | 1 | cs | TRUE
24 | LV_4081-1_0_7_line_24 |  | 22 | 23 | 0.034175 | 0.125 | 0.08 | 261 | 0 | 0.364 | 1 | 1 | cs | TRUE
25 | LV_4081-1_0_7_line_25 |  | 22 | 24 | 0.014118 | 0.125 | 0.08 | 261 | 0 | 0.364 | 1 | 1 | cs | TRUE
26 | LV_4081-1_0_7_line_26 |  | 23 | 25 | 0.020475 | 0.125 | 0.08 | 261 | 0 | 0.364 | 1 | 1 | cs | TRUE
27 | LV_4081-1_0_7_line_27 |  | 24 | 26 | 0.022641 | 0.125 | 0.08 | 261 | 0 | 0.364 | 1 | 1 | cs | TRUE
28 | LV_4081-1_0_7_line_28 |  | 25 | 27 | 0.0055894 | 0.125 | 0.08 | 261 | 0 | 0.364 | 1 | 1 | cs | TRUE
29 | LV_4081-1_0_7_line_29 |  | 27 | 28 | 0.036199 | 0.125 | 0.08 | 261 | 0 | 0.364 | 1 | 1 | cs | TRUE
30 | LV_4081-1_0_7_line_30 |  | 27 | 29 | 0.012074 | 0.125 | 0.08 | 261 | 0 | 0.364 | 1 | 1 | cs | TRUE
31 | LV_4081-1_0_7_line_31 |  | 28 | 31 | 0.015659 | 0.125 | 0.08 | 261 | 0 | 0.364 | 1 | 1 | cs | TRUE
32 | LV_4081-1_0_7_line_32 |  | 29 | 36 | 0.014892 | 0.125 | 0.08 | 261 | 0 | 0.364 | 1 | 1 | cs | TRUE
33 | LV_4081-1_0_7_line_33 |  | 30 | 31 | 0.018316 | 0.125 | 0.08 | 261 | 0 | 0.364 | 1 | 1 | cs | TRUE
34 | LV_4081-1_0_7_line_34 |  | 30 | 32 | 0.015107 | 0.125 | 0.08 | 261 | 0 | 0.364 | 1 | 1 | cs | TRUE
35 | LV_4081-1_0_7_line_35 |  | 33 | 34 | 0.01251 | 0.125 | 0.08 | 261 | 0 | 0.364 | 1 | 1 | cs | TRUE
36 | LV_4081-1_0_7_line_36 |  | 33 | 35 | 0.02488 | 0.125 | 0.08 | 261 | 0 | 0.364 | 1 | 1 | cs | TRUE
37 | LV_4081-1_0_7_line_37 |  | 34 | 36 | 0.013929 | 0.125 | 0.08 | 261 | 0 | 0.364 | 1 | 1 | cs | TRUE
38 | LV_4081-1_0_7_line_38 |  | 35 | 37 | 0.041344 | 0.125 | 0.08 | 261 | 0 | 0.364 | 1 | 1 | cs | TRUE
39 | LV_4081-1_0_7_line_39 |  | 36 | 38 | 0.02272 | 0.125 | 0.08 | 261 | 0 | 0.364 | 1 | 1 | cs | TRUE
40 | LV_4081-1_0_7_line_40 |  | 37 | 39 | 0.036207 | 0.125 | 0.08 | 261 | 0 | 0.364 | 1 | 1 | cs | TRUE
41 | LV_4081-1_0_7_line_41 |  | 39 | 40 | 0.02471 | 0.125 | 0.08 | 261 | 0 | 0.364 | 1 | 1 | cs | TRUE
42 | LV_4081-1_0_7_line_42 |  | 40 | 143 | 0.000789 | 0.125 | 0.08 | 261 | 0 | 0.364 | 1 | 1 | cs | TRUE
43 | LV_4081-1_0_7_line_43 |  | 40 | 144 | 0.017538 | 0.125 | 0.08 | 261 | 0 | 0.364 | 1 | 1 | cs | TRUE
44 | LV_4081-1_0_7_line_44 |  | 41 | 42 | 0.015155 | 0.125 | 0.08 | 261 | 0 | 0.364 | 1 | 1 | cs | TRUE
45 | LV_4081-1_0_7_line_45 |  | 41 | 43 | 0.0024512 | 0.125 | 0.08 | 261 | 0 | 0.364 | 1 | 1 | cs | TRUE
46 | LV_4081-1_0_7_line_46 |  | 42 | 44 | 0.009922 | 0.125 | 0.08 | 261 | 0 | 0.364 | 1 | 1 | cs | TRUE
47 | LV_4081-1_0_7_line_47 |  | 43 | 45 | 0.025238 | 0.125 | 0.08 | 261 | 0 | 0.364 | 1 | 1 | cs | TRUE
48 | LV_4081-1_0_7_line_48 |  | 43 | 46 | 0.016695 | 0.125 | 0.08 | 261 | 0 | 0.364 | 1 | 1 | cs | TRUE
49 | LV_4081-1_0_7_line_49 |  | 44 | 47 | 0.015636 | 0.125 | 0.08 | 261 | 0 | 0.364 | 1 | 1 | cs | TRUE
50 | LV_4081-1_0_7_line_50 |  | 45 | 48 | 0.024953 | 0.125 | 0.08 | 261 | 0 | 0.364 | 1 | 3 | cs | TRUE
51 | LV_4081-1_0_7_line_51 |  | 45 | 49 | 0.029281 | 0.125 | 0.08 | 261 | 0 | 0.364 | 1 | 3 | cs | TRUE
52 | LV_4081-1_0_7_line_52 |  | 46 | 50 | 0.025537 | 0.125 | 0.08 | 261 | 0 | 0.364 | 1 | 1 | cs | TRUE
53 | LV_4081-1_0_7_line_53 |  | 47 | 51 | 0.0073187 | 0.125 | 0.08 | 261 | 0 | 0.364 | 1 | 1 | cs | TRUE
54 | LV_4081-1_0_7_line_54 |  | 48 | 52 | 0.041159 | 0.125 | 0.08 | 261 | 0 | 0.364 | 1 | 1 | cs | TRUE
55 | LV_4081-1_0_7_line_55 |  | 48 | 53 | 0.017212 | 0.125 | 0.08 | 261 | 0 | 0.364 | 1 | 1 | cs | TRUE
56 | LV_4081-1_0_7_line_56 |  | 48 | 54 | 0.03235 | 0.125 | 0.08 | 261 | 0 | 0.364 | 1 | 3 | cs | TRUE
57 | LV_4081-1_0_7_line_57 |  | 49 | 55 | 0.023144 | 0.125 | 0.08 | 261 | 0 | 0.364 | 1 | 3 | cs | TRUE
58 | LV_4081-1_0_7_line_58 |  | 50 | 56 | 0.024445 | 0.125 | 0.08 | 261 | 0 | 0.364 | 1 | 1 | cs | TRUE
59 | LV_4081-1_0_7_line_59 |  | 52 | 101 | 0.047592 | 0.125 | 0.08 | 261 | 0 | 0.364 | 1 | 1 | cs | TRUE
60 | LV_4081-1_0_7_line_60 |  | 52 | 102 | 0.015838 | 0.125 | 0.08 | 261 | 0 | 0.364 | 1 | 1 | cs | TRUE
61 | LV_4081-1_0_7_line_61 |  | 52 | 103 | 0.024981 | 0.125 | 0.08 | 261 | 0 | 0.364 | 1 | 1 | cs | TRUE
62 | LV_4081-1_0_7_line_62 |  | 53 | 104 | 0.011385 | 0.125 | 0.08 | 261 | 0 | 0.364 | 1 | 1 | cs | TRUE
63 | LV_4081-1_0_7_line_63 |  | 54 | 92 | 0.032489 | 0.125 | 0.08 | 261 | 0 | 0.364 | 1 | 3 | cs | TRUE
64 | LV_4081-1_0_7_line_64 |  | 55 | 111 | 0.015645 | 0.125 | 0.08 | 261 | 0 | 0.364 | 1 | 3 | cs | TRUE
65 | LV_4081-1_0_7_line_65 |  | 56 | 137 | 0.011278 | 0.125 | 0.08 | 261 | 0 | 0.364 | 1 | 1 | cs | TRUE
66 | LV_4081-1_0_7_line_66 |  | 57 | 58 | 0.0049746 | 0.125 | 0.08 | 261 | 0 | 0.364 | 1 | 1 | cs | TRUE
67 | LV_4081-1_0_7_line_67 |  | 57 | 59 | 0.00062885 | 0.125 | 0.08 | 261 | 0 | 0.364 | 1 | 1 | cs | TRUE
68 | LV_4081-1_0_7_line_68 |  | 58 | 60 | 0.022503 | 0.125 | 0.08 | 261 | 0 | 0.364 | 1 | 1 | cs | TRUE
69 | LV_4081-1_0_7_line_69 |  | 60 | 61 | 0.026618 | 0.125 | 0.08 | 261 | 0 | 0.364 | 1 | 1 | cs | TRUE
70 | LV_4081-1_0_7_line_70 |  | 61 | 62 | 0.018959 | 0.125 | 0.08 | 261 | 0 | 0.364 | 1 | 1 | cs | TRUE
71 | LV_4081-1_0_7_line_71 |  | 62 | 65 | 0.015563 | 0.125 | 0.08 | 261 | 0 | 0.364 | 1 | 1 | cs | TRUE
72 | LV_4081-1_0_7_line_72 |  | 63 | 64 | 0.0034924 | 0.125 | 0.08 | 261 | 0 | 0.364 | 1 | 3 | cs | TRUE
73 | LV_4081-1_0_7_line_73 |  | 63 | 65 | 0.0086304 | 0.125 | 0.08 | 261 | 0 | 0.364 | 1 | 3 | cs | TRUE
74 | LV_4081-1_0_7_line_74 |  | 64 | 66 | 0.0090099 | 0.125 | 0.08 | 261 | 0 | 0.364 | 1 | 3 | cs | TRUE
75 | LV_4081-1_0_7_line_75 |  | 65 | 67 | 0.015279 | 0.125 | 0.08 | 261 | 0 | 0.364 | 1 | 3 | cs | TRUE
76 | LV_4081-1_0_7_line_76 |  | 66 | 68 | 0.014882 | 0.125 | 0.08 | 261 | 0 | 0.364 | 1 | 3 | cs | TRUE
77 | LV_4081-1_0_7_line_77 |  | 67 | 69 | 0.013226 | 0.125 | 0.08 | 261 | 0 | 0.364 | 1 | 3 | cs | TRUE
78 | LV_4081-1_0_7_line_78 |  | 68 | 70 | 0.011823 | 0.125 | 0.08 | 261 | 0 | 0.364 | 1 | 3 | cs | TRUE
79 | LV_4081-1_0_7_line_79 |  | 69 | 71 | 0.029995 | 0.125 | 0.08 | 261 | 0 | 0.364 | 1 | 1 | cs | TRUE
80 | LV_4081-1_0_7_line_80 |  | 69 | 72 | 0.003546 | 0.125 | 0.08 | 261 | 0 | 0.364 | 1 | 3 | cs | TRUE
81 | LV_4081-1_0_7_line_81 |  | 70 | 112 | 0.01129 | 0.125 | 0.08 | 261 | 0 | 0.364 | 1 | 3 | cs | TRUE
82 | LV_4081-1_0_7_line_82 |  | 71 | 118 | 0.030927 | 0.125 | 0.08 | 261 | 0 | 0.364 | 1 | 1 | cs | TRUE
83 | LV_4081-1_0_7_line_83 |  | 72 | 122 | 0.020566 | 0.125 | 0.08 | 261 | 0 | 0.364 | 1 | 1 | cs | TRUE
84 | LV_4081-1_0_7_line_84 |  | 72 | 79 | 0.023399 | 0.125 | 0.08 | 261 | 0 | 0.364 | 1 | 3 | cs | TRUE
85 | LV_4081-1_0_7_line_85 |  | 73 | 74 | 0.022803 | 0.125 | 0.08 | 261 | 0 | 0.364 | 1 | 1 | cs | TRUE
86 | LV_4081-1_0_7_line_86 |  | 73 | 75 | 0.0047913 | 0.125 | 0.08 | 261 | 0 | 0.364 | 1 | 1 | cs | TRUE
87 | LV_4081-1_0_7_line_87 |  | 74 | 76 | 0.048725 | 0.125 | 0.08 | 261 | 0 | 0.364 | 1 | 1 | cs | TRUE
88 | LV_4081-1_0_7_line_88 |  | 75 | 77 | 0.010625 | 0.125 | 0.08 | 261 | 0 | 0.364 | 1 | 1 | cs | TRUE
89 | LV_4081-1_0_7_line_89 |  | 76 | 78 | 0.023554 | 0.125 | 0.08 | 261 | 0 | 0.364 | 1 | 3 | cs | TRUE
90 | LV_4081-1_0_7_line_90 |  | 76 | 79 | 0.012853 | 0.125 | 0.08 | 261 | 0 | 0.364 | 1 | 3 | cs | TRUE
91 | LV_4081-1_0_7_line_91 |  | 78 | 80 | 0.035179 | 0.125 | 0.08 | 261 | 0 | 0.364 | 1 | 3 | cs | TRUE
92 | LV_4081-1_0_7_line_92 |  | 81 | 82 | 0.039219 | 0.125 | 0.08 | 261 | 0 | 0.364 | 1 | 1 | cs | TRUE
93 | LV_4081-1_0_7_line_93 |  | 81 | 83 | 0.022867 | 0.125 | 0.08 | 261 | 0 | 0.364 | 1 | 1 | cs | TRUE
94 | LV_4081-1_0_7_line_94 |  | 82 | 84 | 0.028244 | 0.125 | 0.08 | 261 | 0 | 0.364 | 1 | 1 | cs | TRUE
95 | LV_4081-1_0_7_line_95 |  | 84 | 85 | 0.029078 | 0.125 | 0.08 | 261 | 0 | 0.364 | 1 | 3 | cs | TRUE
96 | LV_4081-1_0_7_line_96 |  | 84 | 86 | 0.0092192 | 0.125 | 0.08 | 261 | 0 | 0.364 | 1 | 3 | cs | TRUE
97 | LV_4081-1_0_7_line_97 |  | 85 | 87 | 0.04975 | 0.125 | 0.08 | 261 | 0 | 0.364 | 1 | 1 | cs | TRUE
98 | LV_4081-1_0_7_line_98 |  | 85 | 88 | 0.01888 | 0.125 | 0.08 | 261 | 0 | 0.364 | 1 | 3 | cs | TRUE
99 | LV_4081-1_0_7_line_99 |  | 86 | 89 | 0.016303 | 0.125 | 0.08 | 261 | 0 | 0.364 | 1 | 2 | cs | TRUE
100 | LV_4081-1_0_7_line_100 |  | 88 | 108 | 0.023309 | 0.125 | 0.08 | 261 | 0 | 0.364 | 1 | 3 | cs | TRUE
101 | LV_4081-1_0_7_line_101 |  | 88 | 109 | 0.004443 | 0.125 | 0.08 | 261 | 0 | 0.364 | 1 | 1 | cs | TRUE
102 | LV_4081-1_0_7_line_102 |  | 89 | 110 | 0.019459 | 0.125 | 0.08 | 261 | 0 | 0.364 | 1 | 2 | cs | TRUE
103 | LV_4081-1_0_7_line_103 |  | 90 | 91 | 0.052281 | 0.125 | 0.08 | 261 | 0 | 0.364 | 1 | 1 | cs | TRUE
104 | LV_4081-1_0_7_line_104 |  | 90 | 92 | 0.032076 | 0.125 | 0.08 | 261 | 0 | 0.364 | 1 | 1 | cs | TRUE
105 | LV_4081-1_0_7_line_105 |  | 91 | 93 | 0.014414 | 0.125 | 0.08 | 261 | 0 | 0.364 | 1 | 1 | cs | TRUE
106 | LV_4081-1_0_7_line_106 |  | 92 | 94 | 0.024778 | 0.125 | 0.08 | 261 | 0 | 0.364 | 1 | 3 | cs | TRUE
107 | LV_4081-1_0_7_line_107 |  | 93 | 95 | 0.01383 | 0.125 | 0.08 | 261 | 0 | 0.364 | 1 | 1 | cs | TRUE
108 | LV_4081-1_0_7_line_108 |  | 94 | 96 | 0.011062 | 0.125 | 0.08 | 261 | 0 | 0.364 | 1 | 3 | cs | TRUE
109 | LV_4081-1_0_7_line_109 |  | 94 | 97 | 0.026234 | 0.125 | 0.08 | 261 | 0 | 0.364 | 1 | 1 | cs | TRUE
110 | LV_4081-1_0_7_line_110 |  | 95 | 98 | 0.016114 | 0.125 | 0.08 | 261 | 0 | 0.364 | 1 | 1 | cs | TRUE
111 | LV_4081-1_0_7_line_111 |  | 96 | 99 | 0.018182 | 0.125 | 0.08 | 261 | 0 | 0.364 | 1 | 3 | cs | TRUE
112 | LV_4081-1_0_7_line_112 |  | 97 | 100 | 0.018862 | 0.125 | 0.08 | 261 | 0 | 0.364 | 1 | 1 | cs | TRUE
113 | LV_4081-1_0_7_line_113 |  | 99 | 112 | 0.013547 | 0.125 | 0.08 | 261 | 0 | 0.364 | 1 | 3 | cs | TRUE
114 | LV_4081-1_0_7_line_114 |  | 100 | 113 | 0.002063 | 0.125 | 0.08 | 261 | 0 | 0.364 | 1 | 1 | cs | TRUE
115 | LV_4081-1_0_7_line_115 |  | 101 | 105 | 0.026427 | 0.125 | 0.08 | 261 | 0 | 0.364 | 1 | 1 | cs | TRUE
116 | LV_4081-1_0_7_line_116 |  | 102 | 106 | 0.025005 | 0.125 | 0.08 | 261 | 0 | 0.364 | 1 | 1 | cs | TRUE
117 | LV_4081-1_0_7_line_117 |  | 104 | 107 | 0.011479 | 0.125 | 0.08 | 261 | 0 | 0.364 | 1 | 1 | cs | TRUE
118 | LV_4081-1_0_7_line_118 |  | 105 | 136 | 0.039669 | 0.125 | 0.08 | 261 | 0 | 0.364 | 1 | 1 | cs | TRUE
119 | LV_4081-1_0_7_line_119 |  | 107 | 141 | 0.011108 | 0.125 | 0.08 | 261 | 0 | 0.364 | 1 | 1 | cs | TRUE
120 | LV_4081-1_0_7_line_120 |  | 108 | 111 | 0.022963 | 0.125 | 0.08 | 261 | 0 | 0.364 | 1 | 3 | cs | TRUE
121 | LV_4081-1_0_7_line_121 |  | 109 | 115 | 0.016882 | 0.125 | 0.08 | 261 | 0 | 0.364 | 1 | 1 | cs | TRUE
122 | LV_4081-1_0_7_line_122 |  | 110 | 125 | 0.01757 | 0.125 | 0.08 | 261 | 0 | 0.364 | 1 | 1 | cs | TRUE
123 | LV_4081-1_0_7_line_123 |  | 113 | 114 | 0.027969 | 0.125 | 0.08 | 261 | 0 | 0.364 | 1 | 1 | cs | TRUE
124 | LV_4081-1_0_7_line_124 |  | 115 | 116 | 0.023525 | 0.125 | 0.08 | 261 | 0 | 0.364 | 1 | 1 | cs | TRUE
125 | LV_4081-1_0_7_line_125 |  | 117 | 118 | 0.037327 | 0.125 | 0.08 | 261 | 0 | 0.364 | 1 | 1 | cs | TRUE
126 | LV_4081-1_0_7_line_126 |  | 118 | 119 | 0.064596 | 0.125 | 0.08 | 261 | 0 | 0.364 | 1 | 1 | cs | TRUE
127 | LV_4081-1_0_7_line_127 |  | 119 | 120 | 0.08698 | 0.125 | 0.08 | 261 | 0 | 0.364 | 1 | 1 | cs | TRUE
128 | LV_4081-1_0_7_line_128 |  | 120 | 121 | 0.0012444 | 0.125 | 0.08 | 261 | 0 | 0.364 | 1 | 1 | cs | TRUE
129 | LV_4081-1_0_7_line_129 |  | 122 | 123 | 0.011645 | 0.125 | 0.08 | 261 | 0 | 0.364 | 1 | 1 | cs | TRUE
130 | LV_4081-1_0_7_line_130 |  | 123 | 124 | 0.010138 | 0.125 | 0.08 | 261 | 0 | 0.364 | 1 | 1 | cs | TRUE
131 | LV_4081-1_0_7_line_131 |  | 125 | 126 | 0.0082831 | 0.125 | 0.08 | 261 | 0 | 0.364 | 1 | 1 | cs | TRUE
132 | LV_4081-1_0_7_line_132 |  | 126 | 145 | 0.015436 | 0.125 | 0.08 | 261 | 0 | 0.364 | 1 | 1 | cs | TRUE
133 | LV_4081-1_0_7_line_133 |  | 127 | 128 | 0.010504 | 0.125 | 0.08 | 261 | 0 | 0.364 | 1 | 1 | cs | TRUE
134 | LV_4081-1_0_7_line_134 |  | 127 | 129 | 0.0080736 | 0.125 | 0.08 | 261 | 0 | 0.364 | 1 | 1 | cs | TRUE
135 | LV_4081-1_0_7_line_135 |  | 128 | 130 | 0.024975 | 0.125 | 0.08 | 261 | 0 | 0.364 | 1 | 1 | cs | TRUE
136 | LV_4081-1_0_7_line_136 |  | 129 | 131 | 0.018439 | 0.125 | 0.08 | 261 | 0 | 0.364 | 1 | 1 | cs | TRUE
137 | LV_4081-1_0_7_line_137 |  | 130 | 132 | 0.031098 | 0.125 | 0.08 | 261 | 0 | 0.364 | 1 | 1 | cs | TRUE
138 | LV_4081-1_0_7_line_138 |  | 131 | 133 | 0.00035812 | 0.125 | 0.08 | 261 | 0 | 0.364 | 1 | 1 | cs | TRUE
139 | LV_4081-1_0_7_line_139 |  | 132 | 134 | 0.023747 | 0.125 | 0.08 | 261 | 0 | 0.364 | 1 | 1 | cs | TRUE
140 | LV_4081-1_0_7_line_140 |  | 133 | 135 | 0.015119 | 0.125 | 0.08 | 261 | 0 | 0.364 | 1 | 1 | cs | TRUE
141 | LV_4081-1_0_7_line_141 |  | 134 | 136 | 0.021913 | 0.125 | 0.08 | 261 | 0 | 0.364 | 1 | 1 | cs | TRUE
142 | LV_4081-1_0_7_line_142 |  | 135 | 151 | 0.024709 | 0.125 | 0.08 | 261 | 0 | 0.364 | 1 | 1 | cs | TRUE
143 | LV_4081-1_0_7_line_143 |  | 136 | 149 | 0.012464 | 0.125 | 0.08 | 261 | 0 | 0.364 | 1 | 1 | cs | TRUE
144 | LV_4081-1_0_7_line_144 |  | 137 | 138 | 0.010909 | 0.125 | 0.08 | 261 | 0 | 0.364 | 1 | 1 | cs | TRUE
145 | LV_4081-1_0_7_line_145 |  | 138 | 139 | 0.034957 | 0.125 | 0.08 | 261 | 0 | 0.364 | 1 | 1 | cs | TRUE
146 | LV_4081-1_0_7_line_146 |  | 138 | 140 | 0.013311 | 0.125 | 0.08 | 261 | 0 | 0.364 | 1 | 1 | cs | TRUE
147 | LV_4081-1_0_7_line_147 |  | 140 | 154 | 0.022282 | 0.125 | 0.08 | 261 | 0 | 0.364 | 1 | 1 | cs | TRUE
148 | LV_4081-1_0_7_line_148 |  | 141 | 142 | 0.048813 | 0.125 | 0.08 | 261 | 0 | 0.364 | 1 | 1 | cs | TRUE
149 | LV_4081-1_0_7_line_149 |  | 143 | 145 | 0.012349 | 0.125 | 0.08 | 261 | 0 | 0.364 | 1 | 1 | cs | TRUE
150 | LV_4081-1_0_7_line_150 |  | 144 | 146 | 0.02465 | 0.125 | 0.08 | 261 | 0 | 0.364 | 1 | 1 | cs | TRUE
151 | LV_4081-1_0_7_line_151 |  | 144 | 147 | 0.027974 | 0.125 | 0.08 | 261 | 0 | 0.364 | 1 | 1 | cs | TRUE
152 | LV_4081-1_0_7_line_152 |  | 146 | 148 | 0.042085 | 0.125 | 0.08 | 261 | 0 | 0.364 | 1 | 1 | cs | TRUE
153 | LV_4081-1_0_7_line_153 |  | 148 | 155 | 0.018666 | 0.125 | 0.08 | 261 | 0 | 0.364 | 1 | 1 | cs | TRUE
154 | LV_4081-1_0_7_line_154 |  | 149 | 150 | 0.0038754 | 0.125 | 0.08 | 261 | 0 | 0.364 | 1 | 1 | cs | TRUE
155 | LV_4081-1_0_7_line_155 |  | 151 | 152 | 0.0069993 | 0.125 | 0.08 | 261 | 0 | 0.364 | 1 | 1 | cs | TRUE
156 | LV_4081-1_0_7_line_156 |  | 152 | 153 | 0.0017088 | 0.125 | 0.08 | 261 | 0 | 0.364 | 1 | 1 | cs | TRUE
157 | LV_4081-1_0_7_line_157 |  | 156 | 157 | 0.00048635 | 0.125 | 0.08 | 261 | 0 | 0.364 | 1 | 1 | cs | TRUE
158 | LV_4081-1_0_7_line_158 |  | 156 | 158 | 0.017829 | 0.125 | 0.08 | 261 | 0 | 0.364 | 1 | 1 | cs | TRUE
159 | LV_4081-1_0_7_line_159 |  | 158 | 159 | 0.025795 | 0.125 | 0.08 | 261 | 0 | 0.364 | 1 | 1 | cs | TRUE
160 | LV_4081-1_0_7_line_160 |  | 158 | 160 | 0.012596 | 0.125 | 0.08 | 261 | 0 | 0.364 | 1 | 1 | cs | TRUE
161 | LV_4081-1_0_7_line_161 |  | 159 | 162 | 0.026395 | 0.125 | 0.08 | 261 | 0 | 0.364 | 1 | 1 | cs | TRUE
162 | LV_4081-1_0_7_line_162 |  | 160 | 163 | 0.036463 | 0.125 | 0.08 | 261 | 0 | 0.364 | 1 | 1 | cs | TRUE
163 | LV_4081-1_0_7_line_163 |  | 161 | 164 | 0.026464 | 0.125 | 0.08 | 261 | 0 | 0.364 | 1 | 1 | cs | TRUE
164 | LV_4081-1_0_7_line_164 |  | 162 | 165 | 0.052613 | 0.125 | 0.08 | 261 | 0 | 0.364 | 1 | 1 | cs | TRUE
165 | LV_4081-1_0_7_line_165 |  | 163 | 166 | 0.040845 | 0.125 | 0.08 | 261 | 0 | 0.364 | 1 | 1 | cs | TRUE
166 | LV_4081-1_0_7_line_166 |  | 164 | 175 | 0.029264 | 0.125 | 0.08 | 261 | 0 | 0.364 | 1 | 1 | cs | TRUE
167 | LV_4081-1_0_7_line_167 |  | 165 | 167 | 0.012826 | 0.125 | 0.08 | 261 | 0 | 0.364 | 1 | 1 | cs | TRUE
168 | LV_4081-1_0_7_line_168 |  | 166 | 171 | 0.03411 | 0.125 | 0.08 | 261 | 0 | 0.364 | 1 | 1 | cs | TRUE
169 | LV_4081-1_0_7_line_169 |  | 167 | 168 | 0.032745 | 0.125 | 0.08 | 261 | 0 | 0.364 | 1 | 1 | cs | TRUE
170 | LV_4081-1_0_7_line_170 |  | 168 | 177 | 0.028812 | 0.125 | 0.08 | 261 | 0 | 0.364 | 1 | 1 | cs | TRUE
171 | LV_4081-1_0_7_line_171 |  | 169 | 170 | 0.025102 | 0.125 | 0.08 | 261 | 0 | 0.364 | 1 | 1 | cs | TRUE
172 | LV_4081-1_0_7_line_172 |  | 169 | 171 | 0.038295 | 0.125 | 0.08 | 261 | 0 | 0.364 | 1 | 1 | cs | TRUE
173 | LV_4081-1_0_7_line_173 |  | 172 | 173 | 0.031431 | 0.125 | 0.08 | 261 | 0 | 0.364 | 1 | 1 | cs | TRUE
174 | LV_4081-1_0_7_line_174 |  | 172 | 174 | 0.032542 | 0.125 | 0.08 | 261 | 0 | 0.364 | 1 | 1 | cs | TRUE
175 | LV_4081-1_0_7_line_175 |  | 174 | 175 | 0.031495 | 0.125 | 0.08 | 261 | 0 | 0.364 | 1 | 1 | cs | TRUE
176 | LV_4081-1_0_7_line_176 |  | 176 | 177 | 0.039879 | 0.125 | 0.08 | 261 | 0 | 0.364 | 1 | 1 | cs | TRUE
177 | LV_4081-1_0_7_line_177 |  | 176 | 178 | 0.029323 | 0.125 | 0.08 | 261 | 0 | 0.364 | 1 | 1 | cs | TRUE

## trafo
| name | std_type | hv_bus | lv_bus | sn_mva | vn_hv_kv | vn_lv_kv | vk_percent | vkr_percent | pfe_kw | i0_percent | shift_degree | tap_side | tap_neutral | tap_min | tap_max | tap_step_percent | tap_step_degree | tap_pos | tap_phase_shifter | parallel | df | in_service
0 | LV_4081-1_0_7_trafo_60 | 0.63 MVA 20/0.4 kV | 179 | 92 | 0.63 | 20 | 0.4 | 6 | 1.206 | 1.65 | 0.2619 | 150 | hv | 0 | -2 | 2 | 2.5 | 0 | 0 | FALSE | 1 | 1 | TRUE

## line_geodata
| x0 | y0 | x1 | y1 | x2 | y2 | x3 | y3 | x4 | y4 | x5 | y5 | x6 | y6 | x7 | y7
0 | 2668986.7464 | 1246778.3144 | 2668988.2125 | 1246791.2406 | 2668988.279 | 1246800.459 | 2668984.8864 | 1246808.9699 | 2668980.3503 | 1246818.2582
1 | 2668887.9484 | 1246719.1469 | 2668986.7464 | 1246778.3144
2 | 2669138.5335 | 1246753.2417 | 2668986.7464 | 1246778.3144
3 | 2668887.9484 | 1246719.1469 | 2668889.7893 | 1246706.9931 | 2668893.3983 | 1246692.6278
4 | 2668887.9484 | 1246719.1469 | 2668886.7933 | 1246713.2404 | 2668885.4648 | 1246706.6182
5 | 2668887.9484 | 1246719.1469 | 2668880.9124 | 1246728.9489
6 | 2669139.8587 | 1246749.0764 | 2669138.5335 | 1246753.2417
7 | 2668878.2205 | 1246732.7003 | 2668876.0623 | 1246735.7094 | 2668861.9306 | 1246740.104
8 | 2668878.2205 | 1246732.7003 | 2668879.2258 | 1246731.2986 | 2668880.9124 | 1246728.9489
9 | 2668833.3352 | 1246750.9497 | 2668842.9886 | 1246743.7089 | 2668851.5362 | 1246740.7616 | 2668861.9306 | 1246740.104 | 2668861.9306 | 1246740.104
10 | 2669139.8587 | 1246749.0764 | 2669141.4658 | 1246748.5149
11 | 2668904.0224 | 1246665.1386 | 2668899.424 | 1246673.5592 | 2668894.6524 | 1246687.6359 | 2668893.3983 | 1246692.6278
12 | 2668883.2896 | 1246694.8122 | 2668884.4726 | 1246701.672 | 2668885.4648 | 1246706.6182
13 | 2668823.9767 | 1246757.9693 | 2668833.3352 | 1246750.9497
14 | 2668982.2397 | 1246539.7267 | 2668970.9966 | 1246558.6568
15 | 2668970.9966 | 1246558.6568 | 2668920.5952 | 1246569.2406
16 | 2668982.2397 | 1246539.7267 | 2668993.6982 | 1246520.4339
17 | 2668904.4661 | 1246608.238 | 2668913.6793 | 1246587.0751 | 2668920.5952 | 1246569.2406
18 | 2668882.3735 | 1246689.4998 | 2668883.2896 | 1246694.8122
19 | 2668890.7132 | 1246643.4478 | 2668881.0061 | 1246674.3014 | 2668881.387 | 1246683.7792 | 2668882.3735 | 1246689.4998
20 | 2668904.4661 | 1246608.238 | 2668894.8191 | 1246630.3976 | 2668890.7132 | 1246643.4478
21 | 2669006.9515 | 1246498.119 | 2668993.6982 | 1246520.4339
22 | 2669006.9515 | 1246498.119 | 2669024.9518 | 1246468.4186 | 2669025.7371 | 1246467.1773
23 | 2669006.9515 | 1246498.119 | 2668992.9638 | 1246488.685
24 | 2669495.5474 | 1246705.102 | 2669494.4484 | 1246711.3043 | 2669491.8966 | 1246739.0633
25 | 2669490.6042 | 1246753.1221 | 2669491.8966 | 1246739.0633
26 | 2669495.5474 | 1246705.102 | 2669499.1196 | 1246684.9406
27 | 2669490.6042 | 1246753.1221 | 2669490.016 | 1246763.3446 | 2669489.1724 | 1246775.7177
28 | 2669500.0948 | 1246679.4369 | 2669499.1196 | 1246684.9406
29 | 2669500.0948 | 1246679.4369 | 2669532.7855 | 1246695.1866
30 | 2669500.0948 | 1246679.4369 | 2669504.4918 | 1246668.1922
31 | 2669532.7855 | 1246695.1866 | 2669526.2239 | 1246709.4047
32 | 2669509.915 | 1246654.3232 | 2669504.4918 | 1246668.1922
33 | 2669532.7105 | 1246724.7622 | 2669526.0373 | 1246717.2898 | 2669524.9104 | 1246712.2508 | 2669526.2239 | 1246709.4047
34 | 2669532.7105 | 1246724.7622 | 2669525.0431 | 1246723.4825 | 2669522.3999 | 1246730.3235
35 | 2669512.5617 | 1246640.6475 | 2669514.9386 | 1246628.3658
36 | 2669519.5183 | 1246603.9113 | 2669515.1258 | 1246627.3986 | 2669514.9386 | 1246628.3658
37 | 2669509.915 | 1246654.3232 | 2669512.5617 | 1246640.6475
38 | 2669519.5183 | 1246603.9113 | 2669534.0308 | 1246565.1874
39 | 2669509.915 | 1246654.3232 | 2669513.3643 | 1246655.2198 | 2669531.9024 | 1246660.0447
40 | 2669534.0308 | 1246565.1874 | 2669511.2603 | 1246557.6264 | 2669499.5865 | 1246554.0351
41 | 2669475.501 | 1246549.0347 | 2669487.6628 | 1246550.367 | 2669499.5865 | 1246554.0351
42 | 2669474.7167 | 1246548.9488 | 2669475.501 | 1246549.0347
43 | 2669478.8981 | 1246531.8291 | 2669475.501 | 1246549.0347
44 | 2669379.8109 | 1246534.5431 | 2669394.6029 | 1246537.8412
45 | 2669377.4185 | 1246534.0096 | 2669379.8109 | 1246534.5431
46 | 2669404.3392 | 1246539.7377 | 2669398.7867 | 1246538.774 | 2669394.6029 | 1246537.8412
47 | 2669352.9424 | 1246527.5745 | 2669377.4185 | 1246534.0096
48 | 2669377.4185 | 1246534.0096 | 2669383.6967 | 1246518.5399
49 | 2669404.3392 | 1246539.7377 | 2669419.745 | 1246542.4114
50 | 2669352.9424 | 1246527.5745 | 2669342.1607 | 1246523.8458 | 2669329.6142 | 1246518.5732
51 | 2669352.9424 | 1246527.5745 | 2669352.0015 | 1246535.0354 | 2669350.2466 | 1246548.7912 | 2669348.8555 | 1246556.561
52 | 2669395.7268 | 1246496.0338 | 2669384.7615 | 1246515.9161 | 2669383.6967 | 1246518.5399
53 | 2669426.956 | 1246543.6628 | 2669419.745 | 1246542.4114
54 | 2669298.4047 | 1246491.6674 | 2669309.042 | 1246499.9975 | 2669329.6142 | 1246518.5732
55 | 2669337.1607 | 1246503.095 | 2669329.6142 | 1246518.5732
56 | 2669329.6142 | 1246518.5732 | 2669327.0213 | 1246526.4818 | 2669316.7465 | 1246548.2007
57 | 2669348.8555 | 1246556.561 | 2669347.8946 | 1246561.9285 | 2669345.4763 | 1246570.4062 | 2669346.3127 | 1246573.1735 | 2669349.6516 | 1246578.1394
58 | 2669395.7268 | 1246496.0338 | 2669407.5318 | 1246474.6287
59 | 2669298.4047 | 1246491.6674 | 2669279.1939 | 1246474.8646 | 2669273.7685 | 1246469.1638 | 2669270.9108 | 1246465.4723 | 2669267.8109 | 1246459.8766 | 2669266.5709 | 1246456.9974
60 | 2669298.4047 | 1246491.6674 | 2669293.2061 | 1246494.353 | 2669291.4794 | 1246495.3669 | 2669290.265 | 1246497.154 | 2669287.5701 | 1246502.3171
61 | 2669298.4047 | 1246491.6674 | 2669310.9349 | 1246470.0561
62 | 2669337.1607 | 1246503.095 | 2669342.2435 | 1246492.9072
63 | 2669310.0038 | 1246579.9095 | 2669311.2972 | 1246570.7292 | 2669313.1914 | 1246562.49 | 2669315.9991 | 1246549.7805 | 2669316.7465 | 1246548.2007
64 | 2669349.6516 | 1246578.1394 | 2669351.8889 | 1246581.4667 | 2669356.7094 | 1246585.904 | 2669361.6291 | 1246587.1856
65 | 2669413.323 | 1246464.9509 | 2669407.6767 | 1246474.366 | 2669407.5318 | 1246474.6287
66 | 2669183.9777 | 1246630.7807 | 2669187.8076 | 1246633.9552
67 | 2669183.4935 | 1246630.3794 | 2669183.9777 | 1246630.7807
68 | 2669205.1329 | 1246648.3154 | 2669187.8076 | 1246633.9552
69 | 2669205.1329 | 1246648.3154 | 2669225.6266 | 1246665.302
70 | 2669240.2232 | 1246677.4006 | 2669225.6266 | 1246665.302
71 | 2669252.2055 | 1246687.3323 | 2669240.2232 | 1246677.4006
72 | 2669260.276 | 1246678.2864 | 2669257.9511 | 1246680.8924
73 | 2669252.2055 | 1246687.3323 | 2669257.9511 | 1246680.8924
74 | 2669260.276 | 1246678.2864 | 2669266.2742 | 1246671.5632 | 2669266.2742 | 1246671.5632
75 | 2669252.2055 | 1246687.3323 | 2669239.9742 | 1246696.4886
76 | 2669266.2742 | 1246671.5632 | 2669272.0924 | 1246657.866
77 | 2669228.7432 | 1246703.4476 | 2669237.7414 | 1246698.16 | 2669239.9742 | 1246696.4886
78 | 2669272.0924 | 1246657.866 | 2669273.3895 | 1246654.8123 | 2669276.6993 | 1246646.977
79 | 2669228.7432 | 1246703.4476 | 2669232.7348 | 1246706.4185 | 2669238.8248 | 1246711.4709 | 2669251.3945 | 1246723.0737
80 | 2669228.7432 | 1246703.4476 | 2669225.6853 | 1246705.2576
81 | 2669281.0925 | 1246636.5769 | 2669276.6993 | 1246646.977
82 | 2669271.128 | 1246746.2058 | 2669267.336 | 1246737.7889 | 2669251.3945 | 1246723.0737
83 | 2669225.6853 | 1246705.2576 | 2669210.5539 | 1246691.3298
84 | 2669225.6853 | 1246705.2576 | 2669208.3497 | 1246715.5292 | 2669205.5564 | 1246717.1882
85 | 2669161.0383 | 1246660.9256 | 2669167.7125 | 1246672.4917 | 2669171.523 | 1246681.1382
86 | 2669161.0383 | 1246660.9256 | 2669158.6436 | 1246656.7757
87 | 2669194.5054 | 1246723.7513 | 2669187.6378 | 1246714.776 | 2669181.7536 | 1246705.6787 | 2669176.6403 | 1246693.3104 | 2669174.0268 | 1246686.8198 | 2669171.523 | 1246681.1382
88 | 2669153.3332 | 1246647.5731 | 2669158.6436 | 1246656.7757
89 | 2669194.5054 | 1246723.7513 | 2669173.8755 | 1246735.1185
90 | 2669194.5054 | 1246723.7513 | 2669205.5564 | 1246717.1882
91 | 2669173.8755 | 1246735.1185 | 2669163.5995 | 1246740.7807 | 2669141.4658 | 1246748.5149
92 | 2669442.8222 | 1246696.2265 | 2669439.0511 | 1246660.6532 | 2669438.8441 | 1246657.2126
93 | 2669442.8222 | 1246696.2265 | 2669445.044 | 1246717.1854 | 2669445.3405 | 1246718.9515
94 | 2669437.1478 | 1246629.0198 | 2669438.8441 | 1246657.2126
95 | 2669411.539 | 1246616.7781 | 2669421.1228 | 1246618.2802 | 2669428.7474 | 1246621.9387 | 2669437.1478 | 1246629.0198
96 | 2669437.1478 | 1246629.0198 | 2669442.1502 | 1246621.2758
97 | 2669411.489 | 1246666.2124 | 2669409.0757 | 1246629.7362 | 2669411.539 | 1246616.7781
98 | 2669411.539 | 1246616.7781 | 2669392.749 | 1246614.4344
99 | 2669442.1502 | 1246621.2758 | 2669443.9413 | 1246618.503 | 2669446.8011 | 1246612.9771 | 2669447.7768 | 1246606.2681
100 | 2669392.749 | 1246614.4344 | 2669393.7325 | 1246608.4973 | 2669382.6495 | 1246595.2256
101 | 2669388.3119 | 1246614.0267 | 2669392.749 | 1246614.4344
102 | 2669447.7768 | 1246606.2681 | 2669450.5774 | 1246587.0115
103 | 2669285.3122 | 1246561.6233 | 2669283.4962 | 1246558.5626 | 2669275.686 | 1246551.3774 | 2669266.855 | 1246548.1498 | 2669251.0726 | 1246547.643 | 2669247.4327 | 1246548.8235 | 2669243.3845 | 1246554.5692 | 2669242.4254 | 1246556.3941
104 | 2669310.0038 | 1246579.9095 | 2669291.0823 | 1246571.3491 | 2669285.3122 | 1246561.6233
105 | 2669242.4254 | 1246556.3941 | 2669235.7197 | 1246569.1536
106 | 2669310.0038 | 1246579.9095 | 2669307.5702 | 1246604.5651
107 | 2669235.7197 | 1246569.1536 | 2669231.6874 | 1246576.8261 | 2669233.5803 | 1246581.6294
108 | 2669307.5702 | 1246604.5651 | 2669303.7891 | 1246606.8447 | 2669298.1419 | 1246610.3511
109 | 2669333.1286 | 1246610.8014 | 2669307.5702 | 1246604.5651
110 | 2669247.4515 | 1246589.8309 | 2669233.5803 | 1246581.6294 | 2669233.5803 | 1246581.6294
111 | 2669286.3639 | 1246624.0978 | 2669286.3639 | 1246624.0978 | 2669296.8112 | 1246611.1774 | 2669298.1419 | 1246610.3511
112 | 2669333.1286 | 1246610.8014 | 2669331.9526 | 1246629.6266
113 | 2669286.3639 | 1246624.0978 | 2669281.0925 | 1246636.5769
114 | 2669331.9526 | 1246629.6266 | 2669331.8239 | 1246631.6856
115 | 2669266.5709 | 1246456.9974 | 2669264.6777 | 1246452.6016 | 2669261.4898 | 1246442.902 | 2669258.5467 | 1246431.8568
116 | 2669276.0003 | 1246524.4844 | 2669287.5701 | 1246502.3171
117 | 2669347.368 | 1246482.6357 | 2669342.2435 | 1246492.9072
118 | 2669248.3327 | 1246393.5248 | 2669258.5467 | 1246431.8568
119 | 2669347.368 | 1246482.6357 | 2669352.3272 | 1246472.6957
120 | 2669361.6291 | 1246587.1856 | 2669377.6689 | 1246591.364 | 2669379.9742 | 1246592.5474 | 2669381.5894 | 1246593.9562 | 2669382.6495 | 1246595.2256
121 | 2669388.3119 | 1246614.0267 | 2669386.9666 | 1246625.697 | 2669386.8279 | 1246630.8293
122 | 2669450.5774 | 1246587.0115 | 2669450.9338 | 1246584.561 | 2669453.1865 | 1246574.7582 | 2669455.0031 | 1246570.0623
123 | 2669330.0801 | 1246659.6002 | 2669331.8239 | 1246631.6856
124 | 2669388.1732 | 1246654.2756 | 2669386.6202 | 1246638.513 | 2669386.8279 | 1246630.8293
125 | 2669271.128 | 1246746.2058 | 2669269.2186 | 1246746.695 | 2669235.1525 | 1246753.6021 | 2669234.5625 | 1246753.6891
126 | 2669267.8212 | 1246810.0455 | 2669272.5546 | 1246777.3222 | 2669274.0438 | 1246759.7828 | 2669271.776 | 1246747.6366 | 2669271.128 | 1246746.2058
127 | 2669267.8212 | 1246810.0455 | 2669190.7899 | 1246850.4406
128 | 2669189.656 | 1246849.9281 | 2669190.7899 | 1246850.4406
129 | 2669201.9861 | 1246683.4435 | 2669201.9861 | 1246683.4435 | 2669210.5539 | 1246691.3298
130 | 2669201.9861 | 1246683.4435 | 2669200.9994 | 1246679.3069 | 2669204.4128 | 1246674.512
131 | 2669457.9916 | 1246562.3372 | 2669455.0031 | 1246570.0623
132 | 2669462.4413 | 1246547.603 | 2669460.7741 | 1246555.1444 | 2669457.9916 | 1246562.3372
133 | 2669219.968 | 1246487.1374 | 2669219.968 | 1246487.1374 | 2669217.3229 | 1246497.3028
134 | 2669215.2897 | 1246505.1162 | 2669217.3229 | 1246497.3028
135 | 2669219.968 | 1246487.1374 | 2669224.2729 | 1246462.5358
136 | 2669215.2897 | 1246505.1162 | 2669210.6462 | 1246522.9614
137 | 2669229.6329 | 1246431.9034 | 2669224.2729 | 1246462.5358
138 | 2669210.556 | 1246523.308 | 2669210.6462 | 1246522.9614
139 | 2669229.6329 | 1246431.9034 | 2669232.9518 | 1246412.9367 | 2669234.1301 | 1246408.6021
140 | 2669210.556 | 1246523.308 | 2669206.7486 | 1246537.94
141 | 2669248.3327 | 1246393.5248 | 2669243.4902 | 1246395.4696 | 2669240.584 | 1246397.2147 | 2669238.5369 | 1246399.1477 | 2669236.2957 | 1246402.8131 | 2669234.6331 | 1246406.752 | 2669234.1301 | 1246408.6021
142 | 2669198.9032 | 1246561.3042 | 2669203.5407 | 1246550.2679 | 2669206.7486 | 1246537.94
143 | 2669248.3327 | 1246393.5248 | 2669245.854 | 1246381.3095
144 | 2669418.9334 | 1246455.5956 | 2669413.323 | 1246464.9509
145 | 2669388.8428 | 1246437.6532 | 2669418.9334 | 1246455.5956
146 | 2669418.9334 | 1246455.5956 | 2669425.7796 | 1246444.1805
147 | 2669437.2401 | 1246425.0717 | 2669425.7796 | 1246444.1805
148 | 2669352.3272 | 1246472.6957 | 2669374.1187 | 1246429.0174
149 | 2669462.4413 | 1246547.603 | 2669474.7167 | 1246548.9488
150 | 2669478.8981 | 1246531.8291 | 2669481.6201 | 1246516.7948 | 2669472.3377 | 1246515.5052
151 | 2669478.8981 | 1246531.8291 | 2669456.7121 | 1246528.5225 | 2669457.5804 | 1246523.0485
152 | 2669472.3377 | 1246515.5052 | 2669508.6157 | 1246494.1723
153 | 2669514.0618 | 1246476.3183 | 2669508.6157 | 1246494.1723
154 | 2669245.854 | 1246381.3095 | 2669245.3767 | 1246377.4635
155 | 2669198.9032 | 1246561.3042 | 2669196.1917 | 1246567.757
156 | 2669195.5298 | 1246569.3323 | 2669196.1917 | 1246567.757
157 | 2668992.5606 | 1246488.413 | 2668992.9638 | 1246488.685
158 | 2668977.7791 | 1246478.4437 | 2668992.5606 | 1246488.413
159 | 2668977.7791 | 1246478.4437 | 2668969.0693 | 1246487.5043 | 2668961.3069 | 1246494.3522 | 2668958.6508 | 1246495.4534
160 | 2668977.7791 | 1246478.4437 | 2668985.1957 | 1246468.2629
161 | 2668934.136 | 1246505.2219 | 2668942.1853 | 1246502.28 | 2668958.6508 | 1246495.4534
162 | 2668985.1957 | 1246468.2629 | 2668996.534 | 1246452.6992 | 2669005.8152 | 1246438.2092
163 | 2669025.7371 | 1246467.1773 | 2669039.8847 | 1246444.8123
164 | 2668934.136 | 1246505.2219 | 2668936.968 | 1246455.2752 | 2668937.5234 | 1246452.749
165 | 2669027.8456 | 1246403.8149 | 2669005.8152 | 1246438.2092
166 | 2669057.0732 | 1246421.2032 | 2669047.609 | 1246432.6016 | 2669039.8847 | 1246444.8123
167 | 2668940.2773 | 1246440.2223 | 2668937.5234 | 1246452.749
168 | 2669027.8456 | 1246403.8149 | 2669046.2437 | 1246375.0915
169 | 2668940.2773 | 1246440.2223 | 2668942.2882 | 1246431.0756 | 2668948.9509 | 1246416.8097 | 2668953.572 | 1246410.7326
170 | 2668971.0116 | 1246387.7987 | 2668953.572 | 1246410.7326
171 | 2669080.5436 | 1246321.7751 | 2669067.4525 | 1246341.98 | 2669066.8986 | 1246342.8447
172 | 2669046.2437 | 1246375.0915 | 2669066.8986 | 1246342.8447
173 | 2669099.896 | 1246373.6469 | 2669121.6744 | 1246350.9839
174 | 2669099.896 | 1246373.6469 | 2669077.3476 | 1246397.1111
175 | 2669077.3476 | 1246397.1111 | 2669075.3605 | 1246399.1789 | 2669057.0732 | 1246421.2032
176 | 2668995.1506 | 1246356.0549 | 2668971.0116 | 1246387.7987
177 | 2668995.1506 | 1246356.0549 | 2669010.8781 | 1246335.3725 | 2669012.9698 | 1246332.7687

## bus_geodata
| x | y | coords
0 | 2668980.3503 | 1246818.2582
1 | 2668986.7464 | 1246778.3144
2 | 2668887.9484 | 1246719.1469
3 | 2669138.5335 | 1246753.2417
4 | 2668878.2205 | 1246732.7003
5 | 2668861.9306 | 1246740.104
6 | 2668880.9124 | 1246728.9489
7 | 2669139.8587 | 1246749.0764
8 | 2668893.3983 | 1246692.6278
9 | 2668885.4648 | 1246706.6182
10 | 2668833.3352 | 1246750.9497
11 | 2668970.9966 | 1246558.6568
12 | 2668982.2397 | 1246539.7267
13 | 2668920.5952 | 1246569.2406
14 | 2668823.9767 | 1246757.9693
15 | 2668904.0224 | 1246665.1386
16 | 2668883.2896 | 1246694.8122
17 | 2668882.3735 | 1246689.4998
18 | 2668890.7132 | 1246643.4478
19 | 2668904.4661 | 1246608.238
20 | 2668993.6982 | 1246520.4339
21 | 2669006.9515 | 1246498.119
22 | 2669491.8966 | 1246739.0633
23 | 2669495.5474 | 1246705.102
24 | 2669490.6042 | 1246753.1221
25 | 2669499.1196 | 1246684.9406
26 | 2669489.1724 | 1246775.7177
27 | 2669500.0948 | 1246679.4369
28 | 2669532.7855 | 1246695.1866
29 | 2669504.4918 | 1246668.1922
30 | 2669532.7105 | 1246724.7622
31 | 2669526.2239 | 1246709.4047
32 | 2669522.3999 | 1246730.3235
33 | 2669514.9386 | 1246628.3658
34 | 2669512.5617 | 1246640.6475
35 | 2669519.5183 | 1246603.9113
36 | 2669509.915 | 1246654.3232
37 | 2669534.0308 | 1246565.1874
38 | 2669531.9024 | 1246660.0447
39 | 2669499.5865 | 1246554.0351
40 | 2669475.501 | 1246549.0347
41 | 2669379.8109 | 1246534.5431
42 | 2669394.6029 | 1246537.8412
43 | 2669377.4185 | 1246534.0096
44 | 2669404.3392 | 1246539.7377
45 | 2669352.9424 | 1246527.5745
46 | 2669383.6967 | 1246518.5399
47 | 2669419.745 | 1246542.4114
48 | 2669329.6142 | 1246518.5732
49 | 2669348.8556 | 1246556.561
50 | 2669395.7268 | 1246496.0338
51 | 2669426.956 | 1246543.6628
52 | 2669298.4047 | 1246491.6674
53 | 2669337.1607 | 1246503.095
54 | 2669316.7465 | 1246548.2007
55 | 2669349.6516 | 1246578.1394
56 | 2669407.5318 | 1246474.6287
57 | 2669183.9777 | 1246630.7807
58 | 2669187.8076 | 1246633.9552
59 | 2669183.4935 | 1246630.3794
60 | 2669205.1329 | 1246648.3154
61 | 2669225.6266 | 1246665.302
62 | 2669240.2232 | 1246677.4006
63 | 2669257.9511 | 1246680.8924
64 | 2669260.276 | 1246678.2864
65 | 2669252.2055 | 1246687.3323
66 | 2669266.2742 | 1246671.5632
67 | 2669239.9742 | 1246696.4886
68 | 2669272.0924 | 1246657.866
69 | 2669228.7432 | 1246703.4476
70 | 2669276.6993 | 1246646.977
71 | 2669251.3945 | 1246723.0737
72 | 2669225.6853 | 1246705.2576
73 | 2669161.0383 | 1246660.9256
74 | 2669171.523 | 1246681.1382
75 | 2669158.6436 | 1246656.7757
76 | 2669194.5054 | 1246723.7513
77 | 2669153.3332 | 1246647.5731
78 | 2669173.8755 | 1246735.1185
79 | 2669205.5564 | 1246717.1882
80 | 2669141.4658 | 1246748.5149
81 | 2669442.8222 | 1246696.2265
82 | 2669438.8441 | 1246657.2126
83 | 2669445.3405 | 1246718.9515
84 | 2669437.1478 | 1246629.0198
85 | 2669411.539 | 1246616.7781
86 | 2669442.1502 | 1246621.2758
87 | 2669411.489 | 1246666.2124
88 | 2669392.749 | 1246614.4344
89 | 2669447.7768 | 1246606.2681
90 | 2669285.3122 | 1246561.6233
91 | 2669242.4254 | 1246556.3941
92 | 2669310.0038 | 1246579.9095
93 | 2669235.7197 | 1246569.1536
94 | 2669307.5702 | 1246604.5651
95 | 2669233.5803 | 1246581.6294
96 | 2669298.1419 | 1246610.3511
97 | 2669333.1286 | 1246610.8014
98 | 2669247.4515 | 1246589.8309
99 | 2669286.3639 | 1246624.0978
100 | 2669331.9526 | 1246629.6266
101 | 2669266.5709 | 1246456.9975
102 | 2669287.5701 | 1246502.3171
103 | 2669310.9349 | 1246470.0561
104 | 2669342.2435 | 1246492.9072
105 | 2669258.5467 | 1246431.8568
106 | 2669276.0003 | 1246524.4844
107 | 2669347.368 | 1246482.6357
108 | 2669382.6495 | 1246595.2256
109 | 2669388.3119 | 1246614.0267
110 | 2669450.5774 | 1246587.0115
111 | 2669361.6291 | 1246587.1856
112 | 2669281.0925 | 1246636.5769
113 | 2669331.8239 | 1246631.6856
114 | 2669330.0801 | 1246659.6002
115 | 2669386.8279 | 1246630.8293
116 | 2669388.1732 | 1246654.2756
117 | 2669234.5625 | 1246753.6891
118 | 2669271.128 | 1246746.2058
119 | 2669267.8212 | 1246810.0455
120 | 2669190.7899 | 1246850.4406
121 | 2669189.656 | 1246849.9281
122 | 2669210.5539 | 1246691.3298
123 | 2669201.9861 | 1246683.4435
124 | 2669204.4128 | 1246674.512
125 | 2669455.0031 | 1246570.0623
126 | 2669457.9916 | 1246562.3372
127 | 2669217.3229 | 1246497.3028
128 | 2669219.968 | 1246487.1374
129 | 2669215.2897 | 1246505.1162
130 | 2669224.2729 | 1246462.5358
131 | 2669210.6462 | 1246522.9614
132 | 2669229.6329 | 1246431.9034
133 | 2669210.556 | 1246523.308
134 | 2669234.1301 | 1246408.6021
135 | 2669206.7486 | 1246537.94
136 | 2669248.3327 | 1246393.5248
137 | 2669413.323 | 1246464.9509
138 | 2669418.9334 | 1246455.5956
139 | 2669388.8428 | 1246437.6532
140 | 2669425.7796 | 1246444.1805
141 | 2669352.3272 | 1246472.6957
142 | 2669374.1187 | 1246429.0174
143 | 2669474.7167 | 1246548.9488
144 | 2669478.8981 | 1246531.8291
145 | 2669462.4413 | 1246547.603
146 | 2669472.3377 | 1246515.5052
147 | 2669457.5805 | 1246523.0485
148 | 2669508.6157 | 1246494.1723
149 | 2669245.854 | 1246381.3095
150 | 2669245.3767 | 1246377.4635
151 | 2669198.9032 | 1246561.3042
152 | 2669196.1917 | 1246567.757
153 | 2669195.5298 | 1246569.3323
154 | 2669437.2401 | 1246425.0717
155 | 2669514.0618 | 1246476.3183
156 | 2668992.5606 | 1246488.413
157 | 2668992.9638 | 1246488.685
158 | 2668977.7791 | 1246478.4437
159 | 2668958.6508 | 1246495.4535
160 | 2668985.1957 | 1246468.2629
161 | 2669025.7371 | 1246467.1773
162 | 2668934.136 | 1246505.2219
163 | 2669005.8152 | 1246438.2092
164 | 2669039.8847 | 1246444.8123
165 | 2668937.5234 | 1246452.749
166 | 2669027.8456 | 1246403.8149
167 | 2668940.2773 | 1246440.2223
168 | 2668953.572 | 1246410.7326
169 | 2669066.8986 | 1246342.8447
170 | 2669080.5436 | 1246321.7751
171 | 2669046.2437 | 1246375.0915
172 | 2669099.896 | 1246373.6469
173 | 2669121.6744 | 1246350.9839
174 | 2669077.3476 | 1246397.1111
175 | 2669057.0732 | 1246421.2032
176 | 2668995.1506 | 1246356.0549
177 | 2668971.0116 | 1246387.7987
178 | 2669012.9698 | 1246332.7687
179 | 2669307.5702 | 1246604.5651

## line_std_types
| c_nf_per_km | r_ohm_per_km | x_ohm_per_km | max_i_ka | type | q_mm2 | alpha | voltage_rating
NAYY 4x50 SE | 210 | 0.642 | 0.083 | 0.142 | cs | 50 | 0.00403 | LV
NAYY 4x120 SE | 264 | 0.225 | 0.08 | 0.242 | cs | 120 | 0.00403 | LV
NAYY 4x150 SE | 261 | 0.208 | 0.08 | 0.27 | cs | 150 | 0.00403 | LV
NA2XS2Y 1x95 RM/25 12/20 kV | 216 | 0.313 | 0.132 | 0.252 | cs | 95 | 0.00403 | MV
NA2XS2Y 1x185 RM/25 12/20 kV | 273 | 0.161 | 0.117 | 0.362 | cs | 185 | 0.00403 | MV
NA2XS2Y 1x240 RM/25 12/20 kV | 304 | 0.122 | 0.112 | 0.421 | cs | 240 | 0.00403 | MV
NA2XS2Y 1x95 RM/25 6/10 kV | 315 | 0.313 | 0.123 | 0.249 | cs | 95 | 0.00403 | MV
NA2XS2Y 1x185 RM/25 6/10 kV | 406 | 0.161 | 0.11 | 0.358 | cs | 185 | 0.00403 | MV
NA2XS2Y 1x240 RM/25 6/10 kV | 456 | 0.122 | 0.105 | 0.416 | cs | 240 | 0.00403 | MV
NA2XS2Y 1x150 RM/25 12/20 kV | 250 | 0.206 | 0.116 | 0.319 | cs | 150 | 0.00403 | MV
NA2XS2Y 1x120 RM/25 12/20 kV | 230 | 0.253 | 0.119 | 0.283 | cs | 120 | 0.00403 | MV
NA2XS2Y 1x70 RM/25 12/20 kV | 190 | 0.443 | 0.132 | 0.22 | cs | 70 | 0.00403 | MV
NA2XS2Y 1x150 RM/25 6/10 kV | 360 | 0.206 | 0.11 | 0.315 | cs | 150 | 0.00403 | MV
NA2XS2Y 1x120 RM/25 6/10 kV | 340 | 0.253 | 0.113 | 0.28 | cs | 120 | 0.00403 | MV
NA2XS2Y 1x70 RM/25 6/10 kV | 280 | 0.443 | 0.123 | 0.217 | cs | 70 | 0.00403 | MV
N2XS(FL)2Y 1x120 RM/35 64/110 kV | 112 | 0.153 | 0.166 | 0.366 | cs | 120 | 0.00393 | HV
N2XS(FL)2Y 1x185 RM/35 64/110 kV | 125 | 0.099 | 0.156 | 0.457 | cs | 185 | 0.00393 | HV
N2XS(FL)2Y 1x240 RM/35 64/110 kV | 135 | 0.075 | 0.149 | 0.526 | cs | 240 | 0.00393 | HV
N2XS(FL)2Y 1x300 RM/35 64/110 kV | 144 | 0.06 | 0.144 | 0.588 | cs | 300 | 0.00393 | HV
15-AL1/3-ST1A 0.4 | 11 | 1.8769 | 0.35 | 0.105 | ol | 16 | 0.00403 | LV
24-AL1/4-ST1A 0.4 | 11.25 | 1.2012 | 0.335 | 0.14 | ol | 24 | 0.00403 | LV
48-AL1/8-ST1A 0.4 | 12.2 | 0.5939 | 0.3 | 0.21 | ol | 48 | 0.00403 | LV
94-AL1/15-ST1A 0.4 | 13.2 | 0.306 | 0.29 | 0.35 | ol | 94 | 0.00403 | LV
34-AL1/6-ST1A 10.0 | 9.7 | 0.8342 | 0.36 | 0.17 | ol | 34 | 0.00403 | MV
48-AL1/8-ST1A 10.0 | 10.1 | 0.5939 | 0.35 | 0.21 | ol | 48 | 0.00403 | MV
70-AL1/11-ST1A 10.0 | 10.4 | 0.4132 | 0.339 | 0.29 | ol | 70 | 0.00403 | MV
94-AL1/15-ST1A 10.0 | 10.75 | 0.306 | 0.33 | 0.35 | ol | 94 | 0.00403 | MV
122-AL1/20-ST1A 10.0 | 11.1 | 0.2376 | 0.323 | 0.41 | ol | 122 | 0.00403 | MV
149-AL1/24-ST1A 10.0 | 11.25 | 0.194 | 0.315 | 0.47 | ol | 149 | 0.00403 | MV
34-AL1/6-ST1A 20.0 | 9.15 | 0.8342 | 0.382 | 0.17 | ol | 34 | 0.00403 | MV
48-AL1/8-ST1A 20.0 | 9.5 | 0.5939 | 0.372 | 0.21 | ol | 48 | 0.00403 | MV
70-AL1/11-ST1A 20.0 | 9.7 | 0.4132 | 0.36 | 0.29 | ol | 70 | 0.00403 | MV
94-AL1/15-ST1A 20.0 | 10 | 0.306 | 0.35 | 0.35 | ol | 94 | 0.00403 | MV
122-AL1/20-ST1A 20.0 | 10.3 | 0.2376 | 0.344 | 0.41 | ol | 122 | 0.00403 | MV
149-AL1/24-ST1A 20.0 | 10.5 | 0.194 | 0.337 | 0.47 | ol | 149 | 0.00403 | MV
184-AL1/30-ST1A 20.0 | 10.75 | 0.1571 | 0.33 | 0.535 | ol | 184 | 0.00403 | MV
243-AL1/39-ST1A 20.0 | 11 | 0.1188 | 0.32 | 0.645 | ol | 243 | 0.00403 | MV
48-AL1/8-ST1A 110.0 | 8 | 0.5939 | 0.46 | 0.21 | ol | 48 | 0.00403 | HV
70-AL1/11-ST1A 110.0 | 8.4 | 0.4132 | 0.45 | 0.29 | ol | 70 | 0.00403 | HV
94-AL1/15-ST1A 110.0 | 8.65 | 0.306 | 0.44 | 0.35 | ol | 94 | 0.00403 | HV
122-AL1/20-ST1A 110.0 | 8.5 | 0.2376 | 0.43 | 0.41 | ol | 122 | 0.00403 | HV
149-AL1/24-ST1A 110.0 | 8.75 | 0.194 | 0.41 | 0.47 | ol | 149 | 0.00403 | HV
184-AL1/30-ST1A 110.0 | 8.8 | 0.1571 | 0.4 | 0.535 | ol | 184 | 0.00403 | HV
243-AL1/39-ST1A 110.0 | 9 | 0.1188 | 0.39 | 0.645 | ol | 243 | 0.00403 | HV
305-AL1/39-ST1A 110.0 | 9.2 | 0.0949 | 0.38 | 0.74 | ol | 305 | 0.00403 | HV
490-AL1/64-ST1A 110.0 | 9.75 | 0.059 | 0.37 | 0.96 | ol | 490 | 0.00403 | HV
679-AL1/86-ST1A 110.0 | 9.95 | 0.042 | 0.36 | 1.15 | ol | 679 | 0.00403 | HV
490-AL1/64-ST1A 220.0 | 10 | 0.059 | 0.285 | 0.96 | ol | 490 | 0.00403 | HV
679-AL1/86-ST1A 220.0 | 11.7 | 0.042 | 0.275 | 1.15 | ol | 679 | 0.00403 | HV
490-AL1/64-ST1A 380.0 | 11 | 0.059 | 0.253 | 0.96 | ol | 490 | 0.00403 | HV
679-AL1/86-ST1A 380.0 | 14.6 | 0.042 | 0.25 | 1.15 | ol | 679 | 0.00403 | HV

## trafo_std_types
| i0_percent | pfe_kw | vkr_percent | sn_mva | vn_lv_kv | vn_hv_kv | vk_percent | shift_degree | vector_group | tap_side | tap_neutral | tap_min | tap_max | tap_step_degree | tap_step_percent | tap_phase_shifter
160 MVA 380/110 kV | 0.06 | 60 | 0.25 | 160 | 110 | 380 | 12.2 | 0 | Yy0 | hv | 0 | -9 | 9 | 0 | 1.5 | FALSE
100 MVA 220/110 kV | 0.06 | 55 | 0.26 | 100 | 110 | 220 | 12 | 0 | Yy0 | hv | 0 | -9 | 9 | 0 | 1.5 | FALSE
63 MVA 110/20 kV | 0.04 | 22 | 0.32 | 63 | 20 | 110 | 18 | 150 | YNd5 | hv | 0 | -9 | 9 | 0 | 1.5 | FALSE
40 MVA 110/20 kV | 0.05 | 18 | 0.34 | 40 | 20 | 110 | 16.2 | 150 | YNd5 | hv | 0 | -9 | 9 | 0 | 1.5 | FALSE
25 MVA 110/20 kV | 0.07 | 14 | 0.41 | 25 | 20 | 110 | 12 | 150 | YNd5 | hv | 0 | -9 | 9 | 0 | 1.5 | FALSE
63 MVA 110/10 kV | 0.04 | 22 | 0.32 | 63 | 10 | 110 | 18 | 150 | YNd5 | hv | 0 | -9 | 9 | 0 | 1.5 | FALSE
40 MVA 110/10 kV | 0.05 | 18 | 0.34 | 40 | 10 | 110 | 16.2 | 150 | YNd5 | hv | 0 | -9 | 9 | 0 | 1.5 | FALSE
25 MVA 110/10 kV | 0.07 | 14 | 0.41 | 25 | 10 | 110 | 12 | 150 | YNd5 | hv | 0 | -9 | 9 | 0 | 1.5 | FALSE
0.25 MVA 20/0.4 kV | 0.32 | 0.8 | 1.44 | 0.25 | 0.4 | 20 | 6 | 150 | Yzn5 | hv | 0 | -2 | 2 | 0 | 2.5 | FALSE
0.4 MVA 20/0.4 kV | 0.3375 | 1.35 | 1.425 | 0.4 | 0.4 | 20 | 6 | 150 | Dyn5 | hv | 0 | -2 | 2 | 0 | 2.5 | FALSE
0.63 MVA 20/0.4 kV | 0.2619 | 1.65 | 1.206 | 0.63 | 0.4 | 20 | 6 | 150 | Dyn5 | hv | 0 | -2 | 2 | 0 | 2.5 | FALSE
0.25 MVA 10/0.4 kV | 0.24 | 0.6 | 1.2 | 0.25 | 0.4 | 10 | 4 | 150 | Dyn5 | hv | 0 | -2 | 2 | 0 | 2.5 | FALSE
0.4 MVA 10/0.4 kV | 0.2375 | 0.95 | 1.325 | 0.4 | 0.4 | 10 | 4 | 150 | Dyn5 | hv | 0 | -2 | 2 | 0 | 2.5 | FALSE
0.63 MVA 10/0.4 kV | 0.1873 | 1.18 | 1.0794 | 0.63 | 0.4 | 10 | 4 | 150 | Dyn5 | hv | 0 | -2 | 2 | 0 | 2.5 | FALSE

## trafo3w_std_types
| sn_hv_mva | sn_mv_mva | sn_lv_mva | vn_hv_kv | vn_mv_kv | vn_lv_kv | vk_hv_percent | vk_mv_percent | vk_lv_percent | vkr_hv_percent | vkr_mv_percent | vkr_lv_percent | pfe_kw | i0_percent | shift_mv_degree | shift_lv_degree | vector_group | tap_side | tap_neutral | tap_min | tap_max | tap_step_percent
63/25/38 MVA 110/20/10 kV | 63 | 25 | 38 | 110 | 20 | 10 | 10.4 | 10.4 | 10.4 | 0.28 | 0.32 | 0.35 | 35 | 0.89 | 0 | 0 | YN0yn0yn0 | hv | 0 | -10 | 10 | 1.2
63/25/38 MVA 110/10/10 kV | 63 | 25 | 38 | 110 | 10 | 10 | 10.4 | 10.4 | 10.4 | 0.28 | 0.32 | 0.35 | 35 | 0.89 | 0 | 0 | YN0yn0yn0 | hv | 0 | -10 | 10 | 1.2

## fuse_std_types
| fuse_type | i_rated_a | t_avg | t_min | t_total | x_avg | x_min | x_total
HV 100A | HV 100A | 100 | 0 | [10.0, 3.64, 0.854, 0.281, 0.1, 0.0531, 0.022, 0.01] | [10.0, 4.267, 1.21, 0.403, 0.1, 0.058, 0.022, 0.01] | 0 | [300.0, 350.0, 450.0, 550.0, 700.0, 850.0, 1200.0, 1752.0] | [600.0, 700.0, 900.0, 1150.0, 1665.0, 2000.0, 3000.0, 4313.0]
HV 10A | HV 10A | 10 | 0 | [10.0, 1675.0, 0.344, 0.156, 0.1, 0.0417, 0.0171, 0.01] | [10.0, 1.3, 0.3, 0.155, 0.1, 0.0555, 0.023, 0.01] | 0 | [30.0, 32.0, 35.0, 37.0, 39.0, 50.0, 70.0, 88.0] | [60.0, 70.0, 80.0, 87.0, 94.0, 110.0, 150.0, 216.0]
HV 125A | HV 125A | 125 | 0 | [10.0, 1.82, 0.344, 0.1, 0.0467, 0.0269, 0.01] | [10.0, 2.478, 0.426, 0.1, 0.0427, 0.0211, 0.01] | 0 | [375.0, 500.0, 700.0, 925.0, 1200.0, 1500.0, 2341.0] | [750.0, 1000.0, 1500.0, 2200.0, 3000.0, 4000.0, 5765.0]
HV 160A | HV 160A | 160 | 0 | [10.0, 4.15, 1.03, 0.198, 0.1, 0.051, 0.0172, 0.01] | [10.0, 2.3, 0.734, 0.274, 0.1, 0.046, 0.0177, 0.01] | 0 | [480.0, 550.0, 700.0, 1000.0, 1260.0, 1600.0, 2500.0, 3227.0] | [960.0, 1300.0, 1700.0, 2200.0, 2996.0, 4000.0, 6000.0, 7946.0]
HV 16A | HV 16A | 16 | 0 | [10.0, 0.352, 0.164, 0.1, 0.0649, 0.0342, 0.01] | [10.0, 2.34, 0.722, 0.181, 0.1, 0.055, 0.0296, 0.01] | 0 | [48.0, 60.0, 65.0, 71.0, 80.0, 100.0, 162.0] | [96.0, 110.0, 125.0, 150.0, 168.0, 200.0, 250.0, 398.0]
HV 200A | HV 200A | 200 | 0 | [10.0, 4.267, 1.21, 0.403, 0.1, 0.058, 0.022, 0.01] | [10.0, 3.73, 1.654, 0.328, 0.1, 0.0531, 0.019, 0.01] | 0 | [600.0, 700.0, 900.0, 1150.0, 1665.0, 2000.0, 3000.0, 4313.0] | [1200.0, 1500.0, 1800.0, 2700.0, 3960.0, 5000.0, 7500.0, 10620.0]
HV 20A | HV 20A | 20 | 0 | [10.0, 1.3, 0.3, 0.155, 0.1, 0.0555, 0.023, 0.01] | [10.0, 1.3, 0.161, 0.1, 0.0611, 0.0399, 0.0141, 0.01] | 0 | [60.0, 70.0, 80.0, 87.0, 94.0, 110.0, 150.0, 216.0] | [120.0, 150.0, 200.0, 223.0, 260.0, 300.0, 450.0, 532.0]
HV 25A | HV 25A | 25 | 0 | [10.0, 2.512, 0.833, 0.299, 0.1, 0.0372, 0.0223, 0.01] | [10.0, 3.125, 0.597, 0.198, 0.1, 0.0378, 0.022, 0.01] | 0 | [75.0, 82.0, 90.0, 100.0, 124.0, 170.0, 200.0, 289.0] | [150.0, 170.0, 210.0, 250.0, 294.0, 400.0, 500.0, 711.0]
HV 31.5A | HV 31.5A | 31.5 | 0 | [10.0, 2.34, 0.722, 0.181, 0.1, 0.055, 0.0296, 0.01] | [10.0, 2.84, 0.368, 0.164, 0.1, 0.0621, 0.0378, 0.0195, 0.01] | 0 | [95.0, 110.0, 125.0, 150.0, 165.0, 200.0, 250.0, 390.0] | [189.0, 220.0, 300.0, 350.0, 393.0, 450.0, 530.0, 700.0, 960.0]
HV 40A | HV 40A | 40 | 0 | [10.0, 1.3, 0.161, 0.1, 0.0611, 0.0399, 0.0141, 0.01] | [10.0, 2.05, 0.369, 0.198, 0.1, 0.051, 0.0298, 0.01] | 0 | [120.0, 150.0, 200.0, 223.0, 260.0, 300.0, 450.0, 532.0] | [240.0, 300.0, 400.0, 450.0, 530.0, 650.0, 800.0, 1311.0]
HV 50A | HV 50A | 50 | 0 | [10.0, 3.215, 0.597, 0.198, 0.1, 0.0378, 0.022, 0.01] | [10.0, 3.64, 0.854, 0.281, 0.1, 0.0531, 0.022, 0.01] | 0 | [150.0, 170.0, 210.0, 250.0, 294.0, 400.0, 500.0, 711.0] | [300.0, 350.0, 450.0, 550.0, 700.0, 850.0, 1200.0, 1752.0]
HV 6.3A | HV 6.3A | 6.3 | 0 | [10.0, 1.39, 0.344, 0.168, 0.1, 0.056, 0.0263, 0.01] | [10.0, 1.711, 0.516, 0.198, 0.1, 0.0634, 0.0303, 0.01] | 0 | [19.0, 19.5, 20.4, 20.8, 22.0, 25.0, 32.0, 48.0] | [38.0, 40.0, 43.0, 48.0, 53.0, 60.0, 75.0, 118.0]
HV 63A | HV 63A | 63 | 0 | [10.0, 2.84, 0.368, 0.164, 0.1, 0.0621, 0.0378, 0.0195, 0.01] | [10.0, 1.82, 0.344, 0.1, 0.0467, 0.0269, 0.01] | 0 | [189.0, 220.0, 300.0, 350.0, 393.0, 450.0, 530.0, 700.0, 961.0] | [378.0, 500.0, 700.0, 934.0, 1200.0, 1500.0, 2366.0]
HV 80A | HV 80A | 80 | 0 | [10.0, 2.05, 0.369, 0.198, 0.1, 0.051, 0.0298, 0.01] | [10.0, 4.15, 1.03, 0.198, 0.1, 0.051, 0.0172, 0.01] | 0 | [240.0, 300.0, 400.0, 450.0, 530.0, 650.0, 800.0, 1311.0] | [480.0, 550.0, 700.0, 1000.0, 1260.0, 1600.0, 2500.0, 3227.0]
Siemens NH-1-100 | Siemens NH-1-100 | 100 | [5400.0, 2000.0, 400.0, 20.0, 1.0, 0.2, 0.012, 0.004] | 0 | 0 | [150.0, 190.0, 250.0, 430.0, 900.0, 1250.0, 2700.0, 3600.0] | 0 | 0
Siemens NH-1-125 | Siemens NH-1-125 | 125 | [4800.0, 120.0, 7.0, 0.1, 0.004] | 0 | 0 | [180.0, 400.0, 740.0, 2000.0, 4250.0] | 0 | 0
Siemens NH-1-16 | Siemens NH-1-16 | 16 | [4000.0, 400.0, 2.0, 0.1, 0.04, 0.01] | 0 | 0 | [26.0, 35.0, 75.0, 150.0, 200.0, 300.0] | 0 | 0
Siemens NH-1-160 | Siemens NH-1-160 | 160 | [4800.0, 120.0, 7.0, 0.1, 0.004] | 0 | 0 | [210.0, 500.0, 900.0, 2300.0, 5000.0] | 0 | 0
Siemens NH-1-25 | Siemens NH-1-25 | 25 | [4000.0, 1000.0, 10.0, 0.2, 0.02, 0.01] | 0 | 0 | [40.0, 50.0, 100.0, 210.0, 400.0, 500.0] | 0 | 0
Siemens NH-1-50 | Siemens NH-1-50 | 50 | [4000.0, 40.0, 4.0, 1.0, 0.02, 0.01] | 0 | 0 | [86.0, 200.0, 300.0, 400.0, 1000.0, 1280.0] | 0 | 0
Siemens NH-1-63 | Siemens NH-1-63 | 63 | [4000.0, 100.0, 10.0, 2.0, 0.04, 0.01] | 0 | 0 | [100.0, 200.0, 300.0, 400.0, 1000.0, 1500.0] | 0 | 0
Siemens NH-1-80 | Siemens NH-1-80 | 80 | [4800.0, 120.0, 7.0, 0.1, 0.01] | 0 | 0 | [150.58, 250.0, 450.0, 1150.0, 2470.0] | 0 | 0
Siemens NH-2-1000 | Siemens NH-2-1000 | 1000 | [4800.0, 120.0, 7.0, 0.1, 0.004] | 0 | 0 | [1900.0, 3500.0, 8400.0, 24000.0, 52000.0] | 0 | 0
Siemens NH-2-200 | Siemens NH-2-200 | 200 | [4800.0, 120.0, 7.0, 0.1, 0.004] | 0 | 0 | [280.0, 650.0, 1200.0, 3000.0, 7000.0] | 0 | 0
Siemens NH-2-224 | Siemens NH-2-224 | 224 | [4800.0, 120.0, 7.0, 0.2, 0.04, 0.004] | 0 | 0 | [400.0, 750.0, 1453.0, 3025.0, 4315.0, 7600.0] | 0 | 0
Siemens NH-2-250 | Siemens NH-2-250 | 250 | [4800.0, 120.0, 7.0, 0.1, 0.004] | 0 | 0 | [450.0, 800.0, 1650.0, 4000.0, 8500.0] | 0 | 0
Siemens NH-2-315 | Siemens NH-2-315 | 315 | [4800.0, 120.0, 7.0, 0.1, 0.004] | 0 | 0 | [550.0, 920.0, 1900.0, 5000.0, 11000.0] | 0 | 0
Siemens NH-2-355 | Siemens NH-2-355 | 355 | [4800.0, 120.0, 6.0, 0.1, 0.004] | 0 | 0 | [650.0, 1116.27, 2350.0, 5840.0, 12790.0] | 0 | 0
Siemens NH-2-400 | Siemens NH-2-400 | 400 | [4800.0, 120.0, 7.0, 0.1, 0.004] | 0 | 0 | [720.0, 1350.0, 2800.0, 6500.0, 15000.0] | 0 | 0
Siemens NH-2-425 | Siemens NH-2-425 | 425 | [4800.0, 120.0, 7.0, 0.1, 0.004] | 0 | 0 | [850.0, 1500.0, 3050.0, 7500.0, 16500.0] | 0 | 0
Siemens NH-2-630 | Siemens NH-2-630 | 630 | [4800.0, 120.0, 7.0, 0.1, 0.004] | 0 | 0 | [1200.0, 2000.0, 4800.0, 12000.0, 26000.0] | 0 | 0

## dtypes
| element | column | dtype
0 | bus | name | object
1 | bus | vn_kv | float64
2 | bus | type | object
3 | bus | zone | object
4 | bus | in_service | bool
5 | load | name | object
6 | load | bus | uint32
7 | load | p_mw | float64
8 | load | q_mvar | float64
9 | load | const_z_percent | float64
10 | load | const_i_percent | float64
11 | load | sn_mva | float64
12 | load | scaling | float64
13 | load | in_service | bool
14 | load | type | object
15 | ext_grid | name | object
16 | ext_grid | bus | uint32
17 | ext_grid | vm_pu | float64
18 | ext_grid | va_degree | float64
19 | ext_grid | slack_weight | float64
20 | ext_grid | in_service | bool
21 | line | name | object
22 | line | std_type | object
23 | line | from_bus | uint32
24 | line | to_bus | uint32
25 | line | length_km | float64
26 | line | r_ohm_per_km | float64
27 | line | x_ohm_per_km | float64
28 | line | c_nf_per_km | float64
29 | line | g_us_per_km | float64
30 | line | max_i_ka | float64
31 | line | df | float64
32 | line | parallel | uint32
33 | line | type | object
34 | line | in_service | bool
35 | trafo | name | object
36 | trafo | std_type | object
37 | trafo | hv_bus | uint32
38 | trafo | lv_bus | uint32
39 | trafo | sn_mva | float64
40 | trafo | vn_hv_kv | float64
41 | trafo | vn_lv_kv | float64
42 | trafo | vk_percent | float64
43 | trafo | vkr_percent | float64
44 | trafo | pfe_kw | float64
45 | trafo | i0_percent | float64
46 | trafo | shift_degree | float64
47 | trafo | tap_side | object
48 | trafo | tap_neutral | int32
49 | trafo | tap_min | int32
50 | trafo | tap_max | int32
51 | trafo | tap_step_percent | float64
52 | trafo | tap_step_degree | float64
53 | trafo | tap_pos | int32
54 | trafo | tap_phase_shifter | bool
55 | trafo | parallel | uint32
56 | trafo | df | float64
57 | trafo | in_service | bool
58 | line_geodata | coords | object
59 | bus_geodata | x | float64
60 | bus_geodata | y | float64
61 | bus_geodata | coords | object

## parameters
| version | format_version | converged | OPF_converged | name | f_hz | sn_mva
0 | 2.14.6 | 2.14.0 | FALSE | FALSE |  | 50 | 1