## bus
| name | vn_kv | type | zone | in_service
0 | bus_LV_4082-13_0_6_node_0 | 0.4 | n |  | TRUE
1 | bus_LV_4082-13_0_6_node_1 | 0.4 | n |  | TRUE
2 | bus_LV_4082-13_0_6_node_2 | 0.4 | n |  | TRUE
3 | bus_LV_4082-13_0_6_node_3 | 0.4 | n |  | TRUE
4 | bus_LV_4082-13_0_6_node_4 | 0.4 | n |  | TRUE
5 | bus_LV_4082-13_0_6_node_158 | 0.4 | n |  | TRUE
6 | bus_LV_4082-13_0_6_node_9 | 0.4 | n |  | TRUE
7 | bus_LV_4082-13_0_6_node_143 | 0.4 | n |  | TRUE
8 | bus_LV_4082-13_0_6_node_6 | 0.4 | n |  | TRUE
9 | bus_LV_4082-13_0_6_node_132 | 0.4 | n |  | TRUE
10 | bus_LV_4082-13_0_6_node_129 | 0.4 | n |  | TRUE
11 | bus_LV_4082-13_0_6_node_157 | 0.4 | n |  | TRUE
12 | bus_LV_4082-13_0_6_node_8 | 0.4 | n |  | TRUE
13 | bus_LV_4082-13_0_6_node_141 | 0.4 | n |  | TRUE
14 | bus_LV_4082-13_0_6_node_93 | 0.4 | n |  | TRUE
15 | bus_LV_4082-13_0_6_node_94 | 0.4 | n |  | TRUE
16 | bus_LV_4082-13_0_6_node_95 | 0.4 | n |  | TRUE
17 | bus_LV_4082-13_0_6_node_92 | 0.4 | n |  | TRUE
18 | bus_LV_4082-13_0_6_node_170 | 0.4 | n |  | TRUE
19 | bus_LV_4082-13_0_6_node_91 | 0.4 | n |  | TRUE
20 | bus_LV_4082-13_0_6_node_130 | 0.4 | n |  | TRUE
21 | bus_LV_4082-13_0_6_node_7 | 0.4 | n |  | TRUE
22 | bus_LV_4082-13_0_6_node_10 | 0.4 | n |  | TRUE
23 | bus_LV_4082-13_0_6_node_186 | 0.4 | n |  | TRUE
24 | bus_LV_4082-13_0_6_node_184 | 0.4 | n |  | TRUE
25 | bus_LV_4082-13_0_6_node_11 | 0.4 | n |  | TRUE
26 | bus_LV_4082-13_0_6_node_12 | 0.4 | n |  | TRUE
27 | bus_LV_4082-13_0_6_node_13 | 0.4 | n |  | TRUE
28 | bus_LV_4082-13_0_6_node_14 | 0.4 | n |  | TRUE
29 | bus_LV_4082-13_0_6_node_16 | 0.4 | n |  | TRUE
30 | bus_LV_4082-13_0_6_node_17 | 0.4 | n |  | TRUE
31 | bus_LV_4082-13_0_6_node_61 | 0.4 | n |  | TRUE
32 | bus_LV_4082-13_0_6_node_15 | 0.4 | n |  | TRUE
33 | bus_LV_4082-13_0_6_node_126 | 0.4 | n |  | TRUE
34 | bus_LV_4082-13_0_6_node_159 | 0.4 | n |  | TRUE
35 | bus_LV_4082-13_0_6_node_67 | 0.4 | n |  | TRUE
36 | bus_LV_4082-13_0_6_node_185 | 0.4 | n |  | TRUE
37 | bus_LV_4082-13_0_6_node_62 | 0.4 | n |  | TRUE
38 | bus_LV_4082-13_0_6_node_63 | 0.4 | n |  | TRUE
39 | bus_LV_4082-13_0_6_node_124 | 0.4 | n |  | TRUE
40 | bus_LV_4082-13_0_6_node_160 | 0.4 | n |  | TRUE
41 | bus_LV_4082-13_0_6_node_66 | 0.4 | n |  | TRUE
42 | bus_LV_4082-13_0_6_node_18 | 0.4 | n |  | TRUE
43 | bus_LV_4082-13_0_6_node_19 | 0.4 | n |  | TRUE
44 | bus_LV_4082-13_0_6_node_21 | 0.4 | n |  | TRUE
45 | bus_LV_4082-13_0_6_node_175 | 0.4 | n |  | TRUE
46 | bus_LV_4082-13_0_6_node_22 | 0.4 | n |  | TRUE
47 | bus_LV_4082-13_0_6_node_23 | 0.4 | n |  | TRUE
48 | bus_LV_4082-13_0_6_node_148 | 0.4 | n |  | TRUE
49 | bus_LV_4082-13_0_6_node_181 | 0.4 | n |  | TRUE
50 | bus_LV_4082-13_0_6_node_24 | 0.4 | n |  | TRUE
51 | bus_LV_4082-13_0_6_node_172 | 0.4 | n |  | TRUE
52 | bus_LV_4082-13_0_6_node_114 | 0.4 | n |  | TRUE
53 | bus_LV_4082-13_0_6_node_174 | 0.4 | n |  | TRUE
54 | bus_LV_4082-13_0_6_node_173 | 0.4 | n |  | TRUE
55 | bus_LV_4082-13_0_6_node_123 | 0.4 | n |  | TRUE
56 | bus_LV_4082-13_0_6_node_146 | 0.4 | n |  | TRUE
57 | bus_LV_4082-13_0_6_node_182 | 0.4 | n |  | TRUE
58 | bus_LV_4082-13_0_6_node_155 | 0.4 | n |  | TRUE
59 | bus_LV_4082-13_0_6_node_151 | 0.4 | n |  | TRUE
60 | bus_LV_4082-13_0_6_node_86 | 0.4 | n |  | TRUE
61 | bus_LV_4082-13_0_6_node_112 | 0.4 | n |  | TRUE
62 | bus_LV_4082-13_0_6_node_25 | 0.4 | n |  | TRUE
63 | bus_LV_4082-13_0_6_node_27 | 0.4 | n |  | TRUE
64 | bus_LV_4082-13_0_6_node_32 | 0.4 | n |  | TRUE
65 | bus_LV_4082-13_0_6_node_28 | 0.4 | n |  | TRUE
66 | bus_LV_4082-13_0_6_node_169 | 0.4 | n |  | TRUE
67 | bus_LV_4082-13_0_6_node_167 | 0.4 | n |  | TRUE
68 | bus_LV_4082-13_0_6_node_29 | 0.4 | n |  | TRUE
69 | bus_LV_4082-13_0_6_node_99 | 0.4 | n |  | TRUE
70 | bus_LV_4082-13_0_6_node_30 | 0.4 | n |  | TRUE
71 | bus_LV_4082-13_0_6_node_97 | 0.4 | n |  | TRUE
72 | bus_LV_4082-13_0_6_node_105 | 0.4 | n |  | TRUE
73 | bus_LV_4082-13_0_6_node_31 | 0.4 | n |  | TRUE
74 | bus_LV_4082-13_0_6_node_98 | 0.4 | n |  | TRUE
75 | bus_LV_4082-13_0_6_node_33 | 0.4 | n |  | TRUE
76 | bus_LV_4082-13_0_6_node_176 | 0.4 | n |  | TRUE
77 | bus_LV_4082-13_0_6_node_168 | 0.4 | n |  | TRUE
78 | bus_LV_4082-13_0_6_node_104 | 0.4 | n |  | TRUE
79 | bus_LV_4082-13_0_6_node_83 | 0.4 | n |  | TRUE
80 | bus_LV_4082-13_0_6_node_164 | 0.4 | n |  | TRUE
81 | bus_LV_4082-13_0_6_node_171 | 0.4 | n |  | TRUE
82 | bus_LV_4082-13_0_6_node_82 | 0.4 | n |  | TRUE
83 | bus_LV_4082-13_0_6_node_166 | 0.4 | n |  | TRUE
84 | bus_LV_4082-13_0_6_node_35 | 0.4 | n |  | TRUE
85 | bus_LV_4082-13_0_6_node_38 | 0.4 | n |  | TRUE
86 | bus_LV_4082-13_0_6_node_34 | 0.4 | n |  | TRUE
87 | bus_LV_4082-13_0_6_node_36 | 0.4 | n |  | TRUE
88 | bus_LV_4082-13_0_6_node_180 | 0.4 | n |  | TRUE
89 | bus_LV_4082-13_0_6_node_37 | 0.4 | n |  | TRUE
90 | bus_LV_4082-13_0_6_node_57 | 0.4 | n |  | TRUE
91 | bus_LV_4082-13_0_6_node_39 | 0.4 | n |  | TRUE
92 | bus_LV_4082-13_0_6_node_178 | 0.4 | n |  | TRUE
93 | bus_LV_4082-13_0_6_node_187 | 0.4 | n |  | TRUE
94 | bus_LV_4082-13_0_6_node_40 | 0.4 | n |  | TRUE
95 | bus_LV_4082-13_0_6_node_41 | 0.4 | n |  | TRUE
96 | bus_LV_4082-13_0_6_node_42 | 0.4 | n |  | TRUE
97 | bus_LV_4082-13_0_6_node_46 | 0.4 | n |  | TRUE
98 | bus_LV_4082-13_0_6_node_44 | 0.4 | n |  | TRUE
99 | bus_LV_4082-13_0_6_node_43 | 0.4 | n |  | TRUE
100 | bus_LV_4082-13_0_6_node_183 | 0.4 | n |  | TRUE
101 | bus_LV_4082-13_0_6_node_45 | 0.4 | n |  | TRUE
102 | bus_LV_4082-13_0_6_node_47 | 0.4 | n |  | TRUE
103 | bus_LV_4082-13_0_6_node_48 | 0.4 | n |  | TRUE
104 | bus_LV_4082-13_0_6_node_49 | 0.4 | n |  | TRUE
105 | bus_LV_4082-13_0_6_node_64 | 0.4 | n |  | TRUE
106 | bus_LV_4082-13_0_6_node_50 | 0.4 | n |  | TRUE
107 | bus_LV_4082-13_0_6_node_65 | 0.4 | n |  | TRUE
108 | bus_LV_4082-13_0_6_node_51 | 0.4 | n |  | TRUE
109 | bus_LV_4082-13_0_6_node_52 | 0.4 | n |  | TRUE
110 | bus_LV_4082-13_0_6_node_53 | 0.4 | n |  | TRUE
111 | bus_LV_4082-13_0_6_node_54 | 0.4 | n |  | TRUE
112 | bus_LV_4082-13_0_6_node_55 | 0.4 | n |  | TRUE
113 | bus_LV_4082-13_0_6_node_56 | 0.4 | n |  | TRUE
114 | bus_LV_4082-13_0_6_node_60 | 0.4 | n |  | TRUE
115 | bus_LV_4082-13_0_6_node_58 | 0.4 | n |  | TRUE
116 | bus_LV_4082-13_0_6_node_59 | 0.4 | n |  | TRUE
117 | bus_LV_4082-13_0_6_node_76 | 0.4 | n |  | TRUE
118 | bus_LV_4082-13_0_6_node_73 | 0.4 | n |  | TRUE
119 | bus_LV_4082-13_0_6_node_74 | 0.4 | n |  | TRUE
120 | bus_LV_4082-13_0_6_node_68 | 0.4 | n |  | TRUE
121 | bus_LV_4082-13_0_6_node_69 | 0.4 | n |  | TRUE
122 | bus_LV_4082-13_0_6_node_70 | 0.4 | n |  | TRUE
123 | bus_LV_4082-13_0_6_node_71 | 0.4 | n |  | TRUE
124 | bus_LV_4082-13_0_6_node_156 | 0.4 | n |  | TRUE
125 | bus_LV_4082-13_0_6_node_75 | 0.4 | n |  | TRUE
126 | bus_LV_4082-13_0_6_node_127 | 0.4 | n |  | TRUE
127 | bus_LV_4082-13_0_6_node_103 | 0.4 | n |  | TRUE
128 | bus_LV_4082-13_0_6_node_125 | 0.4 | n |  | TRUE
129 | bus_LV_4082-13_0_6_node_177 | 0.4 | n |  | TRUE
130 | bus_LV_4082-13_0_6_node_77 | 0.4 | n |  | TRUE
131 | bus_LV_4082-13_0_6_node_78 | 0.4 | n |  | TRUE
132 | bus_LV_4082-13_0_6_node_80 | 0.4 | n |  | TRUE
133 | bus_LV_4082-13_0_6_node_81 | 0.4 | n |  | TRUE
134 | bus_LV_4082-13_0_6_node_162 | 0.4 | n |  | TRUE
135 | bus_LV_4082-13_0_6_node_84 | 0.4 | n |  | TRUE
136 | bus_LV_4082-13_0_6_node_85 | 0.4 | n |  | TRUE
137 | bus_LV_4082-13_0_6_node_87 | 0.4 | n |  | TRUE
138 | bus_LV_4082-13_0_6_node_90 | 0.4 | n |  | TRUE
139 | bus_LV_4082-13_0_6_node_88 | 0.4 | n |  | TRUE
140 | bus_LV_4082-13_0_6_node_89 | 0.4 | n |  | TRUE
141 | bus_LV_4082-13_0_6_node_163 | 0.4 | n |  | TRUE
142 | bus_LV_4082-13_0_6_node_165 | 0.4 | n |  | TRUE
143 | bus_LV_4082-13_0_6_node_117 | 0.4 | n |  | TRUE
144 | bus_LV_4082-13_0_6_node_118 | 0.4 | n |  | TRUE
145 | bus_LV_4082-13_0_6_node_128 | 0.4 | n |  | TRUE
146 | bus_LV_4082-13_0_6_node_139 | 0.4 | n |  | TRUE
147 | bus_LV_4082-13_0_6_node_102 | 0.4 | n |  | TRUE
148 | bus_LV_4082-13_0_6_node_100 | 0.4 | n |  | TRUE
149 | bus_LV_4082-13_0_6_node_101 | 0.4 | n |  | TRUE
150 | bus_LV_4082-13_0_6_node_107 | 0.4 | n |  | TRUE
151 | bus_LV_4082-13_0_6_node_108 | 0.4 | n |  | TRUE
152 | bus_LV_4082-13_0_6_node_109 | 0.4 | n |  | TRUE
153 | bus_LV_4082-13_0_6_node_110 | 0.4 | n |  | TRUE
154 | bus_LV_4082-13_0_6_node_138 | 0.4 | n |  | TRUE
155 | bus_LV_4082-13_0_6_node_116 | 0.4 | n |  | TRUE
156 | bus_LV_4082-13_0_6_node_113 | 0.4 | n |  | TRUE
157 | bus_LV_4082-13_0_6_node_115 | 0.4 | n |  | TRUE
158 | bus_LV_4082-13_0_6_node_119 | 0.4 | n |  | TRUE
159 | bus_LV_4082-13_0_6_node_120 | 0.4 | n |  | TRUE
160 | bus_LV_4082-13_0_6_node_121 | 0.4 | n |  | TRUE
161 | bus_LV_4082-13_0_6_node_122 | 0.4 | n |  | TRUE
162 | bus_LV_4082-13_0_6_node_147 | 0.4 | n |  | TRUE
163 | bus_LV_4082-13_0_6_node_145 | 0.4 | n |  | TRUE
164 | bus_LV_4082-13_0_6_node_131 | 0.4 | n |  | TRUE
165 | bus_LV_4082-13_0_6_node_153 | 0.4 | n |  | TRUE
166 | bus_LV_4082-13_0_6_node_133 | 0.4 | n |  | TRUE
167 | bus_LV_4082-13_0_6_node_135 | 0.4 | n |  | TRUE
168 | bus_LV_4082-13_0_6_node_137 | 0.4 | n |  | TRUE
169 | bus_LV_4082-13_0_6_node_140 | 0.4 | n |  | TRUE
170 | bus_LV_4082-13_0_6_node_142 | 0.4 | n |  | TRUE
171 | bus_LV_4082-13_0_6_node_144 | 0.4 | n |  | TRUE
172 | bus_LV_4082-13_0_6_node_149 | 0.4 | n |  | TRUE
173 | bus_LV_4082-13_0_6_node_150 | 0.4 | n |  | TRUE
174 | bus_LV_4082-13_0_6_node_152 | 0.4 | n |  | TRUE
175 | bus_LV_4082-13_0_6_node_179 | 0.4 | n |  | TRUE
176 | bus_MV_428_1_node_214 | 20 | n |  | TRUE

## load
| name | bus | p_mw | q_mvar | const_z_percent | const_i_percent | sn_mva | scaling | in_service | type
0 | LV_4082-13_0_6_load_0 | 0 | 0.0015555 | 0.00038985 | 0 | 0 |  | 1 | TRUE | wye
1 | LV_4082-13_0_6_load_1 | 1 | 0.0011257 | 0.00028213 | 0 | 0 |  | 1 | TRUE | wye
2 | LV_4082-13_0_6_load_4 | 4 | 0.010228 | 0.0025633 | 0 | 0 |  | 1 | TRUE | wye
3 | LV_4082-13_0_6_load_158 | 5 | 0.00079122 | 0.0001983 | 0 | 0 |  | 1 | TRUE | wye
4 | LV_4082-13_0_6_load_9 | 6 | 0.00049247 | 0.00012343 | 0 | 0 |  | 1 | TRUE | wye
5 | LV_4082-13_0_6_load_143 | 7 | 0.0032486 | 0.00081418 | 0 | 0 |  | 1 | TRUE | wye
6 | LV_4082-13_0_6_load_132 | 9 | 0.0039795 | 0.00099736 | 0 | 0 |  | 1 | TRUE | wye
7 | LV_4082-13_0_6_load_129 | 10 | 0.0021778 | 0.0005458 | 0 | 0 |  | 1 | TRUE | wye
8 | LV_4082-13_0_6_load_157 | 11 | 0.0006973 | 0.00017476 | 0 | 0 |  | 1 | TRUE | wye
9 | LV_4082-13_0_6_load_92 | 17 | 0.0064084 | 0.0016061 | 0 | 0 |  | 1 | TRUE | wye
10 | LV_4082-13_0_6_load_170 | 18 | 0.020141 | 0.0050479 | 0 | 0 |  | 1 | TRUE | wye
11 | LV_4082-13_0_6_load_91 | 19 | 0.0092053 | 0.0023071 | 0 | 0 |  | 1 | TRUE | wye
12 | LV_4082-13_0_6_load_130 | 20 | 0.010716 | 0.0026857 | 0 | 0 |  | 1 | TRUE | wye
13 | LV_4082-13_0_6_load_7 | 21 | 0.0071173 | 0.0017838 | 0 | 0 |  | 1 | TRUE | wye
14 | LV_4082-13_0_6_load_10 | 22 | 0.0037809 | 0.00094757 | 0 | 0 |  | 1 | TRUE | wye
15 | LV_4082-13_0_6_load_11 | 25 | 0.033297 | 0.0083449 | 0 | 0 |  | 1 | TRUE | wye
16 | LV_4082-13_0_6_load_14 | 28 | 0.011976 | 0.0030015 | 0 | 0 |  | 1 | TRUE | wye
17 | LV_4082-13_0_6_load_16 | 29 | 0.00085696 | 0.00021478 | 0 | 0 |  | 1 | TRUE | wye
18 | LV_4082-13_0_6_load_17 | 30 | 0.00049421 | 0.00012386 | 0 | 0 |  | 1 | TRUE | wye
19 | LV_4082-13_0_6_load_159 | 34 | 0.0045035 | 0.0011287 | 0 | 0 |  | 1 | TRUE | wye
20 | LV_4082-13_0_6_load_67 | 35 | 0.00077007 | 0.000193 | 0 | 0 |  | 1 | TRUE | wye
21 | LV_4082-13_0_6_load_185 | 36 | 0.0045479 | 0.0011398 | 0 | 0 |  | 1 | TRUE | wye
22 | LV_4082-13_0_6_load_62 | 37 | 0.0069477 | 0.0017413 | 0 | 0 |  | 1 | TRUE | wye
23 | LV_4082-13_0_6_load_63 | 38 | 0.0068144 | 0.0017079 | 0 | 0 |  | 1 | TRUE | wye
24 | LV_4082-13_0_6_load_124 | 39 | 0.0067866 | 0.0017009 | 0 | 0 |  | 1 | TRUE | wye
25 | LV_4082-13_0_6_load_160 | 40 | 0.0067995 | 0.0017041 | 0 | 0 |  | 1 | TRUE | wye
26 | LV_4082-13_0_6_load_66 | 41 | 0.00093304 | 0.00023384 | 0 | 0 |  | 1 | TRUE | wye
27 | LV_4082-13_0_6_load_18 | 42 | 0.011509 | 0.0028843 | 0 | 0 |  | 1 | TRUE | wye
28 | LV_4082-13_0_6_load_175 | 45 | 0.0035699 | 0.00089471 | 0 | 0 |  | 1 | TRUE | wye
29 | LV_4082-13_0_6_load_148 | 48 | 0.018045 | 0.0045225 | 0 | 0 |  | 1 | TRUE | wye
30 | LV_4082-13_0_6_load_181 | 49 | 0.0058246 | 0.0014598 | 0 | 0 |  | 1 | TRUE | wye
31 | LV_4082-13_0_6_load_172 | 51 | 0.0022019 | 0.00055184 | 0 | 0 |  | 1 | TRUE | wye
32 | LV_4082-13_0_6_load_114 | 52 | 0.0087937 | 0.0022039 | 0 | 0 |  | 1 | TRUE | wye
33 | LV_4082-13_0_6_load_123 | 55 | 0.00037866 | 9.49e-05 | 0 | 0 |  | 1 | TRUE | wye
34 | LV_4082-13_0_6_load_146 | 56 | 0.0004001 | 0.00010028 | 0 | 0 |  | 1 | TRUE | wye
35 | LV_4082-13_0_6_load_182 | 57 | 0.0042341 | 0.0010612 | 0 | 0 |  | 1 | TRUE | wye
36 | LV_4082-13_0_6_load_155 | 58 | 0.012399 | 0.0031075 | 0 | 0 |  | 1 | TRUE | wye
37 | LV_4082-13_0_6_load_112 | 61 | 0.0021061 | 0.00052783 | 0 | 0 |  | 1 | TRUE | wye
38 | LV_4082-13_0_6_load_25 | 62 | 0.019101 | 0.0047871 | 0 | 0 |  | 1 | TRUE | wye
39 | LV_4082-13_0_6_load_169 | 66 | 0.0050714 | 0.001271 | 0 | 0 |  | 1 | TRUE | wye
40 | LV_4082-13_0_6_load_167 | 67 | 0.0028697 | 0.0007192 | 0 | 0 |  | 1 | TRUE | wye
41 | LV_4082-13_0_6_load_99 | 69 | 0.0022069 | 0.00055309 | 0 | 0 |  | 1 | TRUE | wye
42 | LV_4082-13_0_6_load_97 | 71 | 0.0058504 | 0.0014662 | 0 | 0 |  | 1 | TRUE | wye
43 | LV_4082-13_0_6_load_105 | 72 | 0.0027672 | 0.00069354 | 0 | 0 |  | 1 | TRUE | wye
44 | LV_4082-13_0_6_load_98 | 74 | 0.0052016 | 0.0013036 | 0 | 0 |  | 1 | TRUE | wye
45 | LV_4082-13_0_6_load_33 | 75 | 0.0077072 | 0.0019316 | 0 | 0 |  | 1 | TRUE | wye
46 | LV_4082-13_0_6_load_176 | 76 | 0.0047551 | 0.0011917 | 0 | 0 |  | 1 | TRUE | wye
47 | LV_4082-13_0_6_load_168 | 77 | 0.00093095 | 0.00023332 | 0 | 0 |  | 1 | TRUE | wye
48 | LV_4082-13_0_6_load_104 | 78 | 0.0046321 | 0.0011609 | 0 | 0 |  | 1 | TRUE | wye
49 | LV_4082-13_0_6_load_171 | 81 | 0.0020022 | 0.0005018 | 0 | 0 |  | 1 | TRUE | wye
50 | LV_4082-13_0_6_load_166 | 83 | 0.019776 | 0.0049563 | 0 | 0 |  | 1 | TRUE | wye
51 | LV_4082-13_0_6_load_35 | 84 | 0.0049242 | 0.0012341 | 0 | 0 |  | 1 | TRUE | wye
52 | LV_4082-13_0_6_load_38 | 85 | 0.0022547 | 0.00056507 | 0 | 0 |  | 1 | TRUE | wye
53 | LV_4082-13_0_6_load_36 | 87 | 0.0094717 | 0.0023738 | 0 | 0 |  | 1 | TRUE | wye
54 | LV_4082-13_0_6_load_180 | 88 | 0.0098972 | 0.0024805 | 0 | 0 |  | 1 | TRUE | wye
55 | LV_4082-13_0_6_load_37 | 89 | 0.010739 | 0.0026914 | 0 | 0 |  | 1 | TRUE | wye
56 | LV_4082-13_0_6_load_187 | 93 | 0.0099265 | 0.0024878 | 0 | 0 |  | 1 | TRUE | wye
57 | LV_4082-13_0_6_load_40 | 94 | 0.0018242 | 0.00045718 | 0 | 0 |  | 1 | TRUE | wye
58 | LV_4082-13_0_6_load_42 | 96 | 0.0019111 | 0.00047897 | 0 | 0 |  | 1 | TRUE | wye
59 | LV_4082-13_0_6_load_46 | 97 | 0.00053915 | 0.00013512 | 0 | 0 |  | 1 | TRUE | wye
60 | LV_4082-13_0_6_load_44 | 98 | 0.0018144 | 0.00045473 | 0 | 0 |  | 1 | TRUE | wye
61 | LV_4082-13_0_6_load_43 | 99 | 0.0056431 | 0.0014143 | 0 | 0 |  | 1 | TRUE | wye
62 | LV_4082-13_0_6_load_183 | 100 | 0.0076076 | 0.0019066 | 0 | 0 |  | 1 | TRUE | wye
63 | LV_4082-13_0_6_load_47 | 102 | 0.00088531 | 0.00022188 | 0 | 0 |  | 1 | TRUE | wye
64 | LV_4082-13_0_6_load_48 | 103 | 0.00089021 | 0.00022311 | 0 | 0 |  | 1 | TRUE | wye
65 | LV_4082-13_0_6_load_49 | 104 | 0.003556 | 0.00089122 | 0 | 0 |  | 1 | TRUE | wye
66 | LV_4082-13_0_6_load_64 | 105 | 0.00069688 | 0.00017465 | 0 | 0 |  | 1 | TRUE | wye
67 | LV_4082-13_0_6_load_50 | 106 | 0.0008416 | 0.00021093 | 0 | 0 |  | 1 | TRUE | wye
68 | LV_4082-13_0_6_load_65 | 107 | 0.0011772 | 0.00029503 | 0 | 0 |  | 1 | TRUE | wye
69 | LV_4082-13_0_6_load_51 | 108 | 0.00076483 | 0.00019168 | 0 | 0 |  | 1 | TRUE | wye
70 | LV_4082-13_0_6_load_52 | 109 | 0.00070843 | 0.00017755 | 0 | 0 |  | 1 | TRUE | wye
71 | LV_4082-13_0_6_load_53 | 110 | 0.0032492 | 0.00081432 | 0 | 0 |  | 1 | TRUE | wye
72 | LV_4082-13_0_6_load_54 | 111 | 0.011519 | 0.0028869 | 0 | 0 |  | 1 | TRUE | wye
73 | LV_4082-13_0_6_load_58 | 115 | 0.012696 | 0.003182 | 0 | 0 |  | 1 | TRUE | wye
74 | LV_4082-13_0_6_load_59 | 116 | 0.0031315 | 0.00078484 | 0 | 0 |  | 1 | TRUE | wye
75 | LV_4082-13_0_6_load_73 | 118 | 0.012943 | 0.0032439 | 0 | 0 |  | 1 | TRUE | wye
76 | LV_4082-13_0_6_load_68 | 120 | 0.00077876 | 0.00019518 | 0 | 0 |  | 1 | TRUE | wye
77 | LV_4082-13_0_6_load_69 | 121 | 0.00053701 | 0.00013459 | 0 | 0 |  | 1 | TRUE | wye
78 | LV_4082-13_0_6_load_70 | 122 | 0.00050968 | 0.00012774 | 0 | 0 |  | 1 | TRUE | wye
79 | LV_4082-13_0_6_load_71 | 123 | 0.00054164 | 0.00013575 | 0 | 0 |  | 1 | TRUE | wye
80 | LV_4082-13_0_6_load_156 | 124 | 0.00023766 | 5.9563e-05 | 0 | 0 |  | 1 | TRUE | wye
81 | LV_4082-13_0_6_load_75 | 125 | 0.0071999 | 0.0018045 | 0 | 0 |  | 1 | TRUE | wye
82 | LV_4082-13_0_6_load_103 | 127 | 0.0018667 | 0.00046785 | 0 | 0 |  | 1 | TRUE | wye
83 | LV_4082-13_0_6_load_177 | 129 | 0.0068181 | 0.0017088 | 0 | 0 |  | 1 | TRUE | wye
84 | LV_4082-13_0_6_load_77 | 130 | 0.0063242 | 0.001585 | 0 | 0 |  | 1 | TRUE | wye
85 | LV_4082-13_0_6_load_162 | 134 | 0.012905 | 0.0032343 | 0 | 0 |  | 1 | TRUE | wye
86 | LV_4082-13_0_6_load_88 | 139 | 0.0108 | 0.0027067 | 0 | 0 |  | 1 | TRUE | wye
87 | LV_4082-13_0_6_load_163 | 141 | 0.001998 | 0.00050074 | 0 | 0 |  | 1 | TRUE | wye
88 | LV_4082-13_0_6_load_165 | 142 | 0.0028851 | 0.00072308 | 0 | 0 |  | 1 | TRUE | wye
89 | LV_4082-13_0_6_load_117 | 143 | 0.0022569 | 0.00056564 | 0 | 0 |  | 1 | TRUE | wye
90 | LV_4082-13_0_6_load_118 | 144 | 0.0024525 | 0.00061465 | 0 | 0 |  | 1 | TRUE | wye
91 | LV_4082-13_0_6_load_128 | 145 | 0.016209 | 0.0040624 | 0 | 0 |  | 1 | TRUE | wye
92 | LV_4082-13_0_6_load_139 | 146 | 0.0050356 | 0.001262 | 0 | 0 |  | 1 | TRUE | wye
93 | LV_4082-13_0_6_load_102 | 147 | 0.0023363 | 0.00058552 | 0 | 0 |  | 1 | TRUE | wye
94 | LV_4082-13_0_6_load_100 | 148 | 0.0020161 | 0.00050529 | 0 | 0 |  | 1 | TRUE | wye
95 | LV_4082-13_0_6_load_101 | 149 | 0.0069543 | 0.0017429 | 0 | 0 |  | 1 | TRUE | wye
96 | LV_4082-13_0_6_load_107 | 150 | 0.0012281 | 0.00030779 | 0 | 0 |  | 1 | TRUE | wye
97 | LV_4082-13_0_6_load_108 | 151 | 0.0013191 | 0.0003306 | 0 | 0 |  | 1 | TRUE | wye
98 | LV_4082-13_0_6_load_109 | 152 | 0.00047383 | 0.00011875 | 0 | 0 |  | 1 | TRUE | wye
99 | LV_4082-13_0_6_load_110 | 153 | 0.002572 | 0.0006446 | 0 | 0 |  | 1 | TRUE | wye
100 | LV_4082-13_0_6_load_138 | 154 | 0.0040073 | 0.0010043 | 0 | 0 |  | 1 | TRUE | wye
101 | LV_4082-13_0_6_load_116 | 155 | 0.0024591 | 0.00061631 | 0 | 0 |  | 1 | TRUE | wye
102 | LV_4082-13_0_6_load_113 | 156 | 0.0023952 | 0.0006003 | 0 | 0 |  | 1 | TRUE | wye
103 | LV_4082-13_0_6_load_115 | 157 | 0.0023794 | 0.00059633 | 0 | 0 |  | 1 | TRUE | wye
104 | LV_4082-13_0_6_load_119 | 158 | 0.00036325 | 9.1038e-05 | 0 | 0 |  | 1 | TRUE | wye
105 | LV_4082-13_0_6_load_120 | 159 | 0.00038275 | 9.5926e-05 | 0 | 0 |  | 1 | TRUE | wye
106 | LV_4082-13_0_6_load_121 | 160 | 0.00038216 | 9.5779e-05 | 0 | 0 |  | 1 | TRUE | wye
107 | LV_4082-13_0_6_load_122 | 161 | 0.00038686 | 9.6957e-05 | 0 | 0 |  | 1 | TRUE | wye
108 | LV_4082-13_0_6_load_147 | 162 | 0.00039742 | 9.9603e-05 | 0 | 0 |  | 1 | TRUE | wye
109 | LV_4082-13_0_6_load_145 | 163 | 0.00037291 | 9.3461e-05 | 0 | 0 |  | 1 | TRUE | wye
110 | LV_4082-13_0_6_load_153 | 165 | 0.0067514 | 0.0016921 | 0 | 0 |  | 1 | TRUE | wye
111 | LV_4082-13_0_6_load_133 | 166 | 0.0030119 | 0.00075486 | 0 | 0 |  | 1 | TRUE | wye
112 | LV_4082-13_0_6_load_137 | 168 | 0.0020638 | 0.00051725 | 0 | 0 |  | 1 | TRUE | wye
113 | LV_4082-13_0_6_load_140 | 169 | 0.0064991 | 0.0016288 | 0 | 0 |  | 1 | TRUE | wye
114 | LV_4082-13_0_6_load_142 | 170 | 0.0096098 | 0.0024085 | 0 | 0 |  | 1 | TRUE | wye
115 | LV_4082-13_0_6_load_144 | 171 | 0.00037547 | 9.4102e-05 | 0 | 0 |  | 1 | TRUE | wye
116 | LV_4082-13_0_6_load_149 | 172 | 0.006321 | 0.0015842 | 0 | 0 |  | 1 | TRUE | wye
117 | LV_4082-13_0_6_load_152 | 174 | 0.0066384 | 0.0016637 | 0 | 0 |  | 1 | TRUE | wye
118 | LV_4082-13_0_6_load_179 | 175 | 0.0012627 | 0.00031646 | 0 | 0 |  | 1 | TRUE | wye

## ext_grid
| name | bus | vm_pu | va_degree | slack_weight | in_service
0 |  | 15 | 1 | 0 | 1 | TRUE

## line
| name | std_type | from_bus | to_bus | length_km | r_ohm_per_km | x_ohm_per_km | c_nf_per_km | g_us_per_km | max_i_ka | df | parallel | type | in_service
0 | LV_4082-13_0_6_line_0 |  | 0 | 1 | 0.0055764 | 0.125 | 0.08 | 261 | 0 | 0.364 | 1 | 1 | cs | TRUE
1 | LV_4082-13_0_6_line_1 |  | 0 | 2 | 0.032414 | 0.125 | 0.08 | 261 | 0 | 0.364 | 1 | 1 | cs | TRUE
2 | LV_4082-13_0_6_line_2 |  | 1 | 3 | 0.013706 | 0.125 | 0.08 | 261 | 0 | 0.364 | 1 | 1 | cs | TRUE
3 | LV_4082-13_0_6_line_3 |  | 2 | 4 | 0.014753 | 0.125 | 0.08 | 261 | 0 | 0.364 | 1 | 1 | cs | TRUE
4 | LV_4082-13_0_6_line_4 |  | 3 | 5 | 0.038715 | 0.125 | 0.08 | 261 | 0 | 0.364 | 1 | 1 | cs | TRUE
5 | LV_4082-13_0_6_line_5 |  | 3 | 6 | 0.023221 | 0.125 | 0.08 | 261 | 0 | 0.364 | 1 | 1 | cs | TRUE
6 | LV_4082-13_0_6_line_6 |  | 4 | 7 | 0.00042575 | 0.125 | 0.08 | 261 | 0 | 0.364 | 1 | 1 | cs | TRUE
7 | LV_4082-13_0_6_line_7 |  | 5 | 11 | 0.0045425 | 0.125 | 0.08 | 261 | 0 | 0.364 | 1 | 1 | cs | TRUE
8 | LV_4082-13_0_6_line_8 |  | 6 | 12 | 0.086919 | 0.125 | 0.08 | 261 | 0 | 0.364 | 1 | 1 | cs | TRUE
9 | LV_4082-13_0_6_line_9 |  | 7 | 13 | 0.023168 | 0.125 | 0.08 | 261 | 0 | 0.364 | 1 | 1 | cs | TRUE
10 | LV_4082-13_0_6_line_10 |  | 8 | 9 | 0.027304 | 0.125 | 0.08 | 261 | 0 | 0.364 | 1 | 1 | cs | TRUE
11 | LV_4082-13_0_6_line_11 |  | 8 | 10 | 0.018958 | 0.125 | 0.08 | 261 | 0 | 0.364 | 1 | 1 | cs | TRUE
12 | LV_4082-13_0_6_line_12 |  | 9 | 19 | 0.012338 | 0.125 | 0.08 | 261 | 0 | 0.364 | 1 | 1 | cs | TRUE
13 | LV_4082-13_0_6_line_13 |  | 10 | 20 | 0.016036 | 0.125 | 0.08 | 261 | 0 | 0.364 | 1 | 1 | cs | TRUE
14 | LV_4082-13_0_6_line_14 |  | 11 | 124 | 0.012994 | 0.125 | 0.08 | 261 | 0 | 0.364 | 1 | 1 | cs | TRUE
15 | LV_4082-13_0_6_line_15 |  | 12 | 21 | 0.067264 | 0.125 | 0.08 | 261 | 0 | 0.364 | 1 | 1 | cs | TRUE
16 | LV_4082-13_0_6_line_16 |  | 13 | 146 | 0.00095792 | 0.125 | 0.08 | 261 | 0 | 0.364 | 1 | 1 | cs | TRUE
17 | LV_4082-13_0_6_line_17 |  | 14 | 15 | 0.044625 | 0.125 | 0.08 | 261 | 0 | 0.364 | 1 | 3 | cs | TRUE
18 | LV_4082-13_0_6_line_18 |  | 14 | 16 | 0.052438 | 0.125 | 0.08 | 261 | 0 | 0.364 | 1 | 1 | cs | TRUE
19 | LV_4082-13_0_6_line_19 |  | 14 | 17 | 0.013435 | 0.125 | 0.08 | 261 | 0 | 0.364 | 1 | 3 | cs | TRUE
20 | LV_4082-13_0_6_line_20 |  | 15 | 126 | 0.012965 | 0.125 | 0.08 | 261 | 0 | 0.364 | 1 | 3 | cs | TRUE
21 | LV_4082-13_0_6_line_21 |  | 16 | 18 | 0.00087868 | 0.125 | 0.08 | 261 | 0 | 0.364 | 1 | 1 | cs | TRUE
22 | LV_4082-13_0_6_line_22 |  | 17 | 132 | 0.034864 | 0.125 | 0.08 | 261 | 0 | 0.364 | 1 | 3 | cs | TRUE
23 | LV_4082-13_0_6_line_23 |  | 19 | 137 | 0.020346 | 0.125 | 0.08 | 261 | 0 | 0.364 | 1 | 1 | cs | TRUE
24 | LV_4082-13_0_6_line_24 |  | 20 | 164 | 0.03165 | 0.125 | 0.08 | 261 | 0 | 0.364 | 1 | 1 | cs | TRUE
25 | LV_4082-13_0_6_line_25 |  | 22 | 23 | 0.018227 | 0.125 | 0.08 | 261 | 0 | 0.364 | 1 | 1 | cs | TRUE
26 | LV_4082-13_0_6_line_26 |  | 23 | 24 | 0.1184 | 0.125 | 0.08 | 261 | 0 | 0.364 | 1 | 1 | cs | TRUE
27 | LV_4082-13_0_6_line_27 |  | 24 | 100 | 0.06625 | 0.125 | 0.08 | 261 | 0 | 0.364 | 1 | 1 | cs | TRUE
28 | LV_4082-13_0_6_line_28 |  | 25 | 26 | 0.0076629 | 0.125 | 0.08 | 261 | 0 | 0.364 | 1 | 1 | cs | TRUE
29 | LV_4082-13_0_6_line_29 |  | 25 | 27 | 0.019133 | 0.125 | 0.08 | 261 | 0 | 0.364 | 1 | 1 | cs | TRUE
30 | LV_4082-13_0_6_line_30 |  | 26 | 28 | 0.050603 | 0.125 | 0.08 | 261 | 0 | 0.364 | 1 | 1 | cs | TRUE
31 | LV_4082-13_0_6_line_31 |  | 27 | 29 | 0.017765 | 0.125 | 0.08 | 261 | 0 | 0.364 | 1 | 1 | cs | TRUE
32 | LV_4082-13_0_6_line_32 |  | 27 | 30 | 0.024822 | 0.125 | 0.08 | 261 | 0 | 0.364 | 1 | 1 | cs | TRUE
33 | LV_4082-13_0_6_line_33 |  | 28 | 31 | 0.027844 | 0.125 | 0.08 | 261 | 0 | 0.364 | 1 | 1 | cs | TRUE
34 | LV_4082-13_0_6_line_34 |  | 29 | 35 | 0.023548 | 0.125 | 0.08 | 261 | 0 | 0.364 | 1 | 1 | cs | TRUE
35 | LV_4082-13_0_6_line_35 |  | 30 | 36 | 0.0025022 | 0.125 | 0.08 | 261 | 0 | 0.364 | 1 | 1 | cs | TRUE
36 | LV_4082-13_0_6_line_36 |  | 31 | 37 | 0.0086099 | 0.125 | 0.08 | 261 | 0 | 0.364 | 1 | 1 | cs | TRUE
37 | LV_4082-13_0_6_line_37 |  | 31 | 38 | 0.0071846 | 0.125 | 0.08 | 261 | 0 | 0.364 | 1 | 1 | cs | TRUE
38 | LV_4082-13_0_6_line_38 |  | 32 | 33 | 0.005141 | 0.125 | 0.08 | 261 | 0 | 0.364 | 1 | 1 | cs | TRUE
39 | LV_4082-13_0_6_line_39 |  | 32 | 34 | 0.014082 | 0.125 | 0.08 | 261 | 0 | 0.364 | 1 | 1 | cs | TRUE
40 | LV_4082-13_0_6_line_40 |  | 33 | 38 | 0.02819 | 0.125 | 0.08 | 261 | 0 | 0.364 | 1 | 1 | cs | TRUE
41 | LV_4082-13_0_6_line_41 |  | 33 | 39 | 0.020164 | 0.125 | 0.08 | 261 | 0 | 0.364 | 1 | 2 | cs | TRUE
42 | LV_4082-13_0_6_line_42 |  | 34 | 40 | 0.020157 | 0.125 | 0.08 | 261 | 0 | 0.364 | 1 | 1 | cs | TRUE
43 | LV_4082-13_0_6_line_43 |  | 35 | 41 | 0.00082713 | 0.125 | 0.08 | 261 | 0 | 0.364 | 1 | 1 | cs | TRUE
44 | LV_4082-13_0_6_line_44 |  | 37 | 114 | 0.020161 | 0.125 | 0.08 | 261 | 0 | 0.364 | 1 | 1 | cs | TRUE
45 | LV_4082-13_0_6_line_45 |  | 39 | 128 | 0.0029272 | 0.125 | 0.08 | 261 | 0 | 0.364 | 1 | 3 | cs | TRUE
46 | LV_4082-13_0_6_line_46 |  | 40 | 170 | 0.021831 | 0.125 | 0.08 | 261 | 0 | 0.364 | 1 | 1 | cs | TRUE
47 | LV_4082-13_0_6_line_47 |  | 41 | 107 | 0.0027005 | 0.125 | 0.08 | 261 | 0 | 0.364 | 1 | 1 | cs | TRUE
48 | LV_4082-13_0_6_line_48 |  | 42 | 43 | 0.010223 | 0.125 | 0.08 | 261 | 0 | 0.364 | 1 | 1 | cs | TRUE
49 | LV_4082-13_0_6_line_49 |  | 43 | 44 | 0.066376 | 0.125 | 0.08 | 261 | 0 | 0.364 | 1 | 1 | cs | TRUE
50 | LV_4082-13_0_6_line_50 |  | 44 | 45 | 0.050989 | 0.125 | 0.08 | 261 | 0 | 0.364 | 1 | 1 | cs | TRUE
51 | LV_4082-13_0_6_line_51 |  | 45 | 53 | 0.0039412 | 0.125 | 0.08 | 261 | 0 | 0.364 | 1 | 1 | cs | TRUE
52 | LV_4082-13_0_6_line_52 |  | 46 | 47 | 0.064181 | 0.125 | 0.08 | 261 | 0 | 0.364 | 1 | 1 | cs | TRUE
53 | LV_4082-13_0_6_line_53 |  | 46 | 48 | 0.0068644 | 0.125 | 0.08 | 261 | 0 | 0.364 | 1 | 1 | cs | TRUE
54 | LV_4082-13_0_6_line_54 |  | 47 | 49 | 0.013874 | 0.125 | 0.08 | 261 | 0 | 0.364 | 1 | 1 | cs | TRUE
55 | LV_4082-13_0_6_line_55 |  | 48 | 56 | 0.0236 | 0.125 | 0.08 | 261 | 0 | 0.364 | 1 | 1 | cs | TRUE
56 | LV_4082-13_0_6_line_56 |  | 49 | 57 | 0.028787 | 0.125 | 0.08 | 261 | 0 | 0.364 | 1 | 1 | cs | TRUE
57 | LV_4082-13_0_6_line_57 |  | 50 | 51 | 0.019662 | 0.125 | 0.08 | 261 | 0 | 0.364 | 1 | 1 | cs | TRUE
58 | LV_4082-13_0_6_line_58 |  | 50 | 52 | 0.014769 | 0.125 | 0.08 | 261 | 0 | 0.364 | 1 | 1 | cs | TRUE
59 | LV_4082-13_0_6_line_59 |  | 51 | 60 | 0.003668 | 0.125 | 0.08 | 261 | 0 | 0.364 | 1 | 1 | cs | TRUE
60 | LV_4082-13_0_6_line_60 |  | 52 | 61 | 0.010821 | 0.125 | 0.08 | 261 | 0 | 0.364 | 1 | 1 | cs | TRUE
61 | LV_4082-13_0_6_line_61 |  | 53 | 54 | 0.049075 | 0.125 | 0.08 | 261 | 0 | 0.364 | 1 | 1 | cs | TRUE
62 | LV_4082-13_0_6_line_62 |  | 54 | 55 | 0.024109 | 0.125 | 0.08 | 261 | 0 | 0.364 | 1 | 1 | cs | TRUE
63 | LV_4082-13_0_6_line_63 |  | 55 | 160 | 0.013131 | 0.125 | 0.08 | 261 | 0 | 0.364 | 1 | 1 | cs | TRUE
64 | LV_4082-13_0_6_line_64 |  | 56 | 171 | 9.1853e-05 | 0.125 | 0.08 | 261 | 0 | 0.364 | 1 | 1 | cs | TRUE
65 | LV_4082-13_0_6_line_65 |  | 57 | 136 | 0.0055246 | 0.125 | 0.08 | 261 | 0 | 0.364 | 1 | 1 | cs | TRUE
66 | LV_4082-13_0_6_line_66 |  | 58 | 59 | 0.02788 | 0.125 | 0.08 | 261 | 0 | 0.364 | 1 | 1 | cs | TRUE
67 | LV_4082-13_0_6_line_67 |  | 59 | 165 | 0.016743 | 0.125 | 0.08 | 261 | 0 | 0.364 | 1 | 1 | cs | TRUE
68 | LV_4082-13_0_6_line_68 |  | 59 | 173 | 0.057207 | 0.125 | 0.08 | 261 | 0 | 0.364 | 1 | 1 | cs | TRUE
69 | LV_4082-13_0_6_line_69 |  | 60 | 81 | 0.01863 | 0.125 | 0.08 | 261 | 0 | 0.364 | 1 | 1 | cs | TRUE
70 | LV_4082-13_0_6_line_70 |  | 60 | 136 | 0.02 | 0.125 | 0.08 | 261 | 0 | 0.364 | 1 | 1 | cs | TRUE
71 | LV_4082-13_0_6_line_71 |  | 61 | 156 | 0.0038227 | 0.125 | 0.08 | 261 | 0 | 0.364 | 1 | 1 | cs | TRUE
72 | LV_4082-13_0_6_line_72 |  | 62 | 63 | 0.012022 | 0.125 | 0.08 | 261 | 0 | 0.364 | 1 | 1 | cs | TRUE
73 | LV_4082-13_0_6_line_73 |  | 63 | 64 | 0.052264 | 0.125 | 0.08 | 261 | 0 | 0.364 | 1 | 1 | cs | TRUE
74 | LV_4082-13_0_6_line_74 |  | 64 | 75 | 0.053012 | 0.125 | 0.08 | 261 | 0 | 0.364 | 1 | 1 | cs | TRUE
75 | LV_4082-13_0_6_line_75 |  | 65 | 66 | 0.02212 | 0.125 | 0.08 | 261 | 0 | 0.364 | 1 | 1 | cs | TRUE
76 | LV_4082-13_0_6_line_76 |  | 65 | 67 | 0.029782 | 0.125 | 0.08 | 261 | 0 | 0.364 | 1 | 1 | cs | TRUE
77 | LV_4082-13_0_6_line_77 |  | 66 | 76 | 0.016067 | 0.125 | 0.08 | 261 | 0 | 0.364 | 1 | 1 | cs | TRUE
78 | LV_4082-13_0_6_line_78 |  | 67 | 77 | 0.029218 | 0.125 | 0.08 | 261 | 0 | 0.364 | 1 | 1 | cs | TRUE
79 | LV_4082-13_0_6_line_79 |  | 68 | 69 | 0.014051 | 0.125 | 0.08 | 261 | 0 | 0.364 | 1 | 1 | cs | TRUE
80 | LV_4082-13_0_6_line_80 |  | 68 | 70 | 0.0328 | 0.125 | 0.08 | 261 | 0 | 0.364 | 1 | 1 | cs | TRUE
81 | LV_4082-13_0_6_line_81 |  | 68 | 71 | 0.018259 | 0.125 | 0.08 | 261 | 0 | 0.364 | 1 | 1 | cs | TRUE
82 | LV_4082-13_0_6_line_82 |  | 69 | 78 | 0.021685 | 0.125 | 0.08 | 261 | 0 | 0.364 | 1 | 2 | cs | TRUE
83 | LV_4082-13_0_6_line_83 |  | 70 | 72 | 0.021295 | 0.125 | 0.08 | 261 | 0 | 0.364 | 1 | 1 | cs | TRUE
84 | LV_4082-13_0_6_line_84 |  | 71 | 73 | 0.031734 | 0.125 | 0.08 | 261 | 0 | 0.364 | 1 | 1 | cs | TRUE
85 | LV_4082-13_0_6_line_85 |  | 73 | 74 | 0.0025964 | 0.125 | 0.08 | 261 | 0 | 0.364 | 1 | 1 | cs | TRUE
86 | LV_4082-13_0_6_line_86 |  | 74 | 77 | 0.0049431 | 0.125 | 0.08 | 261 | 0 | 0.364 | 1 | 1 | cs | TRUE
87 | LV_4082-13_0_6_line_87 |  | 75 | 86 | 0.020585 | 0.125 | 0.08 | 261 | 0 | 0.364 | 1 | 1 | cs | TRUE
88 | LV_4082-13_0_6_line_88 |  | 76 | 129 | 0.025535 | 0.125 | 0.08 | 261 | 0 | 0.364 | 1 | 1 | cs | TRUE
89 | LV_4082-13_0_6_line_89 |  | 78 | 147 | 0.0005834 | 0.125 | 0.08 | 261 | 0 | 0.364 | 1 | 3 | cs | TRUE
90 | LV_4082-13_0_6_line_90 |  | 79 | 80 | 0.018105 | 0.125 | 0.08 | 261 | 0 | 0.364 | 1 | 1 | cs | TRUE
91 | LV_4082-13_0_6_line_91 |  | 79 | 81 | 0.016468 | 0.125 | 0.08 | 261 | 0 | 0.364 | 1 | 1 | cs | TRUE
92 | LV_4082-13_0_6_line_92 |  | 80 | 141 | 0.0041606 | 0.125 | 0.08 | 261 | 0 | 0.364 | 1 | 1 | cs | TRUE
93 | LV_4082-13_0_6_line_93 |  | 80 | 82 | 0.003955 | 0.125 | 0.08 | 261 | 0 | 0.364 | 1 | 1 | cs | TRUE
94 | LV_4082-13_0_6_line_94 |  | 82 | 83 | 0.019768 | 0.125 | 0.08 | 261 | 0 | 0.364 | 1 | 1 | cs | TRUE
95 | LV_4082-13_0_6_line_95 |  | 83 | 142 | 0.033558 | 0.125 | 0.08 | 261 | 0 | 0.364 | 1 | 1 | cs | TRUE
96 | LV_4082-13_0_6_line_96 |  | 84 | 85 | 0.018075 | 0.125 | 0.08 | 261 | 0 | 0.364 | 1 | 1 | cs | TRUE
97 | LV_4082-13_0_6_line_97 |  | 85 | 91 | 0.018688 | 0.125 | 0.08 | 261 | 0 | 0.364 | 1 | 1 | cs | TRUE
98 | LV_4082-13_0_6_line_98 |  | 86 | 87 | 0.019676 | 0.125 | 0.08 | 261 | 0 | 0.364 | 1 | 1 | cs | TRUE
99 | LV_4082-13_0_6_line_99 |  | 87 | 88 | 0.00016229 | 0.125 | 0.08 | 261 | 0 | 0.364 | 1 | 1 | cs | TRUE
100 | LV_4082-13_0_6_line_100 |  | 88 | 92 | 0.019909 | 0.125 | 0.08 | 261 | 0 | 0.364 | 1 | 1 | cs | TRUE
101 | LV_4082-13_0_6_line_101 |  | 89 | 90 | 0.016324 | 0.125 | 0.08 | 261 | 0 | 0.364 | 1 | 1 | cs | TRUE
102 | LV_4082-13_0_6_line_102 |  | 90 | 93 | 0.027982 | 0.125 | 0.08 | 261 | 0 | 0.364 | 1 | 1 | cs | TRUE
103 | LV_4082-13_0_6_line_103 |  | 91 | 94 | 0.011654 | 0.125 | 0.08 | 261 | 0 | 0.364 | 1 | 1 | cs | TRUE
104 | LV_4082-13_0_6_line_104 |  | 91 | 95 | 0.036896 | 0.125 | 0.08 | 261 | 0 | 0.364 | 1 | 1 | cs | TRUE
105 | LV_4082-13_0_6_line_105 |  | 92 | 129 | 0.0029134 | 0.125 | 0.08 | 261 | 0 | 0.364 | 1 | 1 | cs | TRUE
106 | LV_4082-13_0_6_line_106 |  | 92 | 117 | 0.015941 | 0.125 | 0.08 | 261 | 0 | 0.364 | 1 | 1 | cs | TRUE
107 | LV_4082-13_0_6_line_107 |  | 93 | 117 | 0.013886 | 0.125 | 0.08 | 261 | 0 | 0.364 | 1 | 1 | cs | TRUE
108 | LV_4082-13_0_6_line_108 |  | 94 | 96 | 0.0117 | 0.125 | 0.08 | 261 | 0 | 0.364 | 1 | 1 | cs | TRUE
109 | LV_4082-13_0_6_line_109 |  | 95 | 97 | 0.079195 | 0.125 | 0.08 | 261 | 0 | 0.364 | 1 | 1 | cs | TRUE
110 | LV_4082-13_0_6_line_110 |  | 95 | 98 | 0.0026158 | 0.125 | 0.08 | 261 | 0 | 0.364 | 1 | 1 | cs | TRUE
111 | LV_4082-13_0_6_line_111 |  | 96 | 99 | 0.0006352 | 0.125 | 0.08 | 261 | 0 | 0.364 | 1 | 1 | cs | TRUE
112 | LV_4082-13_0_6_line_112 |  | 97 | 100 | 0.029717 | 0.125 | 0.08 | 261 | 0 | 0.364 | 1 | 1 | cs | TRUE
113 | LV_4082-13_0_6_line_113 |  | 98 | 101 | 0.020851 | 0.125 | 0.08 | 261 | 0 | 0.364 | 1 | 1 | cs | TRUE
114 | LV_4082-13_0_6_line_114 |  | 101 | 102 | 0.021592 | 0.125 | 0.08 | 261 | 0 | 0.364 | 1 | 1 | cs | TRUE
115 | LV_4082-13_0_6_line_115 |  | 101 | 103 | 0.043748 | 0.125 | 0.08 | 261 | 0 | 0.364 | 1 | 1 | cs | TRUE
116 | LV_4082-13_0_6_line_116 |  | 102 | 104 | 0.0049592 | 0.125 | 0.08 | 261 | 0 | 0.364 | 1 | 1 | cs | TRUE
117 | LV_4082-13_0_6_line_117 |  | 103 | 105 | 0.038828 | 0.125 | 0.08 | 261 | 0 | 0.364 | 1 | 1 | cs | TRUE
118 | LV_4082-13_0_6_line_118 |  | 104 | 106 | 0.014918 | 0.125 | 0.08 | 261 | 0 | 0.364 | 1 | 1 | cs | TRUE
119 | LV_4082-13_0_6_line_119 |  | 105 | 107 | 0.017577 | 0.125 | 0.08 | 261 | 0 | 0.364 | 1 | 1 | cs | TRUE
120 | LV_4082-13_0_6_line_120 |  | 106 | 108 | 0.017094 | 0.125 | 0.08 | 261 | 0 | 0.364 | 1 | 1 | cs | TRUE
121 | LV_4082-13_0_6_line_121 |  | 108 | 109 | 0.0026533 | 0.125 | 0.08 | 261 | 0 | 0.364 | 1 | 1 | cs | TRUE
122 | LV_4082-13_0_6_line_122 |  | 110 | 111 | 0.009318 | 0.125 | 0.08 | 261 | 0 | 0.364 | 1 | 1 | cs | TRUE
123 | LV_4082-13_0_6_line_123 |  | 110 | 112 | 0.015464 | 0.125 | 0.08 | 261 | 0 | 0.364 | 1 | 1 | cs | TRUE
124 | LV_4082-13_0_6_line_124 |  | 112 | 113 | 0.010249 | 0.125 | 0.08 | 261 | 0 | 0.364 | 1 | 1 | cs | TRUE
125 | LV_4082-13_0_6_line_125 |  | 113 | 114 | 0.005513 | 0.125 | 0.08 | 261 | 0 | 0.364 | 1 | 1 | cs | TRUE
126 | LV_4082-13_0_6_line_126 |  | 113 | 115 | 0.021574 | 0.125 | 0.08 | 261 | 0 | 0.364 | 1 | 1 | cs | TRUE
127 | LV_4082-13_0_6_line_127 |  | 115 | 116 | 0.016604 | 0.125 | 0.08 | 261 | 0 | 0.364 | 1 | 1 | cs | TRUE
128 | LV_4082-13_0_6_line_128 |  | 117 | 119 | 0.022077 | 0.125 | 0.08 | 261 | 0 | 0.364 | 1 | 1 | cs | TRUE
129 | LV_4082-13_0_6_line_129 |  | 118 | 119 | 0.033153 | 0.125 | 0.08 | 261 | 0 | 0.364 | 1 | 1 | cs | TRUE
130 | LV_4082-13_0_6_line_130 |  | 119 | 125 | 0.019924 | 0.125 | 0.08 | 261 | 0 | 0.364 | 1 | 1 | cs | TRUE
131 | LV_4082-13_0_6_line_131 |  | 120 | 121 | 0.021229 | 0.125 | 0.08 | 261 | 0 | 0.364 | 1 | 1 | cs | TRUE
132 | LV_4082-13_0_6_line_132 |  | 120 | 122 | 0.0032585 | 0.125 | 0.08 | 261 | 0 | 0.364 | 1 | 1 | cs | TRUE
133 | LV_4082-13_0_6_line_133 |  | 121 | 123 | 0.0062352 | 0.125 | 0.08 | 261 | 0 | 0.364 | 1 | 1 | cs | TRUE
134 | LV_4082-13_0_6_line_134 |  | 123 | 124 | 0.0045481 | 0.125 | 0.08 | 261 | 0 | 0.364 | 1 | 1 | cs | TRUE
135 | LV_4082-13_0_6_line_135 |  | 126 | 127 | 0.01719 | 0.125 | 0.08 | 261 | 0 | 0.364 | 1 | 3 | cs | TRUE
136 | LV_4082-13_0_6_line_136 |  | 126 | 128 | 0.028331 | 0.125 | 0.08 | 261 | 0 | 0.364 | 1 | 3 | cs | TRUE
137 | LV_4082-13_0_6_line_137 |  | 127 | 149 | 0.010771 | 0.125 | 0.08 | 261 | 0 | 0.364 | 1 | 3 | cs | TRUE
138 | LV_4082-13_0_6_line_138 |  | 128 | 145 | 0.01361 | 0.125 | 0.08 | 261 | 0 | 0.364 | 1 | 1 | cs | TRUE
139 | LV_4082-13_0_6_line_139 |  | 130 | 131 | 0.019277 | 0.125 | 0.08 | 261 | 0 | 0.364 | 1 | 1 | cs | TRUE
140 | LV_4082-13_0_6_line_140 |  | 131 | 132 | 0.029226 | 0.125 | 0.08 | 261 | 0 | 0.364 | 1 | 3 | cs | TRUE
141 | LV_4082-13_0_6_line_141 |  | 131 | 133 | 0.03083 | 0.125 | 0.08 | 261 | 0 | 0.364 | 1 | 3 | cs | TRUE
142 | LV_4082-13_0_6_line_142 |  | 133 | 134 | 0.020624 | 0.125 | 0.08 | 261 | 0 | 0.364 | 1 | 3 | cs | TRUE
143 | LV_4082-13_0_6_line_143 |  | 134 | 135 | 0.014679 | 0.125 | 0.08 | 261 | 0 | 0.364 | 1 | 2 | cs | TRUE
144 | LV_4082-13_0_6_line_144 |  | 135 | 136 | 0.021796 | 0.125 | 0.08 | 261 | 0 | 0.364 | 1 | 1 | cs | TRUE
145 | LV_4082-13_0_6_line_145 |  | 135 | 137 | 0.029803 | 0.125 | 0.08 | 261 | 0 | 0.364 | 1 | 1 | cs | TRUE
146 | LV_4082-13_0_6_line_146 |  | 137 | 138 | 0.017247 | 0.125 | 0.08 | 261 | 0 | 0.364 | 1 | 1 | cs | TRUE
147 | LV_4082-13_0_6_line_147 |  | 138 | 143 | 0.013078 | 0.125 | 0.08 | 261 | 0 | 0.364 | 1 | 1 | cs | TRUE
148 | LV_4082-13_0_6_line_148 |  | 138 | 140 | 0.019933 | 0.125 | 0.08 | 261 | 0 | 0.364 | 1 | 1 | cs | TRUE
149 | LV_4082-13_0_6_line_149 |  | 139 | 140 | 0.0019023 | 0.125 | 0.08 | 261 | 0 | 0.364 | 1 | 1 | cs | TRUE
150 | LV_4082-13_0_6_line_150 |  | 141 | 168 | 0.01642 | 0.125 | 0.08 | 261 | 0 | 0.364 | 1 | 1 | cs | TRUE
151 | LV_4082-13_0_6_line_151 |  | 143 | 144 | 0.0099428 | 0.125 | 0.08 | 261 | 0 | 0.364 | 1 | 1 | cs | TRUE
152 | LV_4082-13_0_6_line_152 |  | 146 | 169 | 0.025178 | 0.125 | 0.08 | 261 | 0 | 0.364 | 1 | 1 | cs | TRUE
153 | LV_4082-13_0_6_line_153 |  | 147 | 148 | 0.020618 | 0.125 | 0.08 | 261 | 0 | 0.364 | 1 | 3 | cs | TRUE
154 | LV_4082-13_0_6_line_154 |  | 148 | 149 | 0.028742 | 0.125 | 0.08 | 261 | 0 | 0.364 | 1 | 3 | cs | TRUE
155 | LV_4082-13_0_6_line_155 |  | 150 | 151 | 0.011989 | 0.125 | 0.08 | 261 | 0 | 0.364 | 1 | 1 | cs | TRUE
156 | LV_4082-13_0_6_line_156 |  | 150 | 152 | 0.024344 | 0.125 | 0.08 | 261 | 0 | 0.364 | 1 | 1 | cs | TRUE
157 | LV_4082-13_0_6_line_157 |  | 151 | 153 | 0.0078171 | 0.125 | 0.08 | 261 | 0 | 0.364 | 1 | 1 | cs | TRUE
158 | LV_4082-13_0_6_line_158 |  | 153 | 154 | 0.015755 | 0.125 | 0.08 | 261 | 0 | 0.364 | 1 | 1 | cs | TRUE
159 | LV_4082-13_0_6_line_159 |  | 154 | 155 | 0.0021871 | 0.125 | 0.08 | 261 | 0 | 0.364 | 1 | 1 | cs | TRUE
160 | LV_4082-13_0_6_line_160 |  | 155 | 157 | 0.0001299 | 0.125 | 0.08 | 261 | 0 | 0.364 | 1 | 1 | cs | TRUE
161 | LV_4082-13_0_6_line_161 |  | 156 | 157 | 0.011349 | 0.125 | 0.08 | 261 | 0 | 0.364 | 1 | 1 | cs | TRUE
162 | LV_4082-13_0_6_line_162 |  | 158 | 159 | 0.007102 | 0.125 | 0.08 | 261 | 0 | 0.364 | 1 | 1 | cs | TRUE
163 | LV_4082-13_0_6_line_163 |  | 158 | 160 | 0.0070674 | 0.125 | 0.08 | 261 | 0 | 0.364 | 1 | 1 | cs | TRUE
164 | LV_4082-13_0_6_line_164 |  | 159 | 161 | 0.01338 | 0.125 | 0.08 | 261 | 0 | 0.364 | 1 | 1 | cs | TRUE
165 | LV_4082-13_0_6_line_165 |  | 161 | 162 | 0.0072782 | 0.125 | 0.08 | 261 | 0 | 0.364 | 1 | 1 | cs | TRUE
166 | LV_4082-13_0_6_line_166 |  | 162 | 163 | 0.01976 | 0.125 | 0.08 | 261 | 0 | 0.364 | 1 | 1 | cs | TRUE
167 | LV_4082-13_0_6_line_167 |  | 163 | 171 | 5.2427e-05 | 0.125 | 0.08 | 261 | 0 | 0.364 | 1 | 1 | cs | TRUE
168 | LV_4082-13_0_6_line_168 |  | 164 | 165 | 0.024605 | 0.125 | 0.08 | 261 | 0 | 0.364 | 1 | 1 | cs | TRUE
169 | LV_4082-13_0_6_line_169 |  | 166 | 167 | 0.0086096 | 0.125 | 0.08 | 261 | 0 | 0.364 | 1 | 1 | cs | TRUE
170 | LV_4082-13_0_6_line_170 |  | 167 | 168 | 0.015745 | 0.125 | 0.08 | 261 | 0 | 0.364 | 1 | 1 | cs | TRUE
171 | LV_4082-13_0_6_line_171 |  | 169 | 170 | 0.021997 | 0.125 | 0.08 | 261 | 0 | 0.364 | 1 | 1 | cs | TRUE
172 | LV_4082-13_0_6_line_172 |  | 172 | 173 | 0.02104 | 0.125 | 0.08 | 261 | 0 | 0.364 | 1 | 1 | cs | TRUE
173 | LV_4082-13_0_6_line_173 |  | 173 | 174 | 0.019052 | 0.125 | 0.08 | 261 | 0 | 0.364 | 1 | 1 | cs | TRUE
174 | LV_4082-13_0_6_line_174 |  | 174 | 175 | 0.020177 | 0.125 | 0.08 | 261 | 0 | 0.364 | 1 | 1 | cs | TRUE

## trafo
| name | std_type | hv_bus | lv_bus | sn_mva | vn_hv_kv | vn_lv_kv | vk_percent | vkr_percent | pfe_kw | i0_percent | shift_degree | tap_side | tap_neutral | tap_min | tap_max | tap_step_percent | tap_step_degree | tap_pos | tap_phase_shifter | parallel | df | in_service
0 | LV_4082-13_0_6_trafo_94 | 0.63 MVA 20/0.4 kV | 176 | 15 | 0.63 | 20 | 0.4 | 6 | 1.206 | 1.65 | 0.2619 | 150 | hv | 0 | -2 | 2 | 2.5 | 0 | 0 | FALSE | 1 | 1 | TRUE

## line_geodata
| x0 | y0 | x1 | y1 | x2 | y2 | x3 | y3 | x4 | y4 | x5 | y5 | x6 | y6 | x7 | y7 | x8 | y8 | x9 | y9 | x10 | y10
0 | 2662174.4542 | 1244721.2662 | 2662171.3183 | 1244725.8772
1 | 2662192.6826 | 1244694.4633 | 2662174.4542 | 1244721.2662
2 | 2662163.6108 | 1244737.2102 | 2662171.3183 | 1244725.8772
3 | 2662192.6826 | 1244694.4633 | 2662198.652 | 1244698.0839 | 2662205.5839 | 1244701.5976
4 | 2662163.6108 | 1244737.2102 | 2662128.2554 | 1244721.4355
5 | 2662163.6108 | 1244737.2102 | 2662150.3167 | 1244756.2489
6 | 2662205.9636 | 1244701.7901 | 2662205.5839 | 1244701.5976
7 | 2662124.107 | 1244719.5846 | 2662128.2554 | 1244721.4355
8 | 2662127.1579 | 1244834.6842 | 2662125.8351 | 1244827.5099 | 2662124.4791 | 1244822.7925 | 2662123.4007 | 1244816.8104 | 2662122.5081 | 1244811.8532 | 2662122.3323 | 1244803.39 | 2662124.6505 | 1244795.609 | 2662136.1623 | 1244776.5164 | 2662140.7421 | 1244769.9599 | 2662148.8201 | 1244758.3921 | 2662150.3167 | 1244756.2489
9 | 2662226.6282 | 1244712.2646 | 2662205.9636 | 1244701.7901
10 | 2662225.8566 | 1244644.6435 | 2662232.0954 | 1244635.5583 | 2662240.8725 | 1244622.9305 | 2662241.3812 | 1244622.1823
11 | 2662225.8566 | 1244644.6435 | 2662219.4726 | 1244643.0866 | 2662208.0035 | 1244638.4061
12 | 2662248.3173 | 1244611.9789 | 2662241.3812 | 1244622.1823
13 | 2662208.0035 | 1244638.4061 | 2662193.1563 | 1244632.3469
14 | 2662112.2411 | 1244714.2903 | 2662124.107 | 1244719.5846
15 | 2662127.1579 | 1244834.6842 | 2662062.2329 | 1244817.1014
16 | 2662227.5007 | 1244712.6599 | 2662226.6282 | 1244712.2646
17 | 2662292.6028 | 1244677.7664 | 2662295.7376 | 1244679.3115 | 2662307.8936 | 1244685.2877 | 2662332.4329 | 1244697.8873
18 | 2662264.8893 | 1244697.5781 | 2662282.1445 | 1244705.8426 | 2662295.7376 | 1244679.3115 | 2662292.6028 | 1244677.7664
19 | 2662292.6028 | 1244677.7664 | 2662297.3141 | 1244665.185
20 | 2662332.4329 | 1244697.8873 | 2662338.2213 | 1244700.7501 | 2662344.1931 | 1244703.4146
21 | 2662264.097 | 1244697.1982 | 2662264.8893 | 1244697.5781
22 | 2662297.704 | 1244636.7029 | 2662288.4354 | 1244658.6985 | 2662297.3141 | 1244665.185
23 | 2662248.3173 | 1244611.9789 | 2662255.0499 | 1244602.6431 | 2662259.6406 | 1244595.075
24 | 2662163.8529 | 1244620.3882 | 2662193.1563 | 1244632.3469
25 | 2662222.7439 | 1244906.7462 | 2662229.8191 | 1244900.0158 | 2662234.3224 | 1244894.2702 | 2662234.7867 | 1244893.2051
26 | 2662320.454 | 1244973.484 | 2662234.6824 | 1244913.2537 | 2662222.7439 | 1244906.7462
27 | 2662320.454 | 1244973.484 | 2662367.6819 | 1244927.0236
28 | 2662300.7249 | 1244807.3406 | 2662297.9703 | 1244814.4912
29 | 2662291.0925 | 1244832.3455 | 2662297.9703 | 1244814.4912
30 | 2662300.7249 | 1244807.3406 | 2662310.2699 | 1244812.9669 | 2662316.8528 | 1244813.5475 | 2662325.2401 | 1244805.6524 | 2662339.6781 | 1244789.8615
31 | 2662291.0925 | 1244832.3455 | 2662306.039 | 1244841.9474
32 | 2662291.0925 | 1244832.3455 | 2662282.0497 | 1244855.4616
33 | 2662355.5062 | 1244767.2662 | 2662353.6602 | 1244772.5059 | 2662340.0622 | 1244789.4414 | 2662339.6781 | 1244789.8615
34 | 2662325.8507 | 1244854.6749 | 2662306.039 | 1244841.9474
35 | 2662281.1382 | 1244857.7918 | 2662282.0497 | 1244855.4616
36 | 2662355.5062 | 1244767.2662 | 2662363.0652 | 1244771.3884
37 | 2662355.5062 | 1244767.2662 | 2662349.2071 | 1244763.8107
38 | 2662324.3074 | 1244750.6048 | 2662321.564 | 1244754.9568
39 | 2662321.564 | 1244754.9568 | 2662312.2985 | 1244752.2132 | 2662308.2646 | 1244750.4095
40 | 2662324.3074 | 1244750.6048 | 2662333.478 | 1244755.182 | 2662349.2071 | 1244763.8107
41 | 2662324.3074 | 1244750.6048 | 2662328.7286 | 1244734.7181 | 2662330.2358 | 1244731.3675
42 | 2662289.8633 | 1244742.1819 | 2662308.2646 | 1244750.4095
43 | 2662325.8507 | 1244854.6749 | 2662326.5466 | 1244855.122
44 | 2662380.7657 | 1244781.0411 | 2662363.0652 | 1244771.3884
45 | 2662331.4366 | 1244728.698 | 2662330.2358 | 1244731.3675
46 | 2662289.8633 | 1244742.1819 | 2662270.2736 | 1244732.5468
47 | 2662328.8186 | 1244856.5816 | 2662326.5466 | 1244855.122
48 | 2662191.019 | 1244439.4711 | 2662186.1988 | 1244448.4862
49 | 2662183.4435 | 1244392.971 | 2662175.1164 | 1244404.4583 | 2662201.2087 | 1244420.4315 | 2662191.019 | 1244439.4711
50 | 2662183.4435 | 1244392.971 | 2662217.3514 | 1244411.6503 | 2662223.3045 | 1244400.9142
51 | 2662225.2157 | 1244397.4674 | 2662223.3045 | 1244400.9142
52 | 2662203.2163 | 1244506.4114 | 2662192.0976 | 1244526.1418 | 2662227.2038 | 1244538.5738 | 2662225.4022 | 1244542.4687
53 | 2662203.2163 | 1244506.4114 | 2662206.5454 | 1244500.4084
54 | 2662225.4022 | 1244542.4687 | 2662238.4439 | 1244547.2024
55 | 2662217.9907 | 1244479.7698 | 2662206.5454 | 1244500.4084
56 | 2662263.4027 | 1244560.4549 | 2662261.8648 | 1244558.1174 | 2662253.0674 | 1244552.5102 | 2662238.4439 | 1244547.2024
57 | 2662256.8204 | 1244549.1584 | 2662275.3606 | 1244555.7063
58 | 2662256.8204 | 1244549.1584 | 2662259.2299 | 1244542.7793 | 2662263.0617 | 1244535.8139
59 | 2662278.8192 | 1244556.9278 | 2662275.3606 | 1244555.7063
60 | 2662268.2775 | 1244526.3328 | 2662263.0617 | 1244535.8139
61 | 2662225.2157 | 1244397.4674 | 2662232.6345 | 1244383.9693 | 2662262.5947 | 1244399.3385
62 | 2662262.5947 | 1244399.3385 | 2662250.9022 | 1244420.4227
63 | 2662244.5342 | 1244431.9058 | 2662250.9022 | 1244420.4227
64 | 2662218.0352 | 1244479.6895 | 2662217.9907 | 1244479.7698
65 | 2662266.4392 | 1244565.0702 | 2662263.4027 | 1244560.4549
66 | 2662191.1104 | 1244589.2969 | 2662203.9207 | 1244575.4217 | 2662205.5449 | 1244576.9064 | 2662210.0542 | 1244571.8238
67 | 2662191.1104 | 1244589.2969 | 2662180.0729 | 1244601.8869
68 | 2662191.1104 | 1244589.2969 | 2662165.7704 | 1244568.6618 | 2662161.4447 | 1244567.5379 | 2662146.083 | 1244554.4792
69 | 2662278.8192 | 1244556.9278 | 2662296.2293 | 1244563.5573
70 | 2662266.4392 | 1244565.0702 | 2662273.2607 | 1244568.1438 | 2662278.8192 | 1244556.9278
71 | 2662268.2775 | 1244526.3328 | 2662270.12 | 1244522.9835
72 | 2662541.2388 | 1244714.451 | 2662532.4198 | 1244706.2811
73 | 2662545.6464 | 1244757.2268 | 2662555.6709 | 1244746.0248 | 2662556.5796 | 1244737.2506 | 2662540.4342 | 1244715.5099 | 2662541.2388 | 1244714.451
74 | 2662545.6464 | 1244757.2268 | 2662543.2721 | 1244755.2338 | 2662500.4113 | 1244734.5458 | 2662498.2699 | 1244733.6551
75 | 2662483.2614 | 1244661.0926 | 2662479.8485 | 1244664.4367 | 2662476.0224 | 1244665.386 | 2662470.7141 | 1244677.689
76 | 2662483.2614 | 1244661.0926 | 2662461.19 | 1244641.0974
77 | 2662470.7141 | 1244677.689 | 2662470.4302 | 1244678.3471 | 2662463.4545 | 1244680.5975 | 2662459.6773 | 1244686.9621 | 2662459.3614 | 1244687.4952
78 | 2662461.19 | 1244641.0974 | 2662443.3884 | 1244624.9704 | 2662439.2242 | 1244621.8592
79 | 2662387.2898 | 1244598.2954 | 2662385.8695 | 1244601.8607 | 2662381.7353 | 1244611.2001
80 | 2662387.2898 | 1244598.2954 | 2662388.8144 | 1244594.1642 | 2662400.827 | 1244597.9709 | 2662409.5223 | 1244601.0644 | 2662412.6735 | 1244595.3047
81 | 2662387.2898 | 1244598.2954 | 2662401.8451 | 1244602.4735 | 2662404.7629 | 1244603.5675
82 | 2662381.7353 | 1244611.2001 | 2662378.5161 | 1244618.4726 | 2662373.6846 | 1244631.3261
83 | 2662412.6735 | 1244595.3047 | 2662422.2188 | 1244576.2685
84 | 2662433.1843 | 1244617.3467 | 2662429.218 | 1244614.3918 | 2662417.1924 | 1244608.2278 | 2662404.7629 | 1244603.5675
85 | 2662433.1843 | 1244617.3467 | 2662435.2643 | 1244618.9007
86 | 2662439.2242 | 1244621.8592 | 2662435.2643 | 1244618.9007
87 | 2662478.9726 | 1244726.7703 | 2662483.4611 | 1244727.4958 | 2662498.2699 | 1244733.6551
88 | 2662459.3614 | 1244687.4952 | 2662453.4304 | 1244697.5036 | 2662445.1974 | 1244708.705
89 | 2662373.6846 | 1244631.3261 | 2662373.4794 | 1244631.8722
90 | 2662316.7123 | 1244551.4885 | 2662311.7988 | 1244568.9155
91 | 2662311.7988 | 1244568.9155 | 2662299.0279 | 1244564.623 | 2662296.2293 | 1244563.5573
92 | 2662316.7123 | 1244551.4885 | 2662318.0103 | 1244548.0553 | 2662318.1978 | 1244547.6024
93 | 2662316.7123 | 1244551.4885 | 2662320.4153 | 1244552.9061
94 | 2662320.4153 | 1244552.9061 | 2662338.3518 | 1244561.2164
95 | 2662365.3849 | 1244556.4526 | 2662360.988 | 1244564.9962 | 2662350.0289 | 1244566.6266 | 2662338.3518 | 1244561.2164
96 | 2662499.5871 | 1244802.8975 | 2662487.7951 | 1244814.5901 | 2662486.676 | 1244815.5408
97 | 2662472.0142 | 1244827.0992 | 2662478.2415 | 1244822.7062 | 2662486.676 | 1244815.5408
98 | 2662478.9726 | 1244726.7703 | 2662464.8513 | 1244724.4756 | 2662460.7021 | 1244721.0678
99 | 2662460.5767 | 1244720.9648 | 2662460.7021 | 1244721.0678
100 | 2662443.472 | 1244711.0525 | 2662455.2246 | 1244716.5689 | 2662460.5767 | 1244720.9648
101 | 2662418.3505 | 1244763.124 | 2662433.1872 | 1244769.9314
102 | 2662418.3505 | 1244763.124 | 2662430.3784 | 1244737.8586
103 | 2662472.0142 | 1244827.0992 | 2662468.4196 | 1244824.7487 | 2662461.911 | 1244821.3149
104 | 2662472.0142 | 1244827.0992 | 2662456.9245 | 1244837.1362 | 2662442.4184 | 1244849.1584
105 | 2662443.472 | 1244711.0525 | 2662445.1974 | 1244708.705
106 | 2662443.472 | 1244711.0525 | 2662436.3472 | 1244725.3207
107 | 2662436.3472 | 1244725.3207 | 2662430.3784 | 1244737.8586
108 | 2662451.5627 | 1244815.8554 | 2662461.911 | 1244821.3149
109 | 2662442.4184 | 1244849.1584 | 2662441.6315 | 1244854.2759 | 2662388.8662 | 1244906.1837
110 | 2662442.4184 | 1244849.1584 | 2662440.0954 | 1244850.361
111 | 2662451.0009 | 1244815.559 | 2662451.5627 | 1244815.8554
112 | 2662388.8662 | 1244906.1837 | 2662367.6819 | 1244927.0236
113 | 2662421.5781 | 1244859.9466 | 2662440.0954 | 1244850.361
114 | 2662421.5781 | 1244859.9466 | 2662417.8396 | 1244856.1825 | 2662404.3055 | 1244847.122
115 | 2662421.5781 | 1244859.9466 | 2662400.8764 | 1244867.6231 | 2662379.6688 | 1244872.07
116 | 2662400.1845 | 1244844.3632 | 2662404.3055 | 1244847.122
117 | 2662379.6688 | 1244872.07 | 2662379.0134 | 1244872.2075 | 2662357.3215 | 1244874.8925 | 2662343.6071 | 1244866.082
118 | 2662400.1845 | 1244844.3632 | 2662387.7878 | 1244836.0641
119 | 2662343.6071 | 1244866.082 | 2662328.8186 | 1244856.5816
120 | 2662373.5831 | 1244826.5546 | 2662387.7878 | 1244836.0641
121 | 2662373.5831 | 1244826.5546 | 2662371.3782 | 1244825.0786
122 | 2662407.0888 | 1244797.4479 | 2662414.1472 | 1244803.531
123 | 2662394.9901 | 1244787.8953 | 2662398.0545 | 1244789.6621 | 2662407.0888 | 1244797.4479
124 | 2662385.6193 | 1244783.6828 | 2662394.9901 | 1244787.8953
125 | 2662385.6193 | 1244783.6828 | 2662380.7657 | 1244781.0411
126 | 2662385.6193 | 1244783.6828 | 2662372.5266 | 1244800.8298
127 | 2662362.4499 | 1244814.0268 | 2662372.5266 | 1244800.8298
128 | 2662436.3472 | 1244725.3207 | 2662428.5333 | 1244723.2259 | 2662425.7895 | 1244722.5855 | 2662414.9123 | 1244720.0472
129 | 2662414.9123 | 1244720.0472 | 2662404.2766 | 1244748.4214 | 2662402.576 | 1244750.7095
130 | 2662414.9123 | 1244720.0472 | 2662395.3007 | 1244716.5311
131 | 2662083.0861 | 1244701.0707 | 2662102.3947 | 1244709.8938
132 | 2662083.0861 | 1244701.0707 | 2662080.1224 | 1244699.7165
133 | 2662102.3947 | 1244709.8938 | 2662102.6964 | 1244710.0316 | 2662108.0877 | 1244712.4371
134 | 2662112.2411 | 1244714.2903 | 2662108.0877 | 1244712.4371
135 | 2662344.1931 | 1244703.4146 | 2662346.7102 | 1244698.3042 | 2662351.0548 | 1244687.6641
136 | 2662331.4366 | 1244728.698 | 2662340.7711 | 1244709.0603 | 2662344.1931 | 1244703.4146
137 | 2662351.0548 | 1244687.6641 | 2662355.1266 | 1244677.6925
138 | 2662319.0668 | 1244722.9419 | 2662331.4366 | 1244728.698
139 | 2662313.6545 | 1244615.9673 | 2662321.78 | 1244598.4866
140 | 2662313.6545 | 1244615.9673 | 2662304.8874 | 1244634.8104 | 2662300.464 | 1244637.9661 | 2662297.704 | 1244636.7029
141 | 2662313.6545 | 1244615.9673 | 2662309.8088 | 1244613.7587 | 2662307.1364 | 1244609.9058 | 2662304.9753 | 1244605.5913 | 2662304.6753 | 1244602.4971 | 2662309.8423 | 1244589.7093
142 | 2662309.8423 | 1244589.7093 | 2662294.1267 | 1244583.0397 | 2662290.5755 | 1244583.0024
143 | 2662276.9401 | 1244577.5667 | 2662290.5755 | 1244583.0024
144 | 2662266.4392 | 1244565.0702 | 2662273.2607 | 1244568.1438 | 2662270.5062 | 1244574.9974 | 2662276.9401 | 1244577.5667
145 | 2662259.6406 | 1244595.075 | 2662264.1957 | 1244588.0179 | 2662266.0234 | 1244583.8009 | 2662270.5062 | 1244574.9974 | 2662276.9401 | 1244577.5667
146 | 2662274.3179 | 1244604.2019 | 2662259.6406 | 1244595.075
147 | 2662274.3179 | 1244604.2019 | 2662286.3615 | 1244609.2994
148 | 2662274.3179 | 1244604.2019 | 2662269.8102 | 1244616.0961 | 2662266.9297 | 1244622.7148
149 | 2662266.9297 | 1244622.7148 | 2662268.6613 | 1244623.5022
150 | 2662318.1978 | 1244547.6024 | 2662321.0574 | 1244540.6934 | 2662324.4919 | 1244533.1465 | 2662324.7936 | 1244532.5695
151 | 2662295.5179 | 1244613.175 | 2662286.3615 | 1244609.2994
152 | 2662227.5007 | 1244712.6599 | 2662250.4347 | 1244723.0499
153 | 2662365.8862 | 1244651.0403 | 2662371.947 | 1244635.9489 | 2662373.4794 | 1244631.8722
154 | 2662365.8862 | 1244651.0403 | 2662358.5228 | 1244669.3752 | 2662355.1266 | 1244677.6925
155 | 2662293.5619 | 1244479.6977 | 2662287.9361 | 1244490.285
156 | 2662293.5619 | 1244479.6977 | 2662304.985 | 1244458.2002
157 | 2662287.9361 | 1244490.285 | 2662284.268 | 1244497.188
158 | 2662276.7071 | 1244511.0097 | 2662283.0574 | 1244499.4662 | 2662284.268 | 1244497.188
159 | 2662275.6529 | 1244512.926 | 2662276.7071 | 1244511.0097
160 | 2662275.6529 | 1244512.926 | 2662275.5902 | 1244513.0398
161 | 2662270.12 | 1244522.9835 | 2662275.5902 | 1244513.0398
162 | 2662237.6623 | 1244444.2973 | 2662241.1066 | 1244438.0864
163 | 2662244.5342 | 1244431.9058 | 2662241.1066 | 1244438.0864
164 | 2662231.1734 | 1244455.9983 | 2662237.6623 | 1244444.2973
165 | 2662231.1734 | 1244455.9983 | 2662227.6436 | 1244462.3633
166 | 2662218.0607 | 1244479.6436 | 2662227.6436 | 1244462.3633
167 | 2662218.0607 | 1244479.6436 | 2662218.0352 | 1244479.6895
168 | 2662163.8529 | 1244620.3882 | 2662180.0729 | 1244601.8869
169 | 2662332.0879 | 1244518.6163 | 2662335.9754 | 1244510.9344
170 | 2662332.0879 | 1244518.6163 | 2662324.7936 | 1244532.5695
171 | 2662250.4347 | 1244723.0499 | 2662257.1544 | 1244726.0943 | 2662270.2736 | 1244732.5468
172 | 2662146.083 | 1244554.4792 | 2662159.1131 | 1244537.9589
173 | 2662146.083 | 1244554.4792 | 2662134.2812 | 1244569.436
174 | 2662121.7826 | 1244585.2758 | 2662134.2812 | 1244569.436

## bus_geodata
| x | y | coords
0 | 2662174.4542 | 1244721.2662
1 | 2662171.3183 | 1244725.8772
2 | 2662192.6826 | 1244694.4633
3 | 2662163.6108 | 1244737.2102
4 | 2662205.5839 | 1244701.5976
5 | 2662128.2554 | 1244721.4355
6 | 2662150.3167 | 1244756.2489
7 | 2662205.9636 | 1244701.7901
8 | 2662225.8566 | 1244644.6435
9 | 2662241.3812 | 1244622.1823
10 | 2662208.0035 | 1244638.4061
11 | 2662124.107 | 1244719.5846
12 | 2662127.1579 | 1244834.6842
13 | 2662226.6282 | 1244712.2646
14 | 2662292.6028 | 1244677.7664
15 | 2662332.4329 | 1244697.8873
16 | 2662264.8893 | 1244697.5781
17 | 2662297.3141 | 1244665.185
18 | 2662264.097 | 1244697.1982
19 | 2662248.3173 | 1244611.9789
20 | 2662193.1563 | 1244632.3469
21 | 2662062.2329 | 1244817.1014
22 | 2662234.7867 | 1244893.2051
23 | 2662222.7439 | 1244906.7462
24 | 2662320.454 | 1244973.484
25 | 2662297.9703 | 1244814.4913
26 | 2662300.7249 | 1244807.3406
27 | 2662291.0925 | 1244832.3455
28 | 2662339.6781 | 1244789.8615
29 | 2662306.039 | 1244841.9474
30 | 2662282.0497 | 1244855.4616
31 | 2662355.5062 | 1244767.2662
32 | 2662321.564 | 1244754.9568
33 | 2662324.3074 | 1244750.6048
34 | 2662308.2646 | 1244750.4095
35 | 2662325.8507 | 1244854.6749
36 | 2662281.1382 | 1244857.7918
37 | 2662363.0652 | 1244771.3884
38 | 2662349.2071 | 1244763.8107
39 | 2662330.2358 | 1244731.3675
40 | 2662289.8633 | 1244742.1819
41 | 2662326.5466 | 1244855.122
42 | 2662186.1988 | 1244448.4862
43 | 2662191.019 | 1244439.4711
44 | 2662183.4435 | 1244392.971
45 | 2662223.3045 | 1244400.9142
46 | 2662203.2163 | 1244506.4114
47 | 2662225.4022 | 1244542.4687
48 | 2662206.5454 | 1244500.4084
49 | 2662238.4439 | 1244547.2024
50 | 2662256.8204 | 1244549.1584
51 | 2662275.3606 | 1244555.7063
52 | 2662263.0617 | 1244535.8139
53 | 2662225.2157 | 1244397.4674
54 | 2662262.5947 | 1244399.3385
55 | 2662250.9022 | 1244420.4227
56 | 2662217.9907 | 1244479.7698
57 | 2662263.4027 | 1244560.4549
58 | 2662210.0542 | 1244571.8238
59 | 2662191.1104 | 1244589.2969
60 | 2662278.8192 | 1244556.9278
61 | 2662268.2775 | 1244526.3328
62 | 2662532.4198 | 1244706.2811
63 | 2662541.2388 | 1244714.451
64 | 2662545.6464 | 1244757.2268
65 | 2662483.2614 | 1244661.0926
66 | 2662470.7141 | 1244677.689
67 | 2662461.19 | 1244641.0974
68 | 2662387.2898 | 1244598.2954
69 | 2662381.7353 | 1244611.2001
70 | 2662412.6735 | 1244595.3047
71 | 2662404.7629 | 1244603.5675
72 | 2662422.2188 | 1244576.2685
73 | 2662433.1843 | 1244617.3467
74 | 2662435.2643 | 1244618.9007
75 | 2662498.2699 | 1244733.6551
76 | 2662459.3614 | 1244687.4952
77 | 2662439.2242 | 1244621.8592
78 | 2662373.6846 | 1244631.3261
79 | 2662311.7988 | 1244568.9155
80 | 2662316.7123 | 1244551.4885
81 | 2662296.2293 | 1244563.5573
82 | 2662320.4153 | 1244552.9061
83 | 2662338.3518 | 1244561.2164
84 | 2662499.5871 | 1244802.8975
85 | 2662486.676 | 1244815.5408
86 | 2662478.9726 | 1244726.7703
87 | 2662460.7021 | 1244721.0678
88 | 2662460.5767 | 1244720.9648
89 | 2662433.1872 | 1244769.9314
90 | 2662418.3505 | 1244763.124
91 | 2662472.0142 | 1244827.0992
92 | 2662443.472 | 1244711.0525
93 | 2662430.3784 | 1244737.8586
94 | 2662461.911 | 1244821.3149
95 | 2662442.4184 | 1244849.1584
96 | 2662451.5627 | 1244815.8554
97 | 2662388.8662 | 1244906.1837
98 | 2662440.0954 | 1244850.361
99 | 2662451.0009 | 1244815.559
100 | 2662367.6819 | 1244927.0236
101 | 2662421.5781 | 1244859.9466
102 | 2662404.3055 | 1244847.122
103 | 2662379.6688 | 1244872.07
104 | 2662400.1845 | 1244844.3632
105 | 2662343.6071 | 1244866.082
106 | 2662387.7878 | 1244836.0641
107 | 2662328.8186 | 1244856.5816
108 | 2662373.5831 | 1244826.5546
109 | 2662371.3782 | 1244825.0786
110 | 2662407.0888 | 1244797.4479
111 | 2662414.1472 | 1244803.531
112 | 2662394.9901 | 1244787.8953
113 | 2662385.6193 | 1244783.6828
114 | 2662380.7657 | 1244781.0411
115 | 2662372.5266 | 1244800.8298
116 | 2662362.4499 | 1244814.0268
117 | 2662436.3472 | 1244725.3207
118 | 2662402.576 | 1244750.7095
119 | 2662414.9123 | 1244720.0472
120 | 2662083.0861 | 1244701.0707
121 | 2662102.3947 | 1244709.8938
122 | 2662080.1224 | 1244699.7165
123 | 2662108.0877 | 1244712.4371
124 | 2662112.2411 | 1244714.2903
125 | 2662395.3007 | 1244716.5311
126 | 2662344.1931 | 1244703.4146
127 | 2662351.0548 | 1244687.6641
128 | 2662331.4366 | 1244728.698
129 | 2662445.1974 | 1244708.705
130 | 2662321.78 | 1244598.4866
131 | 2662313.6545 | 1244615.9673
132 | 2662297.704 | 1244636.7029
133 | 2662309.8423 | 1244589.7093
134 | 2662290.5755 | 1244583.0024
135 | 2662276.9401 | 1244577.5667
136 | 2662266.4392 | 1244565.0702
137 | 2662259.6406 | 1244595.075
138 | 2662274.3179 | 1244604.2019
139 | 2662268.6613 | 1244623.5022
140 | 2662266.9297 | 1244622.7148
141 | 2662318.1978 | 1244547.6024
142 | 2662365.3849 | 1244556.4526
143 | 2662286.3615 | 1244609.2994
144 | 2662295.5179 | 1244613.175
145 | 2662319.0668 | 1244722.9419
146 | 2662227.5007 | 1244712.6599
147 | 2662373.4794 | 1244631.8722
148 | 2662365.8862 | 1244651.0403
149 | 2662355.1266 | 1244677.6925
150 | 2662293.5619 | 1244479.6977
151 | 2662287.9361 | 1244490.285
152 | 2662304.985 | 1244458.2002
153 | 2662284.268 | 1244497.188
154 | 2662276.7071 | 1244511.0097
155 | 2662275.6529 | 1244512.926
156 | 2662270.12 | 1244522.9835
157 | 2662275.5902 | 1244513.0398
158 | 2662241.1066 | 1244438.0864
159 | 2662237.6623 | 1244444.2973
160 | 2662244.5342 | 1244431.9058
161 | 2662231.1734 | 1244455.9983
162 | 2662227.6436 | 1244462.3633
163 | 2662218.0607 | 1244479.6436
164 | 2662163.8529 | 1244620.3882
165 | 2662180.0729 | 1244601.8869
166 | 2662335.9754 | 1244510.9344
167 | 2662332.0879 | 1244518.6163
168 | 2662324.7936 | 1244532.5695
169 | 2662250.4347 | 1244723.0499
170 | 2662270.2736 | 1244732.5468
171 | 2662218.0352 | 1244479.6895
172 | 2662159.1131 | 1244537.9589
173 | 2662146.083 | 1244554.4792
174 | 2662134.2812 | 1244569.436
175 | 2662121.7826 | 1244585.2758
176 | 2662344.1931 | 1244703.4146

## line_std_types
| c_nf_per_km | r_ohm_per_km | x_ohm_per_km | max_i_ka | type | q_mm2 | alpha | voltage_rating
NAYY 4x50 SE | 210 | 0.642 | 0.083 | 0.142 | cs | 50 | 0.00403 | LV
NAYY 4x120 SE | 264 | 0.225 | 0.08 | 0.242 | cs | 120 | 0.00403 | LV
NAYY 4x150 SE | 261 | 0.208 | 0.08 | 0.27 | cs | 150 | 0.00403 | LV
NA2XS2Y 1x95 RM/25 12/20 kV | 216 | 0.313 | 0.132 | 0.252 | cs | 95 | 0.00403 | MV
NA2XS2Y 1x185 RM/25 12/20 kV | 273 | 0.161 | 0.117 | 0.362 | cs | 185 | 0.00403 | MV
NA2XS2Y 1x240 RM/25 12/20 kV | 304 | 0.122 | 0.112 | 0.421 | cs | 240 | 0.00403 | MV
NA2XS2Y 1x95 RM/25 6/10 kV | 315 | 0.313 | 0.123 | 0.249 | cs | 95 | 0.00403 | MV
NA2XS2Y 1x185 RM/25 6/10 kV | 406 | 0.161 | 0.11 | 0.358 | cs | 185 | 0.00403 | MV
NA2XS2Y 1x240 RM/25 6/10 kV | 456 | 0.122 | 0.105 | 0.416 | cs | 240 | 0.00403 | MV
NA2XS2Y 1x150 RM/25 12/20 kV | 250 | 0.206 | 0.116 | 0.319 | cs | 150 | 0.00403 | MV
NA2XS2Y 1x120 RM/25 12/20 kV | 230 | 0.253 | 0.119 | 0.283 | cs | 120 | 0.00403 | MV
NA2XS2Y 1x70 RM/25 12/20 kV | 190 | 0.443 | 0.132 | 0.22 | cs | 70 | 0.00403 | MV
NA2XS2Y 1x150 RM/25 6/10 kV | 360 | 0.206 | 0.11 | 0.315 | cs | 150 | 0.00403 | MV
NA2XS2Y 1x120 RM/25 6/10 kV | 340 | 0.253 | 0.113 | 0.28 | cs | 120 | 0.00403 | MV
NA2XS2Y 1x70 RM/25 6/10 kV | 280 | 0.443 | 0.123 | 0.217 | cs | 70 | 0.00403 | MV
N2XS(FL)2Y 1x120 RM/35 64/110 kV | 112 | 0.153 | 0.166 | 0.366 | cs | 120 | 0.00393 | HV
N2XS(FL)2Y 1x185 RM/35 64/110 kV | 125 | 0.099 | 0.156 | 0.457 | cs | 185 | 0.00393 | HV
N2XS(FL)2Y 1x240 RM/35 64/110 kV | 135 | 0.075 | 0.149 | 0.526 | cs | 240 | 0.00393 | HV
N2XS(FL)2Y 1x300 RM/35 64/110 kV | 144 | 0.06 | 0.144 | 0.588 | cs | 300 | 0.00393 | HV
15-AL1/3-ST1A 0.4 | 11 | 1.8769 | 0.35 | 0.105 | ol | 16 | 0.00403 | LV
24-AL1/4-ST1A 0.4 | 11.25 | 1.2012 | 0.335 | 0.14 | ol | 24 | 0.00403 | LV
48-AL1/8-ST1A 0.4 | 12.2 | 0.5939 | 0.3 | 0.21 | ol | 48 | 0.00403 | LV
94-AL1/15-ST1A 0.4 | 13.2 | 0.306 | 0.29 | 0.35 | ol | 94 | 0.00403 | LV
34-AL1/6-ST1A 10.0 | 9.7 | 0.8342 | 0.36 | 0.17 | ol | 34 | 0.00403 | MV
48-AL1/8-ST1A 10.0 | 10.1 | 0.5939 | 0.35 | 0.21 | ol | 48 | 0.00403 | MV
70-AL1/11-ST1A 10.0 | 10.4 | 0.4132 | 0.339 | 0.29 | ol | 70 | 0.00403 | MV
94-AL1/15-ST1A 10.0 | 10.75 | 0.306 | 0.33 | 0.35 | ol | 94 | 0.00403 | MV
122-AL1/20-ST1A 10.0 | 11.1 | 0.2376 | 0.323 | 0.41 | ol | 122 | 0.00403 | MV
149-AL1/24-ST1A 10.0 | 11.25 | 0.194 | 0.315 | 0.47 | ol | 149 | 0.00403 | MV
34-AL1/6-ST1A 20.0 | 9.15 | 0.8342 | 0.382 | 0.17 | ol | 34 | 0.00403 | MV
48-AL1/8-ST1A 20.0 | 9.5 | 0.5939 | 0.372 | 0.21 | ol | 48 | 0.00403 | MV
70-AL1/11-ST1A 20.0 | 9.7 | 0.4132 | 0.36 | 0.29 | ol | 70 | 0.00403 | MV
94-AL1/15-ST1A 20.0 | 10 | 0.306 | 0.35 | 0.35 | ol | 94 | 0.00403 | MV
122-AL1/20-ST1A 20.0 | 10.3 | 0.2376 | 0.344 | 0.41 | ol | 122 | 0.00403 | MV
149-AL1/24-ST1A 20.0 | 10.5 | 0.194 | 0.337 | 0.47 | ol | 149 | 0.00403 | MV
184-AL1/30-ST1A 20.0 | 10.75 | 0.1571 | 0.33 | 0.535 | ol | 184 | 0.00403 | MV
243-AL1/39-ST1A 20.0 | 11 | 0.1188 | 0.32 | 0.645 | ol | 243 | 0.00403 | MV
48-AL1/8-ST1A 110.0 | 8 | 0.5939 | 0.46 | 0.21 | ol | 48 | 0.00403 | HV
70-AL1/11-ST1A 110.0 | 8.4 | 0.4132 | 0.45 | 0.29 | ol | 70 | 0.00403 | HV
94-AL1/15-ST1A 110.0 | 8.65 | 0.306 | 0.44 | 0.35 | ol | 94 | 0.00403 | HV
122-AL1/20-ST1A 110.0 | 8.5 | 0.2376 | 0.43 | 0.41 | ol | 122 | 0.00403 | HV
149-AL1/24-ST1A 110.0 | 8.75 | 0.194 | 0.41 | 0.47 | ol | 149 | 0.00403 | HV
184-AL1/30-ST1A 110.0 | 8.8 | 0.1571 | 0.4 | 0.535 | ol | 184 | 0.00403 | HV
243-AL1/39-ST1A 110.0 | 9 | 0.1188 | 0.39 | 0.645 | ol | 243 | 0.00403 | HV
305-AL1/39-ST1A 110.0 | 9.2 | 0.0949 | 0.38 | 0.74 | ol | 305 | 0.00403 | HV
490-AL1/64-ST1A 110.0 | 9.75 | 0.059 | 0.37 | 0.96 | ol | 490 | 0.00403 | HV
679-AL1/86-ST1A 110.0 | 9.95 | 0.042 | 0.36 | 1.15 | ol | 679 | 0.00403 | HV
490-AL1/64-ST1A 220.0 | 10 | 0.059 | 0.285 | 0.96 | ol | 490 | 0.00403 | HV
679-AL1/86-ST1A 220.0 | 11.7 | 0.042 | 0.275 | 1.15 | ol | 679 | 0.00403 | HV
490-AL1/64-ST1A 380.0 | 11 | 0.059 | 0.253 | 0.96 | ol | 490 | 0.00403 | HV
679-AL1/86-ST1A 380.0 | 14.6 | 0.042 | 0.25 | 1.15 | ol | 679 | 0.00403 | HV

## trafo_std_types
| i0_percent | pfe_kw | vkr_percent | sn_mva | vn_lv_kv | vn_hv_kv | vk_percent | shift_degree | vector_group | tap_side | tap_neutral | tap_min | tap_max | tap_step_degree | tap_step_percent | tap_phase_shifter
160 MVA 380/110 kV | 0.06 | 60 | 0.25 | 160 | 110 | 380 | 12.2 | 0 | Yy0 | hv | 0 | -9 | 9 | 0 | 1.5 | FALSE
100 MVA 220/110 kV | 0.06 | 55 | 0.26 | 100 | 110 | 220 | 12 | 0 | Yy0 | hv | 0 | -9 | 9 | 0 | 1.5 | FALSE
63 MVA 110/20 kV | 0.04 | 22 | 0.32 | 63 | 20 | 110 | 18 | 150 | YNd5 | hv | 0 | -9 | 9 | 0 | 1.5 | FALSE
40 MVA 110/20 kV | 0.05 | 18 | 0.34 | 40 | 20 | 110 | 16.2 | 150 | YNd5 | hv | 0 | -9 | 9 | 0 | 1.5 | FALSE
25 MVA 110/20 kV | 0.07 | 14 | 0.41 | 25 | 20 | 110 | 12 | 150 | YNd5 | hv | 0 | -9 | 9 | 0 | 1.5 | FALSE
63 MVA 110/10 kV | 0.04 | 22 | 0.32 | 63 | 10 | 110 | 18 | 150 | YNd5 | hv | 0 | -9 | 9 | 0 | 1.5 | FALSE
40 MVA 110/10 kV | 0.05 | 18 | 0.34 | 40 | 10 | 110 | 16.2 | 150 | YNd5 | hv | 0 | -9 | 9 | 0 | 1.5 | FALSE
25 MVA 110/10 kV | 0.07 | 14 | 0.41 | 25 | 10 | 110 | 12 | 150 | YNd5 | hv | 0 | -9 | 9 | 0 | 1.5 | FALSE
0.25 MVA 20/0.4 kV | 0.32 | 0.8 | 1.44 | 0.25 | 0.4 | 20 | 6 | 150 | Yzn5 | hv | 0 | -2 | 2 | 0 | 2.5 | FALSE
0.4 MVA 20/0.4 kV | 0.3375 | 1.35 | 1.425 | 0.4 | 0.4 | 20 | 6 | 150 | Dyn5 | hv | 0 | -2 | 2 | 0 | 2.5 | FALSE
0.63 MVA 20/0.4 kV | 0.2619 | 1.65 | 1.206 | 0.63 | 0.4 | 20 | 6 | 150 | Dyn5 | hv | 0 | -2 | 2 | 0 | 2.5 | FALSE
0.25 MVA 10/0.4 kV | 0.24 | 0.6 | 1.2 | 0.25 | 0.4 | 10 | 4 | 150 | Dyn5 | hv | 0 | -2 | 2 | 0 | 2.5 | FALSE
0.4 MVA 10/0.4 kV | 0.2375 | 0.95 | 1.325 | 0.4 | 0.4 | 10 | 4 | 150 | Dyn5 | hv | 0 | -2 | 2 | 0 | 2.5 | FALSE
0.63 MVA 10/0.4 kV | 0.1873 | 1.18 | 1.0794 | 0.63 | 0.4 | 10 | 4 | 150 | Dyn5 | hv | 0 | -2 | 2 | 0 | 2.5 | FALSE

## trafo3w_std_types
| sn_hv_mva | sn_mv_mva | sn_lv_mva | vn_hv_kv | vn_mv_kv | vn_lv_kv | vk_hv_percent | vk_mv_percent | vk_lv_percent | vkr_hv_percent | vkr_mv_percent | vkr_lv_percent | pfe_kw | i0_percent | shift_mv_degree | shift_lv_degree | vector_group | tap_side | tap_neutral | tap_min | tap_max | tap_step_percent
63/25/38 MVA 110/20/10 kV | 63 | 25 | 38 | 110 | 20 | 10 | 10.4 | 10.4 | 10.4 | 0.28 | 0.32 | 0.35 | 35 | 0.89 | 0 | 0 | YN0yn0yn0 | hv | 0 | -10 | 10 | 1.2
63/25/38 MVA 110/10/10 kV | 63 | 25 | 38 | 110 | 10 | 10 | 10.4 | 10.4 | 10.4 | 0.28 | 0.32 | 0.35 | 35 | 0.89 | 0 | 0 | YN0yn0yn0 | hv | 0 | -10 | 10 | 1.2

## fuse_std_types
| fuse_type | i_rated_a | t_avg | t_min | t_total | x_avg | x_min | x_total
HV 100A | HV 100A | 100 | 0 | [10.0, 3.64, 0.854, 0.281, 0.1, 0.0531, 0.022, 0.01] | [10.0, 4.267, 1.21, 0.403, 0.1, 0.058, 0.022, 0.01] | 0 | [300.0, 350.0, 450.0, 550.0, 700.0, 850.0, 1200.0, 1752.0] | [600.0, 700.0, 900.0, 1150.0, 1665.0, 2000.0, 3000.0, 4313.0]
HV 10A | HV 10A | 10 | 0 | [10.0, 1675.0, 0.344, 0.156, 0.1, 0.0417, 0.0171, 0.01] | [10.0, 1.3, 0.3, 0.155, 0.1, 0.0555, 0.023, 0.01] | 0 | [30.0, 32.0, 35.0, 37.0, 39.0, 50.0, 70.0, 88.0] | [60.0, 70.0, 80.0, 87.0, 94.0, 110.0, 150.0, 216.0]
HV 125A | HV 125A | 125 | 0 | [10.0, 1.82, 0.344, 0.1, 0.0467, 0.0269, 0.01] | [10.0, 2.478, 0.426, 0.1, 0.0427, 0.0211, 0.01] | 0 | [375.0, 500.0, 700.0, 925.0, 1200.0, 1500.0, 2341.0] | [750.0, 1000.0, 1500.0, 2200.0, 3000.0, 4000.0, 5765.0]
HV 160A | HV 160A | 160 | 0 | [10.0, 4.15, 1.03, 0.198, 0.1, 0.051, 0.0172, 0.01] | [10.0, 2.3, 0.734, 0.274, 0.1, 0.046, 0.0177, 0.01] | 0 | [480.0, 550.0, 700.0, 1000.0, 1260.0, 1600.0, 2500.0, 3227.0] | [960.0, 1300.0, 1700.0, 2200.0, 2996.0, 4000.0, 6000.0, 7946.0]
HV 16A | HV 16A | 16 | 0 | [10.0, 0.352, 0.164, 0.1, 0.0649, 0.0342, 0.01] | [10.0, 2.34, 0.722, 0.181, 0.1, 0.055, 0.0296, 0.01] | 0 | [48.0, 60.0, 65.0, 71.0, 80.0, 100.0, 162.0] | [96.0, 110.0, 125.0, 150.0, 168.0, 200.0, 250.0, 398.0]
HV 200A | HV 200A | 200 | 0 | [10.0, 4.267, 1.21, 0.403, 0.1, 0.058, 0.022, 0.01] | [10.0, 3.73, 1.654, 0.328, 0.1, 0.0531, 0.019, 0.01] | 0 | [600.0, 700.0, 900.0, 1150.0, 1665.0, 2000.0, 3000.0, 4313.0] | [1200.0, 1500.0, 1800.0, 2700.0, 3960.0, 5000.0, 7500.0, 10620.0]
HV 20A | HV 20A | 20 | 0 | [10.0, 1.3, 0.3, 0.155, 0.1, 0.0555, 0.023, 0.01] | [10.0, 1.3, 0.161, 0.1, 0.0611, 0.0399, 0.0141, 0.01] | 0 | [60.0, 70.0, 80.0, 87.0, 94.0, 110.0, 150.0, 216.0] | [120.0, 150.0, 200.0, 223.0, 260.0, 300.0, 450.0, 532.0]
HV 25A | HV 25A | 25 | 0 | [10.0, 2.512, 0.833, 0.299, 0.1, 0.0372, 0.0223, 0.01] | [10.0, 3.125, 0.597, 0.198, 0.1, 0.0378, 0.022, 0.01] | 0 | [75.0, 82.0, 90.0, 100.0, 124.0, 170.0, 200.0, 289.0] | [150.0, 170.0, 210.0, 250.0, 294.0, 400.0, 500.0, 711.0]
HV 31.5A | HV 31.5A | 31.5 | 0 | [10.0, 2.34, 0.722, 0.181, 0.1, 0.055, 0.0296, 0.01] | [10.0, 2.84, 0.368, 0.164, 0.1, 0.0621, 0.0378, 0.0195, 0.01] | 0 | [95.0, 110.0, 125.0, 150.0, 165.0, 200.0, 250.0, 390.0] | [189.0, 220.0, 300.0, 350.0, 393.0, 450.0, 530.0, 700.0, 960.0]
HV 40A | HV 40A | 40 | 0 | [10.0, 1.3, 0.161, 0.1, 0.0611, 0.0399, 0.0141, 0.01] | [10.0, 2.05, 0.369, 0.198, 0.1, 0.051, 0.0298, 0.01] | 0 | [120.0, 150.0, 200.0, 223.0, 260.0, 300.0, 450.0, 532.0] | [240.0, 300.0, 400.0, 450.0, 530.0, 650.0, 800.0, 1311.0]
HV 50A | HV 50A | 50 | 0 | [10.0, 3.215, 0.597, 0.198, 0.1, 0.0378, 0.022, 0.01] | [10.0, 3.64, 0.854, 0.281, 0.1, 0.0531, 0.022, 0.01] | 0 | [150.0, 170.0, 210.0, 250.0, 294.0, 400.0, 500.0, 711.0] | [300.0, 350.0, 450.0, 550.0, 700.0, 850.0, 1200.0, 1752.0]
HV 6.3A | HV 6.3A | 6.3 | 0 | [10.0, 1.39, 0.344, 0.168, 0.1, 0.056, 0.0263, 0.01] | [10.0, 1.711, 0.516, 0.198, 0.1, 0.0634, 0.0303, 0.01] | 0 | [19.0, 19.5, 20.4, 20.8, 22.0, 25.0, 32.0, 48.0] | [38.0, 40.0, 43.0, 48.0, 53.0, 60.0, 75.0, 118.0]
HV 63A | HV 63A | 63 | 0 | [10.0, 2.84, 0.368, 0.164, 0.1, 0.0621, 0.0378, 0.0195, 0.01] | [10.0, 1.82, 0.344, 0.1, 0.0467, 0.0269, 0.01] | 0 | [189.0, 220.0, 300.0, 350.0, 393.0, 450.0, 530.0, 700.0, 961.0] | [378.0, 500.0, 700.0, 934.0, 1200.0, 1500.0, 2366.0]
HV 80A | HV 80A | 80 | 0 | [10.0, 2.05, 0.369, 0.198, 0.1, 0.051, 0.0298, 0.01] | [10.0, 4.15, 1.03, 0.198, 0.1, 0.051, 0.0172, 0.01] | 0 | [240.0, 300.0, 400.0, 450.0, 530.0, 650.0, 800.0, 1311.0] | [480.0, 550.0, 700.0, 1000.0, 1260.0, 1600.0, 2500.0, 3227.0]
Siemens NH-1-100 | Siemens NH-1-100 | 100 | [5400.0, 2000.0, 400.0, 20.0, 1.0, 0.2, 0.012, 0.004] | 0 | 0 | [150.0, 190.0, 250.0, 430.0, 900.0, 1250.0, 2700.0, 3600.0] | 0 | 0
Siemens NH-1-125 | Siemens NH-1-125 | 125 | [4800.0, 120.0, 7.0, 0.1, 0.004] | 0 | 0 | [180.0, 400.0, 740.0, 2000.0, 4250.0] | 0 | 0
Siemens NH-1-16 | Siemens NH-1-16 | 16 | [4000.0, 400.0, 2.0, 0.1, 0.04, 0.01] | 0 | 0 | [26.0, 35.0, 75.0, 150.0, 200.0, 300.0] | 0 | 0
Siemens NH-1-160 | Siemens NH-1-160 | 160 | [4800.0, 120.0, 7.0, 0.1, 0.004] | 0 | 0 | [210.0, 500.0, 900.0, 2300.0, 5000.0] | 0 | 0
Siemens NH-1-25 | Siemens NH-1-25 | 25 | [4000.0, 1000.0, 10.0, 0.2, 0.02, 0.01] | 0 | 0 | [40.0, 50.0, 100.0, 210.0, 400.0, 500.0] | 0 | 0
Siemens NH-1-50 | Siemens NH-1-50 | 50 | [4000.0, 40.0, 4.0, 1.0, 0.02, 0.01] | 0 | 0 | [86.0, 200.0, 300.0, 400.0, 1000.0, 1280.0] | 0 | 0
Siemens NH-1-63 | Siemens NH-1-63 | 63 | [4000.0, 100.0, 10.0, 2.0, 0.04, 0.01] | 0 | 0 | [100.0, 200.0, 300.0, 400.0, 1000.0, 1500.0] | 0 | 0
Siemens NH-1-80 | Siemens NH-1-80 | 80 | [4800.0, 120.0, 7.0, 0.1, 0.01] | 0 | 0 | [150.58, 250.0, 450.0, 1150.0, 2470.0] | 0 | 0
Siemens NH-2-1000 | Siemens NH-2-1000 | 1000 | [4800.0, 120.0, 7.0, 0.1, 0.004] | 0 | 0 | [1900.0, 3500.0, 8400.0, 24000.0, 52000.0] | 0 | 0
Siemens NH-2-200 | Siemens NH-2-200 | 200 | [4800.0, 120.0, 7.0, 0.1, 0.004] | 0 | 0 | [280.0, 650.0, 1200.0, 3000.0, 7000.0] | 0 | 0
Siemens NH-2-224 | Siemens NH-2-224 | 224 | [4800.0, 120.0, 7.0, 0.2, 0.04, 0.004] | 0 | 0 | [400.0, 750.0, 1453.0, 3025.0, 4315.0, 7600.0] | 0 | 0
Siemens NH-2-250 | Siemens NH-2-250 | 250 | [4800.0, 120.0, 7.0, 0.1, 0.004] | 0 | 0 | [450.0, 800.0, 1650.0, 4000.0, 8500.0] | 0 | 0
Siemens NH-2-315 | Siemens NH-2-315 | 315 | [4800.0, 120.0, 7.0, 0.1, 0.004] | 0 | 0 | [550.0, 920.0, 1900.0, 5000.0, 11000.0] | 0 | 0
Siemens NH-2-355 | Siemens NH-2-355 | 355 | [4800.0, 120.0, 6.0, 0.1, 0.004] | 0 | 0 | [650.0, 1116.27, 2350.0, 5840.0, 12790.0] | 0 | 0
Siemens NH-2-400 | Siemens NH-2-400 | 400 | [4800.0, 120.0, 7.0, 0.1, 0.004] | 0 | 0 | [720.0, 1350.0, 2800.0, 6500.0, 15000.0] | 0 | 0
Siemens NH-2-425 | Siemens NH-2-425 | 425 | [4800.0, 120.0, 7.0, 0.1, 0.004] | 0 | 0 | [850.0, 1500.0, 3050.0, 7500.0, 16500.0] | 0 | 0
Siemens NH-2-630 | Siemens NH-2-630 | 630 | [4800.0, 120.0, 7.0, 0.1, 0.004] | 0 | 0 | [1200.0, 2000.0, 4800.0, 12000.0, 26000.0] | 0 | 0

## dtypes
| element | column | dtype
0 | bus | name | object
1 | bus | vn_kv | float64
2 | bus | type | object
3 | bus | zone | object
4 | bus | in_service | bool
5 | load | name | object
6 | load | bus | uint32
7 | load | p_mw | float64
8 | load | q_mvar | float64
9 | load | const_z_percent | float64
10 | load | const_i_percent | float64
11 | load | sn_mva | float64
12 | load | scaling | float64
13 | load | in_service | bool
14 | load | type | object
15 | ext_grid | name | object
16 | ext_grid | bus | uint32
17 | ext_grid | vm_pu | float64
18 | ext_grid | va_degree | float64
19 | ext_grid | slack_weight | float64
20 | ext_grid | in_service | bool
21 | line | name | object
22 | line | std_type | object
23 | line | from_bus | uint32
24 | line | to_bus | uint32
25 | line | length_km | float64
26 | line | r_ohm_per_km | float64
27 | line | x_ohm_per_km | float64
28 | line | c_nf_per_km | float64
29 | line | g_us_per_km | float64
30 | line | max_i_ka | float64
31 | line | df | float64
32 | line | parallel | uint32
33 | line | type | object
34 | line | in_service | bool
35 | trafo | name | object
36 | trafo | std_type | object
37 | trafo | hv_bus | uint32
38 | trafo | lv_bus | uint32
39 | trafo | sn_mva | float64
40 | trafo | vn_hv_kv | float64
41 | trafo | vn_lv_kv | float64
42 | trafo | vk_percent | float64
43 | trafo | vkr_percent | float64
44 | trafo | pfe_kw | float64
45 | trafo | i0_percent | float64
46 | trafo | shift_degree | float64
47 | trafo | tap_side | object
48 | trafo | tap_neutral | int32
49 | trafo | tap_min | int32
50 | trafo | tap_max | int32
51 | trafo | tap_step_percent | float64
52 | trafo | tap_step_degree | float64
53 | trafo | tap_pos | int32
54 | trafo | tap_phase_shifter | bool
55 | trafo | parallel | uint32
56 | trafo | df | float64
57 | trafo | in_service | bool
58 | line_geodata | coords | object
59 | bus_geodata | x | float64
60 | bus_geodata | y | float64
61 | bus_geodata | coords | object

## parameters
| version | format_version | converged | OPF_converged | name | f_hz | sn_mva
0 | 2.14.6 | 2.14.0 | FALSE | FALSE |  | 50 | 1