## bus
| name | vn_kv | type | zone | in_service
0 | bus_LV_4100-1_0_6_node_0 | 0.4 | n |  | TRUE
1 | bus_LV_4100-1_0_6_node_1 | 0.4 | n |  | TRUE
2 | bus_LV_4100-1_0_6_node_2 | 0.4 | n |  | TRUE
3 | bus_LV_4100-1_0_6_node_211 | 0.4 | n |  | TRUE
4 | bus_LV_4100-1_0_6_node_257 | 0.4 | n |  | TRUE
5 | bus_LV_4100-1_0_6_node_210 | 0.4 | n |  | TRUE
6 | bus_LV_4100-1_0_6_node_256 | 0.4 | n |  | TRUE
7 | bus_LV_4100-1_0_6_node_3 | 0.4 | n |  | TRUE
8 | bus_LV_4100-1_0_6_node_4 | 0.4 | n |  | TRUE
9 | bus_LV_4100-1_0_6_node_207 | 0.4 | n |  | TRUE
10 | bus_LV_4100-1_0_6_node_10 | 0.4 | n |  | TRUE
11 | bus_LV_4100-1_0_6_node_208 | 0.4 | n |  | TRUE
12 | bus_LV_4100-1_0_6_node_11 | 0.4 | n |  | TRUE
13 | bus_LV_4100-1_0_6_node_12 | 0.4 | n |  | TRUE
14 | bus_LV_4100-1_0_6_node_15 | 0.4 | n |  | TRUE
15 | bus_LV_4100-1_0_6_node_13 | 0.4 | n |  | TRUE
16 | bus_LV_4100-1_0_6_node_209 | 0.4 | n |  | TRUE
17 | bus_LV_4100-1_0_6_node_6 | 0.4 | n |  | TRUE
18 | bus_LV_4100-1_0_6_node_7 | 0.4 | n |  | TRUE
19 | bus_LV_4100-1_0_6_node_8 | 0.4 | n |  | TRUE
20 | bus_LV_4100-1_0_6_node_9 | 0.4 | n |  | TRUE
21 | bus_LV_4100-1_0_6_node_97 | 0.4 | n |  | TRUE
22 | bus_LV_4100-1_0_6_node_99 | 0.4 | n |  | TRUE
23 | bus_LV_4100-1_0_6_node_100 | 0.4 | n |  | TRUE
24 | bus_LV_4100-1_0_6_node_98 | 0.4 | n |  | TRUE
25 | bus_LV_4100-1_0_6_node_16 | 0.4 | n |  | TRUE
26 | bus_LV_4100-1_0_6_node_17 | 0.4 | n |  | TRUE
27 | bus_LV_4100-1_0_6_node_18 | 0.4 | n |  | TRUE
28 | bus_LV_4100-1_0_6_node_19 | 0.4 | n |  | TRUE
29 | bus_LV_4100-1_0_6_node_20 | 0.4 | n |  | TRUE
30 | bus_LV_4100-1_0_6_node_52 | 0.4 | n |  | TRUE
31 | bus_LV_4100-1_0_6_node_178 | 0.4 | n |  | TRUE
32 | bus_LV_4100-1_0_6_node_21 | 0.4 | n |  | TRUE
33 | bus_LV_4100-1_0_6_node_42 | 0.4 | n |  | TRUE
34 | bus_LV_4100-1_0_6_node_185 | 0.4 | n |  | TRUE
35 | bus_LV_4100-1_0_6_node_22 | 0.4 | n |  | TRUE
36 | bus_LV_4100-1_0_6_node_177 | 0.4 | n |  | TRUE
37 | bus_LV_4100-1_0_6_node_235 | 0.4 | n |  | TRUE
38 | bus_LV_4100-1_0_6_node_23 | 0.4 | n |  | TRUE
39 | bus_LV_4100-1_0_6_node_24 | 0.4 | n |  | TRUE
40 | bus_LV_4100-1_0_6_node_25 | 0.4 | n |  | TRUE
41 | bus_LV_4100-1_0_6_node_26 | 0.4 | n |  | TRUE
42 | bus_LV_4100-1_0_6_node_27 | 0.4 | n |  | TRUE
43 | bus_LV_4100-1_0_6_node_33 | 0.4 | n |  | TRUE
44 | bus_LV_4100-1_0_6_node_29 | 0.4 | n |  | TRUE
45 | bus_LV_4100-1_0_6_node_34 | 0.4 | n |  | TRUE
46 | bus_LV_4100-1_0_6_node_28 | 0.4 | n |  | TRUE
47 | bus_LV_4100-1_0_6_node_30 | 0.4 | n |  | TRUE
48 | bus_LV_4100-1_0_6_node_31 | 0.4 | n |  | TRUE
49 | bus_LV_4100-1_0_6_node_32 | 0.4 | n |  | TRUE
50 | bus_LV_4100-1_0_6_node_53 | 0.4 | n |  | TRUE
51 | bus_LV_4100-1_0_6_node_50 | 0.4 | n |  | TRUE
52 | bus_LV_4100-1_0_6_node_49 | 0.4 | n |  | TRUE
53 | bus_LV_4100-1_0_6_node_35 | 0.4 | n |  | TRUE
54 | bus_LV_4100-1_0_6_node_36 | 0.4 | n |  | TRUE
55 | bus_LV_4100-1_0_6_node_37 | 0.4 | n |  | TRUE
56 | bus_LV_4100-1_0_6_node_55 | 0.4 | n |  | TRUE
57 | bus_LV_4100-1_0_6_node_56 | 0.4 | n |  | TRUE
58 | bus_LV_4100-1_0_6_node_38 | 0.4 | n |  | TRUE
59 | bus_LV_4100-1_0_6_node_39 | 0.4 | n |  | TRUE
60 | bus_LV_4100-1_0_6_node_40 | 0.4 | n |  | TRUE
61 | bus_LV_4100-1_0_6_node_41 | 0.4 | n |  | TRUE
62 | bus_LV_4100-1_0_6_node_43 | 0.4 | n |  | TRUE
63 | bus_LV_4100-1_0_6_node_44 | 0.4 | n |  | TRUE
64 | bus_LV_4100-1_0_6_node_51 | 0.4 | n |  | TRUE
65 | bus_LV_4100-1_0_6_node_151 | 0.4 | n |  | TRUE
66 | bus_LV_4100-1_0_6_node_161 | 0.4 | n |  | TRUE
67 | bus_LV_4100-1_0_6_node_45 | 0.4 | n |  | TRUE
68 | bus_LV_4100-1_0_6_node_46 | 0.4 | n |  | TRUE
69 | bus_LV_4100-1_0_6_node_47 | 0.4 | n |  | TRUE
70 | bus_LV_4100-1_0_6_node_48 | 0.4 | n |  | TRUE
71 | bus_LV_4100-1_0_6_node_146 | 0.4 | n |  | TRUE
72 | bus_LV_4100-1_0_6_node_143 | 0.4 | n |  | TRUE
73 | bus_LV_4100-1_0_6_node_144 | 0.4 | n |  | TRUE
74 | bus_LV_4100-1_0_6_node_142 | 0.4 | n |  | TRUE
75 | bus_LV_4100-1_0_6_node_149 | 0.4 | n |  | TRUE
76 | bus_LV_4100-1_0_6_node_160 | 0.4 | n |  | TRUE
77 | bus_LV_4100-1_0_6_node_54 | 0.4 | n |  | TRUE
78 | bus_LV_4100-1_0_6_node_81 | 0.4 | n |  | TRUE
79 | bus_LV_4100-1_0_6_node_78 | 0.4 | n |  | TRUE
80 | bus_LV_4100-1_0_6_node_191 | 0.4 | n |  | TRUE
81 | bus_LV_4100-1_0_6_node_79 | 0.4 | n |  | TRUE
82 | bus_LV_4100-1_0_6_node_65 | 0.4 | n |  | TRUE
83 | bus_LV_4100-1_0_6_node_62 | 0.4 | n |  | TRUE
84 | bus_LV_4100-1_0_6_node_63 | 0.4 | n |  | TRUE
85 | bus_LV_4100-1_0_6_node_57 | 0.4 | n |  | TRUE
86 | bus_LV_4100-1_0_6_node_58 | 0.4 | n |  | TRUE
87 | bus_LV_4100-1_0_6_node_59 | 0.4 | n |  | TRUE
88 | bus_LV_4100-1_0_6_node_60 | 0.4 | n |  | TRUE
89 | bus_LV_4100-1_0_6_node_61 | 0.4 | n |  | TRUE
90 | bus_LV_4100-1_0_6_node_66 | 0.4 | n |  | TRUE
91 | bus_LV_4100-1_0_6_node_69 | 0.4 | n |  | TRUE
92 | bus_LV_4100-1_0_6_node_67 | 0.4 | n |  | TRUE
93 | bus_LV_4100-1_0_6_node_68 | 0.4 | n |  | TRUE
94 | bus_LV_4100-1_0_6_node_64 | 0.4 | n |  | TRUE
95 | bus_LV_4100-1_0_6_node_70 | 0.4 | n |  | TRUE
96 | bus_LV_4100-1_0_6_node_71 | 0.4 | n |  | TRUE
97 | bus_LV_4100-1_0_6_node_86 | 0.4 | n |  | TRUE
98 | bus_LV_4100-1_0_6_node_85 | 0.4 | n |  | TRUE
99 | bus_LV_4100-1_0_6_node_140 | 0.4 | n |  | TRUE
100 | bus_LV_4100-1_0_6_node_138 | 0.4 | n |  | TRUE
101 | bus_LV_4100-1_0_6_node_72 | 0.4 | n |  | TRUE
102 | bus_LV_4100-1_0_6_node_73 | 0.4 | n |  | TRUE
103 | bus_LV_4100-1_0_6_node_74 | 0.4 | n |  | TRUE
104 | bus_LV_4100-1_0_6_node_76 | 0.4 | n |  | TRUE
105 | bus_LV_4100-1_0_6_node_77 | 0.4 | n |  | TRUE
106 | bus_LV_4100-1_0_6_node_75 | 0.4 | n |  | TRUE
107 | bus_LV_4100-1_0_6_node_104 | 0.4 | n |  | TRUE
108 | bus_LV_4100-1_0_6_node_105 | 0.4 | n |  | TRUE
109 | bus_LV_4100-1_0_6_node_190 | 0.4 | n |  | TRUE
110 | bus_LV_4100-1_0_6_node_106 | 0.4 | n |  | TRUE
111 | bus_LV_4100-1_0_6_node_111 | 0.4 | n |  | TRUE
112 | bus_LV_4100-1_0_6_node_189 | 0.4 | n |  | TRUE
113 | bus_LV_4100-1_0_6_node_80 | 0.4 | n |  | TRUE
114 | bus_LV_4100-1_0_6_node_82 | 0.4 | n |  | TRUE
115 | bus_LV_4100-1_0_6_node_83 | 0.4 | n |  | TRUE
116 | bus_LV_4100-1_0_6_node_192 | 0.4 | n |  | TRUE
117 | bus_LV_4100-1_0_6_node_113 | 0.4 | n |  | TRUE
118 | bus_LV_4100-1_0_6_node_84 | 0.4 | n |  | TRUE
119 | bus_LV_4100-1_0_6_node_87 | 0.4 | n |  | TRUE
120 | bus_LV_4100-1_0_6_node_88 | 0.4 | n |  | TRUE
121 | bus_LV_4100-1_0_6_node_89 | 0.4 | n |  | TRUE
122 | bus_LV_4100-1_0_6_node_90 | 0.4 | n |  | TRUE
123 | bus_LV_4100-1_0_6_node_91 | 0.4 | n |  | TRUE
124 | bus_LV_4100-1_0_6_node_92 | 0.4 | n |  | TRUE
125 | bus_LV_4100-1_0_6_node_95 | 0.4 | n |  | TRUE
126 | bus_LV_4100-1_0_6_node_96 | 0.4 | n |  | TRUE
127 | bus_LV_4100-1_0_6_node_93 | 0.4 | n |  | TRUE
128 | bus_LV_4100-1_0_6_node_101 | 0.4 | n |  | TRUE
129 | bus_LV_4100-1_0_6_node_147 | 0.4 | n |  | TRUE
130 | bus_LV_4100-1_0_6_node_153 | 0.4 | n |  | TRUE
131 | bus_LV_4100-1_0_6_node_94 | 0.4 | n |  | TRUE
132 | bus_LV_4100-1_0_6_node_102 | 0.4 | n |  | TRUE
133 | bus_LV_4100-1_0_6_node_145 | 0.4 | n |  | TRUE
134 | bus_LV_4100-1_0_6_node_152 | 0.4 | n |  | TRUE
135 | bus_LV_4100-1_0_6_node_169 | 0.4 | n |  | TRUE
136 | bus_LV_4100-1_0_6_node_166 | 0.4 | n |  | TRUE
137 | bus_LV_4100-1_0_6_node_241 | 0.4 | n |  | TRUE
138 | bus_LV_4100-1_0_6_node_167 | 0.4 | n |  | TRUE
139 | bus_LV_4100-1_0_6_node_103 | 0.4 | n |  | TRUE
140 | bus_LV_4100-1_0_6_node_162 | 0.4 | n |  | TRUE
141 | bus_LV_4100-1_0_6_node_163 | 0.4 | n |  | TRUE
142 | bus_LV_4100-1_0_6_node_107 | 0.4 | n |  | TRUE
143 | bus_LV_4100-1_0_6_node_109 | 0.4 | n |  | TRUE
144 | bus_LV_4100-1_0_6_node_108 | 0.4 | n |  | TRUE
145 | bus_LV_4100-1_0_6_node_193 | 0.4 | n |  | TRUE
146 | bus_LV_4100-1_0_6_node_114 | 0.4 | n |  | TRUE
147 | bus_LV_4100-1_0_6_node_115 | 0.4 | n |  | TRUE
148 | bus_LV_4100-1_0_6_node_110 | 0.4 | n |  | TRUE
149 | bus_LV_4100-1_0_6_node_112 | 0.4 | n |  | TRUE
150 | bus_LV_4100-1_0_6_node_131 | 0.4 | n |  | TRUE
151 | bus_LV_4100-1_0_6_node_132 | 0.4 | n |  | TRUE
152 | bus_LV_4100-1_0_6_node_116 | 0.4 | n |  | TRUE
153 | bus_LV_4100-1_0_6_node_239 | 0.4 | n |  | TRUE
154 | bus_LV_4100-1_0_6_node_237 | 0.4 | n |  | TRUE
155 | bus_LV_4100-1_0_6_node_117 | 0.4 | n |  | TRUE
156 | bus_LV_4100-1_0_6_node_118 | 0.4 | n |  | TRUE
157 | bus_LV_4100-1_0_6_node_119 | 0.4 | n |  | TRUE
158 | bus_LV_4100-1_0_6_node_120 | 0.4 | n |  | TRUE
159 | bus_LV_4100-1_0_6_node_121 | 0.4 | n |  | TRUE
160 | bus_LV_4100-1_0_6_node_135 | 0.4 | n |  | TRUE
161 | bus_LV_4100-1_0_6_node_130 | 0.4 | n |  | TRUE
162 | bus_LV_4100-1_0_6_node_139 | 0.4 | n |  | TRUE
163 | bus_LV_4100-1_0_6_node_134 | 0.4 | n |  | TRUE
164 | bus_LV_4100-1_0_6_node_129 | 0.4 | n |  | TRUE
165 | bus_LV_4100-1_0_6_node_122 | 0.4 | n |  | TRUE
166 | bus_LV_4100-1_0_6_node_123 | 0.4 | n |  | TRUE
167 | bus_LV_4100-1_0_6_node_124 | 0.4 | n |  | TRUE
168 | bus_LV_4100-1_0_6_node_125 | 0.4 | n |  | TRUE
169 | bus_LV_4100-1_0_6_node_126 | 0.4 | n |  | TRUE
170 | bus_LV_4100-1_0_6_node_128 | 0.4 | n |  | TRUE
171 | bus_LV_4100-1_0_6_node_137 | 0.4 | n |  | TRUE
172 | bus_LV_4100-1_0_6_node_127 | 0.4 | n |  | TRUE
173 | bus_LV_4100-1_0_6_node_136 | 0.4 | n |  | TRUE
174 | bus_LV_4100-1_0_6_node_133 | 0.4 | n |  | TRUE
175 | bus_LV_4100-1_0_6_node_141 | 0.4 | n |  | TRUE
176 | bus_LV_4100-1_0_6_node_148 | 0.4 | n |  | TRUE
177 | bus_LV_4100-1_0_6_node_150 | 0.4 | n |  | TRUE
178 | bus_LV_4100-1_0_6_node_154 | 0.4 | n |  | TRUE
179 | bus_LV_4100-1_0_6_node_155 | 0.4 | n |  | TRUE
180 | bus_LV_4100-1_0_6_node_156 | 0.4 | n |  | TRUE
181 | bus_LV_4100-1_0_6_node_157 | 0.4 | n |  | TRUE
182 | bus_LV_4100-1_0_6_node_158 | 0.4 | n |  | TRUE
183 | bus_LV_4100-1_0_6_node_159 | 0.4 | n |  | TRUE
184 | bus_LV_4100-1_0_6_node_164 | 0.4 | n |  | TRUE
185 | bus_LV_4100-1_0_6_node_171 | 0.4 | n |  | TRUE
186 | bus_LV_4100-1_0_6_node_226 | 0.4 | n |  | TRUE
187 | bus_LV_4100-1_0_6_node_225 | 0.4 | n |  | TRUE
188 | bus_LV_4100-1_0_6_node_170 | 0.4 | n |  | TRUE
189 | bus_LV_4100-1_0_6_node_168 | 0.4 | n |  | TRUE
190 | bus_LV_4100-1_0_6_node_240 | 0.4 | n |  | TRUE
191 | bus_LV_4100-1_0_6_node_234 | 0.4 | n |  | TRUE
192 | bus_LV_4100-1_0_6_node_222 | 0.4 | n |  | TRUE
193 | bus_LV_4100-1_0_6_node_220 | 0.4 | n |  | TRUE
194 | bus_LV_4100-1_0_6_node_172 | 0.4 | n |  | TRUE
195 | bus_LV_4100-1_0_6_node_173 | 0.4 | n |  | TRUE
196 | bus_LV_4100-1_0_6_node_174 | 0.4 | n |  | TRUE
197 | bus_LV_4100-1_0_6_node_175 | 0.4 | n |  | TRUE
198 | bus_LV_4100-1_0_6_node_176 | 0.4 | n |  | TRUE
199 | bus_LV_4100-1_0_6_node_242 | 0.4 | n |  | TRUE
200 | bus_LV_4100-1_0_6_node_247 | 0.4 | n |  | TRUE
201 | bus_LV_4100-1_0_6_node_249 | 0.4 | n |  | TRUE
202 | bus_LV_4100-1_0_6_node_245 | 0.4 | n |  | TRUE
203 | bus_LV_4100-1_0_6_node_198 | 0.4 | n |  | TRUE
204 | bus_LV_4100-1_0_6_node_244 | 0.4 | n |  | TRUE
205 | bus_LV_4100-1_0_6_node_251 | 0.4 | n |  | TRUE
206 | bus_LV_4100-1_0_6_node_250 | 0.4 | n |  | TRUE
207 | bus_LV_4100-1_0_6_node_243 | 0.4 | n |  | TRUE
208 | bus_LV_4100-1_0_6_node_246 | 0.4 | n |  | TRUE
209 | bus_LV_4100-1_0_6_node_248 | 0.4 | n |  | TRUE
210 | bus_LV_4100-1_0_6_node_252 | 0.4 | n |  | TRUE
211 | bus_LV_4100-1_0_6_node_254 | 0.4 | n |  | TRUE
212 | bus_LV_4100-1_0_6_node_238 | 0.4 | n |  | TRUE
213 | bus_LV_4100-1_0_6_node_184 | 0.4 | n |  | TRUE
214 | bus_LV_4100-1_0_6_node_179 | 0.4 | n |  | TRUE
215 | bus_LV_4100-1_0_6_node_180 | 0.4 | n |  | TRUE
216 | bus_LV_4100-1_0_6_node_181 | 0.4 | n |  | TRUE
217 | bus_LV_4100-1_0_6_node_182 | 0.4 | n |  | TRUE
218 | bus_LV_4100-1_0_6_node_183 | 0.4 | n |  | TRUE
219 | bus_LV_4100-1_0_6_node_186 | 0.4 | n |  | TRUE
220 | bus_LV_4100-1_0_6_node_187 | 0.4 | n |  | TRUE
221 | bus_LV_4100-1_0_6_node_188 | 0.4 | n |  | TRUE
222 | bus_LV_4100-1_0_6_node_194 | 0.4 | n |  | TRUE
223 | bus_LV_4100-1_0_6_node_195 | 0.4 | n |  | TRUE
224 | bus_LV_4100-1_0_6_node_196 | 0.4 | n |  | TRUE
225 | bus_LV_4100-1_0_6_node_197 | 0.4 | n |  | TRUE
226 | bus_LV_4100-1_0_6_node_212 | 0.4 | n |  | TRUE
227 | bus_LV_4100-1_0_6_node_213 | 0.4 | n |  | TRUE
228 | bus_LV_4100-1_0_6_node_214 | 0.4 | n |  | TRUE
229 | bus_LV_4100-1_0_6_node_233 | 0.4 | n |  | TRUE
230 | bus_LV_4100-1_0_6_node_231 | 0.4 | n |  | TRUE
231 | bus_LV_4100-1_0_6_node_232 | 0.4 | n |  | TRUE
232 | bus_LV_4100-1_0_6_node_199 | 0.4 | n |  | TRUE
233 | bus_LV_4100-1_0_6_node_200 | 0.4 | n |  | TRUE
234 | bus_LV_4100-1_0_6_node_201 | 0.4 | n |  | TRUE
235 | bus_LV_4100-1_0_6_node_202 | 0.4 | n |  | TRUE
236 | bus_LV_4100-1_0_6_node_203 | 0.4 | n |  | TRUE
237 | bus_LV_4100-1_0_6_node_229 | 0.4 | n |  | TRUE
238 | bus_LV_4100-1_0_6_node_230 | 0.4 | n |  | TRUE
239 | bus_LV_4100-1_0_6_node_204 | 0.4 | n |  | TRUE
240 | bus_LV_4100-1_0_6_node_205 | 0.4 | n |  | TRUE
241 | bus_LV_4100-1_0_6_node_206 | 0.4 | n |  | TRUE
242 | bus_LV_4100-1_0_6_node_223 | 0.4 | n |  | TRUE
243 | bus_LV_4100-1_0_6_node_217 | 0.4 | n |  | TRUE
244 | bus_LV_4100-1_0_6_node_215 | 0.4 | n |  | TRUE
245 | bus_LV_4100-1_0_6_node_216 | 0.4 | n |  | TRUE
246 | bus_LV_4100-1_0_6_node_228 | 0.4 | n |  | TRUE
247 | bus_LV_4100-1_0_6_node_227 | 0.4 | n |  | TRUE
248 | bus_LV_4100-1_0_6_node_218 | 0.4 | n |  | TRUE
249 | bus_LV_4100-1_0_6_node_219 | 0.4 | n |  | TRUE
250 | bus_LV_4100-1_0_6_node_221 | 0.4 | n |  | TRUE
251 | bus_LV_4100-1_0_6_node_224 | 0.4 | n |  | TRUE
252 | bus_LV_4100-1_0_6_node_236 | 0.4 | n |  | TRUE
253 | bus_LV_4100-1_0_6_node_255 | 0.4 | n |  | TRUE
254 | bus_MV_421_0_node_104 | 20 | n |  | TRUE

## load
| name | bus | p_mw | q_mvar | const_z_percent | const_i_percent | sn_mva | scaling | in_service | type
0 | LV_4100-1_0_6_load_0 | 0 | 0.0074674 | 0.0018715 | 0 | 0 |  | 1 | TRUE | wye
1 | LV_4100-1_0_6_load_257 | 4 | 0.0078054 | 0.0019562 | 0 | 0 |  | 1 | TRUE | wye
2 | LV_4100-1_0_6_load_210 | 5 | 0.0011484 | 0.00028782 | 0 | 0 |  | 1 | TRUE | wye
3 | LV_4100-1_0_6_load_256 | 6 | 0.0095242 | 0.002387 | 0 | 0 |  | 1 | TRUE | wye
4 | LV_4100-1_0_6_load_207 | 9 | 0.0016012 | 0.00040131 | 0 | 0 |  | 1 | TRUE | wye
5 | LV_4100-1_0_6_load_10 | 10 | 0.0050531 | 0.0012664 | 0 | 0 |  | 1 | TRUE | wye
6 | LV_4100-1_0_6_load_11 | 12 | 0.0013233 | 0.00033165 | 0 | 0 |  | 1 | TRUE | wye
7 | LV_4100-1_0_6_load_12 | 13 | 0.0020904 | 0.00052392 | 0 | 0 |  | 1 | TRUE | wye
8 | LV_4100-1_0_6_load_15 | 14 | 0.0053942 | 0.0013519 | 0 | 0 |  | 1 | TRUE | wye
9 | LV_4100-1_0_6_load_6 | 17 | 0.01312 | 0.0032882 | 0 | 0 |  | 1 | TRUE | wye
10 | LV_4100-1_0_6_load_8 | 19 | 0.0014566 | 0.00036506 | 0 | 0 |  | 1 | TRUE | wye
11 | LV_4100-1_0_6_load_9 | 20 | 0.0024293 | 0.00060885 | 0 | 0 |  | 1 | TRUE | wye
12 | LV_4100-1_0_6_load_97 | 21 | 0.0014896 | 0.00037333 | 0 | 0 |  | 1 | TRUE | wye
13 | LV_4100-1_0_6_load_98 | 24 | 0.00069697 | 0.00017468 | 0 | 0 |  | 1 | TRUE | wye
14 | LV_4100-1_0_6_load_16 | 25 | 0.0013192 | 0.00033063 | 0 | 0 |  | 1 | TRUE | wye
15 | LV_4100-1_0_6_load_17 | 26 | 0.0027277 | 0.00068362 | 0 | 0 |  | 1 | TRUE | wye
16 | LV_4100-1_0_6_load_18 | 27 | 0.0027904 | 0.00069934 | 0 | 0 |  | 1 | TRUE | wye
17 | LV_4100-1_0_6_load_20 | 29 | 0.0010989 | 0.00027541 | 0 | 0 |  | 1 | TRUE | wye
18 | LV_4100-1_0_6_load_52 | 30 | 0.0043532 | 0.001091 | 0 | 0 |  | 1 | TRUE | wye
19 | LV_4100-1_0_6_load_178 | 31 | 0.0012156 | 0.00030467 | 0 | 0 |  | 1 | TRUE | wye
20 | LV_4100-1_0_6_load_21 | 32 | 0.00437 | 0.0010952 | 0 | 0 |  | 1 | TRUE | wye
21 | LV_4100-1_0_6_load_185 | 34 | 0.0012559 | 0.00031475 | 0 | 0 |  | 1 | TRUE | wye
22 | LV_4100-1_0_6_load_22 | 35 | 0.00047785 | 0.00011976 | 0 | 0 |  | 1 | TRUE | wye
23 | LV_4100-1_0_6_load_177 | 36 | 0.00051069 | 0.00012799 | 0 | 0 |  | 1 | TRUE | wye
24 | LV_4100-1_0_6_load_23 | 38 | 0.0013669 | 0.00034257 | 0 | 0 |  | 1 | TRUE | wye
25 | LV_4100-1_0_6_load_24 | 39 | 0.0018542 | 0.00046471 | 0 | 0 |  | 1 | TRUE | wye
26 | LV_4100-1_0_6_load_25 | 40 | 0.0016937 | 0.00042448 | 0 | 0 |  | 1 | TRUE | wye
27 | LV_4100-1_0_6_load_26 | 41 | 0.0016532 | 0.00041434 | 0 | 0 |  | 1 | TRUE | wye
28 | LV_4100-1_0_6_load_27 | 42 | 0.0012733 | 0.00031911 | 0 | 0 |  | 1 | TRUE | wye
29 | LV_4100-1_0_6_load_33 | 43 | 0.0018691 | 0.00046844 | 0 | 0 |  | 1 | TRUE | wye
30 | LV_4100-1_0_6_load_29 | 44 | 0.0020749 | 0.00052002 | 0 | 0 |  | 1 | TRUE | wye
31 | LV_4100-1_0_6_load_34 | 45 | 0.0018091 | 0.00045341 | 0 | 0 |  | 1 | TRUE | wye
32 | LV_4100-1_0_6_load_28 | 46 | 0.0019427 | 0.00048688 | 0 | 0 |  | 1 | TRUE | wye
33 | LV_4100-1_0_6_load_31 | 48 | 0.0018367 | 0.00046032 | 0 | 0 |  | 1 | TRUE | wye
34 | LV_4100-1_0_6_load_32 | 49 | 0.0014248 | 0.00035708 | 0 | 0 |  | 1 | TRUE | wye
35 | LV_4100-1_0_6_load_53 | 50 | 0.0020269 | 0.00050799 | 0 | 0 |  | 1 | TRUE | wye
36 | LV_4100-1_0_6_load_50 | 51 | 0.0024612 | 0.00061683 | 0 | 0 |  | 1 | TRUE | wye
37 | LV_4100-1_0_6_load_49 | 52 | 0.0020744 | 0.00051989 | 0 | 0 |  | 1 | TRUE | wye
38 | LV_4100-1_0_6_load_35 | 53 | 0.0019909 | 0.00049896 | 0 | 0 |  | 1 | TRUE | wye
39 | LV_4100-1_0_6_load_36 | 54 | 0.0017249 | 0.00043229 | 0 | 0 |  | 1 | TRUE | wye
40 | LV_4100-1_0_6_load_37 | 55 | 0.0023524 | 0.00058957 | 0 | 0 |  | 1 | TRUE | wye
41 | LV_4100-1_0_6_load_55 | 56 | 0.0025996 | 0.00065151 | 0 | 0 |  | 1 | TRUE | wye
42 | LV_4100-1_0_6_load_56 | 57 | 0.0041389 | 0.0010373 | 0 | 0 |  | 1 | TRUE | wye
43 | LV_4100-1_0_6_load_38 | 58 | 0.0041927 | 0.0010508 | 0 | 0 |  | 1 | TRUE | wye
44 | LV_4100-1_0_6_load_39 | 59 | 0.0034452 | 0.00086344 | 0 | 0 |  | 1 | TRUE | wye
45 | LV_4100-1_0_6_load_40 | 60 | 0.0060456 | 0.0015152 | 0 | 0 |  | 1 | TRUE | wye
46 | LV_4100-1_0_6_load_41 | 61 | 0.0020796 | 0.00052118 | 0 | 0 |  | 1 | TRUE | wye
47 | LV_4100-1_0_6_load_43 | 62 | 0.0040763 | 0.0010216 | 0 | 0 |  | 1 | TRUE | wye
48 | LV_4100-1_0_6_load_44 | 63 | 0.0018414 | 0.00046149 | 0 | 0 |  | 1 | TRUE | wye
49 | LV_4100-1_0_6_load_151 | 65 | 0.0036417 | 0.00091269 | 0 | 0 |  | 1 | TRUE | wye
50 | LV_4100-1_0_6_load_161 | 66 | 0.0026461 | 0.00066316 | 0 | 0 |  | 1 | TRUE | wye
51 | LV_4100-1_0_6_load_45 | 67 | 0.0020167 | 0.00050543 | 0 | 0 |  | 1 | TRUE | wye
52 | LV_4100-1_0_6_load_47 | 69 | 0.0023312 | 0.00058425 | 0 | 0 |  | 1 | TRUE | wye
53 | LV_4100-1_0_6_load_48 | 70 | 0.0017201 | 0.00043111 | 0 | 0 |  | 1 | TRUE | wye
54 | LV_4100-1_0_6_load_146 | 71 | 0.0031627 | 0.00079263 | 0 | 0 |  | 1 | TRUE | wye
55 | LV_4100-1_0_6_load_143 | 72 | 0.0031203 | 0.00078203 | 0 | 0 |  | 1 | TRUE | wye
56 | LV_4100-1_0_6_load_144 | 73 | 0.004191 | 0.0010504 | 0 | 0 |  | 1 | TRUE | wye
57 | LV_4100-1_0_6_load_142 | 74 | 0.0019436 | 0.00048712 | 0 | 0 |  | 1 | TRUE | wye
58 | LV_4100-1_0_6_load_149 | 75 | 0.0033039 | 0.00082803 | 0 | 0 |  | 1 | TRUE | wye
59 | LV_4100-1_0_6_load_160 | 76 | 0.0016762 | 0.00042009 | 0 | 0 |  | 1 | TRUE | wye
60 | LV_4100-1_0_6_load_81 | 78 | 0.0015216 | 0.00038134 | 0 | 0 |  | 1 | TRUE | wye
61 | LV_4100-1_0_6_load_78 | 79 | 0.0036465 | 0.00091389 | 0 | 0 |  | 1 | TRUE | wye
62 | LV_4100-1_0_6_load_79 | 81 | 0.002853 | 0.00071503 | 0 | 0 |  | 1 | TRUE | wye
63 | LV_4100-1_0_6_load_65 | 82 | 0.0021008 | 0.00052652 | 0 | 0 |  | 1 | TRUE | wye
64 | LV_4100-1_0_6_load_62 | 83 | 0.0012607 | 0.00031597 | 0 | 0 |  | 1 | TRUE | wye
65 | LV_4100-1_0_6_load_63 | 84 | 0.0016156 | 0.00040492 | 0 | 0 |  | 1 | TRUE | wye
66 | LV_4100-1_0_6_load_57 | 85 | 0.00239 | 0.00059899 | 0 | 0 |  | 1 | TRUE | wye
67 | LV_4100-1_0_6_load_58 | 86 | 0.0015683 | 0.00039305 | 0 | 0 |  | 1 | TRUE | wye
68 | LV_4100-1_0_6_load_59 | 87 | 0.0013123 | 0.00032888 | 0 | 0 |  | 1 | TRUE | wye
69 | LV_4100-1_0_6_load_60 | 88 | 0.0022618 | 0.00056685 | 0 | 0 |  | 1 | TRUE | wye
70 | LV_4100-1_0_6_load_61 | 89 | 0.0015025 | 0.00037656 | 0 | 0 |  | 1 | TRUE | wye
71 | LV_4100-1_0_6_load_66 | 90 | 0.0016427 | 0.00041169 | 0 | 0 |  | 1 | TRUE | wye
72 | LV_4100-1_0_6_load_69 | 91 | 0.0012437 | 0.00031169 | 0 | 0 |  | 1 | TRUE | wye
73 | LV_4100-1_0_6_load_67 | 92 | 0.0015312 | 0.00038377 | 0 | 0 |  | 1 | TRUE | wye
74 | LV_4100-1_0_6_load_68 | 93 | 0.0017521 | 0.00043911 | 0 | 0 |  | 1 | TRUE | wye
75 | LV_4100-1_0_6_load_64 | 94 | 0.0015925 | 0.00039912 | 0 | 0 |  | 1 | TRUE | wye
76 | LV_4100-1_0_6_load_71 | 96 | 0.0012012 | 0.00030104 | 0 | 0 |  | 1 | TRUE | wye
77 | LV_4100-1_0_6_load_86 | 97 | 0.0018152 | 0.00045494 | 0 | 0 |  | 1 | TRUE | wye
78 | LV_4100-1_0_6_load_85 | 98 | 0.0016066 | 0.00040265 | 0 | 0 |  | 1 | TRUE | wye
79 | LV_4100-1_0_6_load_140 | 99 | 0.00050647 | 0.00012693 | 0 | 0 |  | 1 | TRUE | wye
80 | LV_4100-1_0_6_load_138 | 100 | 0.0017867 | 0.00044778 | 0 | 0 |  | 1 | TRUE | wye
81 | LV_4100-1_0_6_load_72 | 101 | 0.0031862 | 0.00079854 | 0 | 0 |  | 1 | TRUE | wye
82 | LV_4100-1_0_6_load_73 | 102 | 0.0019647 | 0.00049241 | 0 | 0 |  | 1 | TRUE | wye
83 | LV_4100-1_0_6_load_77 | 105 | 0.00088927 | 0.00022287 | 0 | 0 |  | 1 | TRUE | wye
84 | LV_4100-1_0_6_load_104 | 107 | 0.0014482 | 0.00036295 | 0 | 0 |  | 1 | TRUE | wye
85 | LV_4100-1_0_6_load_190 | 109 | 0.0013397 | 0.00033576 | 0 | 0 |  | 1 | TRUE | wye
86 | LV_4100-1_0_6_load_106 | 110 | 0.0015628 | 0.00039167 | 0 | 0 |  | 1 | TRUE | wye
87 | LV_4100-1_0_6_load_111 | 111 | 0.001451 | 0.00036366 | 0 | 0 |  | 1 | TRUE | wye
88 | LV_4100-1_0_6_load_189 | 112 | 0.0012351 | 0.00030955 | 0 | 0 |  | 1 | TRUE | wye
89 | LV_4100-1_0_6_load_80 | 113 | 0.0033075 | 0.00082894 | 0 | 0 |  | 1 | TRUE | wye
90 | LV_4100-1_0_6_load_82 | 114 | 0.0028332 | 0.00071006 | 0 | 0 |  | 1 | TRUE | wye
91 | LV_4100-1_0_6_load_83 | 115 | 0.0034351 | 0.00086093 | 0 | 0 |  | 1 | TRUE | wye
92 | LV_4100-1_0_6_load_192 | 116 | 0.0030026 | 0.00075253 | 0 | 0 |  | 1 | TRUE | wye
93 | LV_4100-1_0_6_load_113 | 117 | 0.0017892 | 0.00044841 | 0 | 0 |  | 1 | TRUE | wye
94 | LV_4100-1_0_6_load_84 | 118 | 0.0022676 | 0.00056831 | 0 | 0 |  | 1 | TRUE | wye
95 | LV_4100-1_0_6_load_87 | 119 | 0.0014144 | 0.00035447 | 0 | 0 |  | 1 | TRUE | wye
96 | LV_4100-1_0_6_load_88 | 120 | 0.0050002 | 0.0012532 | 0 | 0 |  | 1 | TRUE | wye
97 | LV_4100-1_0_6_load_91 | 123 | 0.00077267 | 0.00019365 | 0 | 0 |  | 1 | TRUE | wye
98 | LV_4100-1_0_6_load_92 | 124 | 0.0011194 | 0.00028054 | 0 | 0 |  | 1 | TRUE | wye
99 | LV_4100-1_0_6_load_95 | 125 | 0.0055822 | 0.001399 | 0 | 0 |  | 1 | TRUE | wye
100 | LV_4100-1_0_6_load_96 | 126 | 0.0035803 | 0.00089731 | 0 | 0 |  | 1 | TRUE | wye
101 | LV_4100-1_0_6_load_93 | 127 | 0.005776 | 0.0014476 | 0 | 0 |  | 1 | TRUE | wye
102 | LV_4100-1_0_6_load_101 | 128 | 0.00061221 | 0.00015343 | 0 | 0 |  | 1 | TRUE | wye
103 | LV_4100-1_0_6_load_147 | 129 | 0.0034251 | 0.00085841 | 0 | 0 |  | 1 | TRUE | wye
104 | LV_4100-1_0_6_load_153 | 130 | 0.0032424 | 0.00081263 | 0 | 0 |  | 1 | TRUE | wye
105 | LV_4100-1_0_6_load_94 | 131 | 0.0038142 | 0.00095594 | 0 | 0 |  | 1 | TRUE | wye
106 | LV_4100-1_0_6_load_102 | 132 | 0.0007035 | 0.00017631 | 0 | 0 |  | 1 | TRUE | wye
107 | LV_4100-1_0_6_load_145 | 133 | 0.0038116 | 0.00095528 | 0 | 0 |  | 1 | TRUE | wye
108 | LV_4100-1_0_6_load_152 | 134 | 0.003868 | 0.00096942 | 0 | 0 |  | 1 | TRUE | wye
109 | LV_4100-1_0_6_load_169 | 135 | 0.0024706 | 0.00061918 | 0 | 0 |  | 1 | TRUE | wye
110 | LV_4100-1_0_6_load_166 | 136 | 0.0013769 | 0.00034509 | 0 | 0 |  | 1 | TRUE | wye
111 | LV_4100-1_0_6_load_241 | 137 | 0.0013399 | 0.00033581 | 0 | 0 |  | 1 | TRUE | wye
112 | LV_4100-1_0_6_load_167 | 138 | 0.015032 | 0.0037674 | 0 | 0 |  | 1 | TRUE | wye
113 | LV_4100-1_0_6_load_103 | 139 | 0.0007772 | 0.00019478 | 0 | 0 |  | 1 | TRUE | wye
114 | LV_4100-1_0_6_load_162 | 140 | 0.00074064 | 0.00018562 | 0 | 0 |  | 1 | TRUE | wye
115 | LV_4100-1_0_6_load_163 | 141 | 0.0009942 | 0.00024917 | 0 | 0 |  | 1 | TRUE | wye
116 | LV_4100-1_0_6_load_109 | 143 | 0.0010662 | 0.00026722 | 0 | 0 |  | 1 | TRUE | wye
117 | LV_4100-1_0_6_load_108 | 144 | 0.0013615 | 0.00034122 | 0 | 0 |  | 1 | TRUE | wye
118 | LV_4100-1_0_6_load_193 | 145 | 0.00066146 | 0.00016578 | 0 | 0 |  | 1 | TRUE | wye
119 | LV_4100-1_0_6_load_114 | 146 | 0.0016377 | 0.00041044 | 0 | 0 |  | 1 | TRUE | wye
120 | LV_4100-1_0_6_load_115 | 147 | 0.0012332 | 0.00030906 | 0 | 0 |  | 1 | TRUE | wye
121 | LV_4100-1_0_6_load_110 | 148 | 0.0018541 | 0.00046469 | 0 | 0 |  | 1 | TRUE | wye
122 | LV_4100-1_0_6_load_112 | 149 | 0.0035951 | 0.00090102 | 0 | 0 |  | 1 | TRUE | wye
123 | LV_4100-1_0_6_load_131 | 150 | 0.00098205 | 0.00024613 | 0 | 0 |  | 1 | TRUE | wye
124 | LV_4100-1_0_6_load_132 | 151 | 0.00203 | 0.00050877 | 0 | 0 |  | 1 | TRUE | wye
125 | LV_4100-1_0_6_load_116 | 152 | 0.002691 | 0.00067444 | 0 | 0 |  | 1 | TRUE | wye
126 | LV_4100-1_0_6_load_237 | 154 | 0.00053888 | 0.00013506 | 0 | 0 |  | 1 | TRUE | wye
127 | LV_4100-1_0_6_load_117 | 155 | 0.0017507 | 0.00043876 | 0 | 0 |  | 1 | TRUE | wye
128 | LV_4100-1_0_6_load_118 | 156 | 0.0019322 | 0.00048425 | 0 | 0 |  | 1 | TRUE | wye
129 | LV_4100-1_0_6_load_119 | 157 | 0.0019522 | 0.00048927 | 0 | 0 |  | 1 | TRUE | wye
130 | LV_4100-1_0_6_load_120 | 158 | 0.0016275 | 0.00040789 | 0 | 0 |  | 1 | TRUE | wye
131 | LV_4100-1_0_6_load_121 | 159 | 0.0024225 | 0.00060713 | 0 | 0 |  | 1 | TRUE | wye
132 | LV_4100-1_0_6_load_139 | 162 | 0.0011822 | 0.00029628 | 0 | 0 |  | 1 | TRUE | wye
133 | LV_4100-1_0_6_load_134 | 163 | 0.0021068 | 0.000528 | 0 | 0 |  | 1 | TRUE | wye
134 | LV_4100-1_0_6_load_129 | 164 | 0.0029287 | 0.00073401 | 0 | 0 |  | 1 | TRUE | wye
135 | LV_4100-1_0_6_load_122 | 165 | 0.0027618 | 0.00069218 | 0 | 0 |  | 1 | TRUE | wye
136 | LV_4100-1_0_6_load_123 | 166 | 0.0010407 | 0.00026082 | 0 | 0 |  | 1 | TRUE | wye
137 | LV_4100-1_0_6_load_124 | 167 | 0.00082545 | 0.00020688 | 0 | 0 |  | 1 | TRUE | wye
138 | LV_4100-1_0_6_load_125 | 168 | 0.0014428 | 0.0003616 | 0 | 0 |  | 1 | TRUE | wye
139 | LV_4100-1_0_6_load_126 | 169 | 0.0028202 | 0.00070682 | 0 | 0 |  | 1 | TRUE | wye
140 | LV_4100-1_0_6_load_128 | 170 | 0.0011967 | 0.00029992 | 0 | 0 |  | 1 | TRUE | wye
141 | LV_4100-1_0_6_load_137 | 171 | 0.00078855 | 0.00019763 | 0 | 0 |  | 1 | TRUE | wye
142 | LV_4100-1_0_6_load_127 | 172 | 0.00055274 | 0.00013853 | 0 | 0 |  | 1 | TRUE | wye
143 | LV_4100-1_0_6_load_136 | 173 | 0.00096802 | 0.00024261 | 0 | 0 |  | 1 | TRUE | wye
144 | LV_4100-1_0_6_load_133 | 174 | 0.0011098 | 0.00027814 | 0 | 0 |  | 1 | TRUE | wye
145 | LV_4100-1_0_6_load_141 | 175 | 0.0040046 | 0.0010036 | 0 | 0 |  | 1 | TRUE | wye
146 | LV_4100-1_0_6_load_148 | 176 | 0.0021543 | 0.00053991 | 0 | 0 |  | 1 | TRUE | wye
147 | LV_4100-1_0_6_load_150 | 177 | 0.0010655 | 0.00026703 | 0 | 0 |  | 1 | TRUE | wye
148 | LV_4100-1_0_6_load_154 | 178 | 0.0014111 | 0.00035365 | 0 | 0 |  | 1 | TRUE | wye
149 | LV_4100-1_0_6_load_155 | 179 | 0.003618 | 0.00090675 | 0 | 0 |  | 1 | TRUE | wye
150 | LV_4100-1_0_6_load_156 | 180 | 0.0032136 | 0.0008054 | 0 | 0 |  | 1 | TRUE | wye
151 | LV_4100-1_0_6_load_157 | 181 | 0.0031544 | 0.00079057 | 0 | 0 |  | 1 | TRUE | wye
152 | LV_4100-1_0_6_load_158 | 182 | 0.0041474 | 0.0010394 | 0 | 0 |  | 1 | TRUE | wye
153 | LV_4100-1_0_6_load_159 | 183 | 0.0034018 | 0.00085257 | 0 | 0 |  | 1 | TRUE | wye
154 | LV_4100-1_0_6_load_164 | 184 | 0.0030144 | 0.00075548 | 0 | 0 |  | 1 | TRUE | wye
155 | LV_4100-1_0_6_load_226 | 186 | 0.0045696 | 0.0011452 | 0 | 0 |  | 1 | TRUE | wye
156 | LV_4100-1_0_6_load_225 | 187 | 0.0062316 | 0.0015618 | 0 | 0 |  | 1 | TRUE | wye
157 | LV_4100-1_0_6_load_170 | 188 | 0.0037443 | 0.00093842 | 0 | 0 |  | 1 | TRUE | wye
158 | LV_4100-1_0_6_load_168 | 189 | 0.0019591 | 0.00049101 | 0 | 0 |  | 1 | TRUE | wye
159 | LV_4100-1_0_6_load_240 | 190 | 0.01427 | 0.0035765 | 0 | 0 |  | 1 | TRUE | wye
160 | LV_4100-1_0_6_load_172 | 194 | 0.0022717 | 0.00056935 | 0 | 0 |  | 1 | TRUE | wye
161 | LV_4100-1_0_6_load_173 | 195 | 0.0023932 | 0.0005998 | 0 | 0 |  | 1 | TRUE | wye
162 | LV_4100-1_0_6_load_174 | 196 | 0.0025501 | 0.00063912 | 0 | 0 |  | 1 | TRUE | wye
163 | LV_4100-1_0_6_load_175 | 197 | 0.0024434 | 0.00061237 | 0 | 0 |  | 1 | TRUE | wye
164 | LV_4100-1_0_6_load_176 | 198 | 0.003893 | 0.00097567 | 0 | 0 |  | 1 | TRUE | wye
165 | LV_4100-1_0_6_load_242 | 199 | 0.0025497 | 0.00063901 | 0 | 0 |  | 1 | TRUE | wye
166 | LV_4100-1_0_6_load_245 | 202 | 0.0068134 | 0.0017076 | 0 | 0 |  | 1 | TRUE | wye
167 | LV_4100-1_0_6_load_198 | 203 | 0.0071079 | 0.0017814 | 0 | 0 |  | 1 | TRUE | wye
168 | LV_4100-1_0_6_load_244 | 204 | 0.0037311 | 0.00093509 | 0 | 0 |  | 1 | TRUE | wye
169 | LV_4100-1_0_6_load_251 | 205 | 0.0024445 | 0.00061265 | 0 | 0 |  | 1 | TRUE | wye
170 | LV_4100-1_0_6_load_250 | 206 | 0.0068101 | 0.0017068 | 0 | 0 |  | 1 | TRUE | wye
171 | LV_4100-1_0_6_load_243 | 207 | 0.00067746 | 0.00016979 | 0 | 0 |  | 1 | TRUE | wye
172 | LV_4100-1_0_6_load_246 | 208 | 0.0071058 | 0.0017809 | 0 | 0 |  | 1 | TRUE | wye
173 | LV_4100-1_0_6_load_248 | 209 | 0.0068296 | 0.0017117 | 0 | 0 |  | 1 | TRUE | wye
174 | LV_4100-1_0_6_load_252 | 210 | 0.0038925 | 0.00097555 | 0 | 0 |  | 1 | TRUE | wye
175 | LV_4100-1_0_6_load_254 | 211 | 0.0037323 | 0.0009354 | 0 | 0 |  | 1 | TRUE | wye
176 | LV_4100-1_0_6_load_184 | 213 | 0.0013614 | 0.00034119 | 0 | 0 |  | 1 | TRUE | wye
177 | LV_4100-1_0_6_load_179 | 214 | 0.001268 | 0.00031779 | 0 | 0 |  | 1 | TRUE | wye
178 | LV_4100-1_0_6_load_180 | 215 | 0.0041775 | 0.001047 | 0 | 0 |  | 1 | TRUE | wye
179 | LV_4100-1_0_6_load_181 | 216 | 0.0012741 | 0.00031932 | 0 | 0 |  | 1 | TRUE | wye
180 | LV_4100-1_0_6_load_182 | 217 | 0.0020325 | 0.00050939 | 0 | 0 |  | 1 | TRUE | wye
181 | LV_4100-1_0_6_load_183 | 218 | 0.0014867 | 0.00037259 | 0 | 0 |  | 1 | TRUE | wye
182 | LV_4100-1_0_6_load_187 | 220 | 0.00087601 | 0.00021955 | 0 | 0 |  | 1 | TRUE | wye
183 | LV_4100-1_0_6_load_188 | 221 | 0.0011368 | 0.0002849 | 0 | 0 |  | 1 | TRUE | wye
184 | LV_4100-1_0_6_load_194 | 222 | 0.0041912 | 0.0010504 | 0 | 0 |  | 1 | TRUE | wye
185 | LV_4100-1_0_6_load_195 | 223 | 0.0012171 | 0.00030502 | 0 | 0 |  | 1 | TRUE | wye
186 | LV_4100-1_0_6_load_197 | 225 | 0.0012491 | 0.00031306 | 0 | 0 |  | 1 | TRUE | wye
187 | LV_4100-1_0_6_load_212 | 226 | 0.0027658 | 0.00069319 | 0 | 0 |  | 1 | TRUE | wye
188 | LV_4100-1_0_6_load_213 | 227 | 0.0019377 | 0.00048565 | 0 | 0 |  | 1 | TRUE | wye
189 | LV_4100-1_0_6_load_214 | 228 | 0.002459 | 0.00061629 | 0 | 0 |  | 1 | TRUE | wye
190 | LV_4100-1_0_6_load_233 | 229 | 0.0015556 | 0.00038988 | 0 | 0 |  | 1 | TRUE | wye
191 | LV_4100-1_0_6_load_231 | 230 | 0.0011606 | 0.00029087 | 0 | 0 |  | 1 | TRUE | wye
192 | LV_4100-1_0_6_load_232 | 231 | 0.001289 | 0.00032306 | 0 | 0 |  | 1 | TRUE | wye
193 | LV_4100-1_0_6_load_199 | 232 | 0.0090697 | 0.0022731 | 0 | 0 |  | 1 | TRUE | wye
194 | LV_4100-1_0_6_load_200 | 233 | 0.0092554 | 0.0023196 | 0 | 0 |  | 1 | TRUE | wye
195 | LV_4100-1_0_6_load_203 | 236 | 0.0129 | 0.0032331 | 0 | 0 |  | 1 | TRUE | wye
196 | LV_4100-1_0_6_load_229 | 237 | 0.0011272 | 0.00028249 | 0 | 0 |  | 1 | TRUE | wye
197 | LV_4100-1_0_6_load_230 | 238 | 0.0041902 | 0.0010502 | 0 | 0 |  | 1 | TRUE | wye
198 | LV_4100-1_0_6_load_204 | 239 | 0.005237 | 0.0013125 | 0 | 0 |  | 1 | TRUE | wye
199 | LV_4100-1_0_6_load_205 | 240 | 0.0068859 | 0.0017258 | 0 | 0 |  | 1 | TRUE | wye
200 | LV_4100-1_0_6_load_206 | 241 | 0.001273 | 0.00031904 | 0 | 0 |  | 1 | TRUE | wye
201 | LV_4100-1_0_6_load_223 | 242 | 0.0010296 | 0.00025805 | 0 | 0 |  | 1 | TRUE | wye
202 | LV_4100-1_0_6_load_217 | 243 | 0.0011703 | 0.0002933 | 0 | 0 |  | 1 | TRUE | wye
203 | LV_4100-1_0_6_load_215 | 244 | 0.0017411 | 0.00043636 | 0 | 0 |  | 1 | TRUE | wye
204 | LV_4100-1_0_6_load_216 | 245 | 0.0048532 | 0.0012163 | 0 | 0 |  | 1 | TRUE | wye
205 | LV_4100-1_0_6_load_228 | 246 | 0.0047866 | 0.0011996 | 0 | 0 |  | 1 | TRUE | wye
206 | LV_4100-1_0_6_load_227 | 247 | 0.0043682 | 0.0010948 | 0 | 0 |  | 1 | TRUE | wye
207 | LV_4100-1_0_6_load_218 | 248 | 0.0011141 | 0.00027923 | 0 | 0 |  | 1 | TRUE | wye
208 | LV_4100-1_0_6_load_219 | 249 | 0.0045729 | 0.0011461 | 0 | 0 |  | 1 | TRUE | wye
209 | LV_4100-1_0_6_load_221 | 250 | 0.0024359 | 0.00061049 | 0 | 0 |  | 1 | TRUE | wye
210 | LV_4100-1_0_6_load_224 | 251 | 0.0033924 | 0.00085021 | 0 | 0 |  | 1 | TRUE | wye
211 | LV_4100-1_0_6_load_236 | 252 | 0.00097431 | 0.00024419 | 0 | 0 |  | 1 | TRUE | wye

## ext_grid
| name | bus | vm_pu | va_degree | slack_weight | in_service
0 |  | 140 | 1 | 0 | 1 | TRUE

## line
| name | std_type | from_bus | to_bus | length_km | r_ohm_per_km | x_ohm_per_km | c_nf_per_km | g_us_per_km | max_i_ka | df | parallel | type | in_service
0 | LV_4100-1_0_6_line_0 |  | 0 | 1 | 0.013018 | 0.125 | 0.08 | 261 | 0 | 0.364 | 1 | 1 | cs | TRUE
1 | LV_4100-1_0_6_line_1 |  | 1 | 2 | 0.070715 | 0.125 | 0.08 | 261 | 0 | 0.364 | 1 | 1 | cs | TRUE
2 | LV_4100-1_0_6_line_2 |  | 2 | 3 | 0.039404 | 0.125 | 0.08 | 261 | 0 | 0.364 | 1 | 1 | cs | TRUE
3 | LV_4100-1_0_6_line_3 |  | 2 | 4 | 0.02041 | 0.125 | 0.08 | 261 | 0 | 0.364 | 1 | 1 | cs | TRUE
4 | LV_4100-1_0_6_line_4 |  | 3 | 5 | 0.019072 | 0.125 | 0.08 | 261 | 0 | 0.364 | 1 | 1 | cs | TRUE
5 | LV_4100-1_0_6_line_5 |  | 4 | 6 | 0.030309 | 0.125 | 0.08 | 261 | 0 | 0.364 | 1 | 1 | cs | TRUE
6 | LV_4100-1_0_6_line_6 |  | 5 | 16 | 0.025042 | 0.125 | 0.08 | 261 | 0 | 0.364 | 1 | 1 | cs | TRUE
7 | LV_4100-1_0_6_line_7 |  | 6 | 253 | 0.034771 | 0.125 | 0.08 | 261 | 0 | 0.364 | 1 | 1 | cs | TRUE
8 | LV_4100-1_0_6_line_8 |  | 7 | 8 | 0.01854 | 0.125 | 0.08 | 261 | 0 | 0.364 | 1 | 1 | cs | TRUE
9 | LV_4100-1_0_6_line_9 |  | 7 | 9 | 0.035029 | 0.125 | 0.08 | 261 | 0 | 0.364 | 1 | 1 | cs | TRUE
10 | LV_4100-1_0_6_line_10 |  | 8 | 10 | 0.011351 | 0.125 | 0.08 | 261 | 0 | 0.364 | 1 | 1 | cs | TRUE
11 | LV_4100-1_0_6_line_11 |  | 9 | 11 | 0.031008 | 0.125 | 0.08 | 261 | 0 | 0.364 | 1 | 1 | cs | TRUE
12 | LV_4100-1_0_6_line_12 |  | 10 | 12 | 0.004047 | 0.125 | 0.08 | 261 | 0 | 0.364 | 1 | 1 | cs | TRUE
13 | LV_4100-1_0_6_line_13 |  | 10 | 13 | 0.10231 | 0.125 | 0.08 | 261 | 0 | 0.364 | 1 | 1 | cs | TRUE
14 | LV_4100-1_0_6_line_14 |  | 11 | 16 | 0.031334 | 0.125 | 0.08 | 261 | 0 | 0.364 | 1 | 1 | cs | TRUE
15 | LV_4100-1_0_6_line_15 |  | 13 | 15 | 0.065393 | 0.125 | 0.08 | 261 | 0 | 0.364 | 1 | 1 | cs | TRUE
16 | LV_4100-1_0_6_line_16 |  | 14 | 15 | 0.039938 | 0.125 | 0.08 | 261 | 0 | 0.364 | 1 | 1 | cs | TRUE
17 | LV_4100-1_0_6_line_17 |  | 17 | 18 | 0.018373 | 0.125 | 0.08 | 261 | 0 | 0.364 | 1 | 1 | cs | TRUE
18 | LV_4100-1_0_6_line_18 |  | 18 | 19 | 0.028349 | 0.125 | 0.08 | 261 | 0 | 0.364 | 1 | 1 | cs | TRUE
19 | LV_4100-1_0_6_line_19 |  | 18 | 20 | 0.029124 | 0.125 | 0.08 | 261 | 0 | 0.364 | 1 | 1 | cs | TRUE
20 | LV_4100-1_0_6_line_20 |  | 19 | 21 | 0.032332 | 0.125 | 0.08 | 261 | 0 | 0.364 | 1 | 1 | cs | TRUE
21 | LV_4100-1_0_6_line_21 |  | 20 | 22 | 0.015827 | 0.125 | 0.08 | 261 | 0 | 0.364 | 1 | 1 | cs | TRUE
22 | LV_4100-1_0_6_line_22 |  | 22 | 23 | 0.015695 | 0.125 | 0.08 | 261 | 0 | 0.364 | 1 | 5 | cs | TRUE
23 | LV_4100-1_0_6_line_23 |  | 22 | 24 | 0.023318 | 0.125 | 0.08 | 261 | 0 | 0.364 | 1 | 5 | cs | TRUE
24 | LV_4100-1_0_6_line_24 |  | 23 | 135 | 0.014791 | 0.125 | 0.08 | 261 | 0 | 0.364 | 1 | 5 | cs | TRUE
25 | LV_4100-1_0_6_line_25 |  | 23 | 136 | 0.036265 | 0.125 | 0.08 | 261 | 0 | 0.364 | 1 | 1 | cs | TRUE
26 | LV_4100-1_0_6_line_26 |  | 24 | 123 | 0.029249 | 0.125 | 0.08 | 261 | 0 | 0.364 | 1 | 5 | cs | TRUE
27 | LV_4100-1_0_6_line_27 |  | 25 | 26 | 0.010786 | 0.125 | 0.08 | 261 | 0 | 0.364 | 1 | 1 | cs | TRUE
28 | LV_4100-1_0_6_line_28 |  | 25 | 27 | 0.017401 | 0.125 | 0.08 | 261 | 0 | 0.364 | 1 | 1 | cs | TRUE
29 | LV_4100-1_0_6_line_29 |  | 26 | 28 | 0.044224 | 0.125 | 0.08 | 261 | 0 | 0.364 | 1 | 1 | cs | TRUE
30 | LV_4100-1_0_6_line_30 |  | 27 | 29 | 0.0057816 | 0.125 | 0.08 | 261 | 0 | 0.364 | 1 | 1 | cs | TRUE
31 | LV_4100-1_0_6_line_31 |  | 28 | 30 | 0.030436 | 0.125 | 0.08 | 261 | 0 | 0.364 | 1 | 3 | cs | TRUE
32 | LV_4100-1_0_6_line_32 |  | 28 | 31 | 0.012831 | 0.125 | 0.08 | 261 | 0 | 0.364 | 1 | 1 | cs | TRUE
33 | LV_4100-1_0_6_line_33 |  | 29 | 32 | 0.016339 | 0.125 | 0.08 | 261 | 0 | 0.364 | 1 | 1 | cs | TRUE
34 | LV_4100-1_0_6_line_34 |  | 30 | 33 | 0.021302 | 0.125 | 0.08 | 261 | 0 | 0.364 | 1 | 3 | cs | TRUE
35 | LV_4100-1_0_6_line_35 |  | 31 | 34 | 0.02147 | 0.125 | 0.08 | 261 | 0 | 0.364 | 1 | 1 | cs | TRUE
36 | LV_4100-1_0_6_line_36 |  | 32 | 35 | 0.0012155 | 0.125 | 0.08 | 261 | 0 | 0.364 | 1 | 1 | cs | TRUE
37 | LV_4100-1_0_6_line_37 |  | 33 | 52 | 0.019798 | 0.125 | 0.08 | 261 | 0 | 0.364 | 1 | 5 | cs | TRUE
38 | LV_4100-1_0_6_line_38 |  | 34 | 213 | 0.0054988 | 0.125 | 0.08 | 261 | 0 | 0.364 | 1 | 1 | cs | TRUE
39 | LV_4100-1_0_6_line_39 |  | 35 | 36 | 0.0066487 | 0.125 | 0.08 | 261 | 0 | 0.364 | 1 | 1 | cs | TRUE
40 | LV_4100-1_0_6_line_40 |  | 36 | 37 | 0.038691 | 0.125 | 0.08 | 261 | 0 | 0.364 | 1 | 1 | cs | TRUE
41 | LV_4100-1_0_6_line_41 |  | 37 | 212 | 0.0061 | 0.125 | 0.08 | 261 | 0 | 0.364 | 1 | 1 | cs | TRUE
42 | LV_4100-1_0_6_line_42 |  | 37 | 191 | 0.012047 | 0.125 | 0.08 | 261 | 0 | 0.364 | 1 | 1 | cs | TRUE
43 | LV_4100-1_0_6_line_43 |  | 38 | 39 | 0.0046171 | 0.125 | 0.08 | 261 | 0 | 0.364 | 1 | 5 | cs | TRUE
44 | LV_4100-1_0_6_line_44 |  | 38 | 40 | 0.015693 | 0.125 | 0.08 | 261 | 0 | 0.364 | 1 | 5 | cs | TRUE
45 | LV_4100-1_0_6_line_45 |  | 39 | 41 | 0.021626 | 0.125 | 0.08 | 261 | 0 | 0.364 | 1 | 5 | cs | TRUE
46 | LV_4100-1_0_6_line_46 |  | 40 | 42 | 0.0093394 | 0.125 | 0.08 | 261 | 0 | 0.364 | 1 | 5 | cs | TRUE
47 | LV_4100-1_0_6_line_47 |  | 41 | 43 | 0.022473 | 0.125 | 0.08 | 261 | 0 | 0.364 | 1 | 5 | cs | TRUE
48 | LV_4100-1_0_6_line_48 |  | 42 | 44 | 0.013544 | 0.125 | 0.08 | 261 | 0 | 0.364 | 1 | 5 | cs | TRUE
49 | LV_4100-1_0_6_line_49 |  | 43 | 45 | 0.0013379 | 0.125 | 0.08 | 261 | 0 | 0.364 | 1 | 5 | cs | TRUE
50 | LV_4100-1_0_6_line_50 |  | 44 | 46 | 0.01127 | 0.125 | 0.08 | 261 | 0 | 0.364 | 1 | 5 | cs | TRUE
51 | LV_4100-1_0_6_line_51 |  | 45 | 53 | 0.021173 | 0.125 | 0.08 | 261 | 0 | 0.364 | 1 | 5 | cs | TRUE
52 | LV_4100-1_0_6_line_52 |  | 46 | 47 | 0.024509 | 0.125 | 0.08 | 261 | 0 | 0.364 | 1 | 5 | cs | TRUE
53 | LV_4100-1_0_6_line_53 |  | 47 | 48 | 0.019086 | 0.125 | 0.08 | 261 | 0 | 0.364 | 1 | 1 | cs | TRUE
54 | LV_4100-1_0_6_line_54 |  | 47 | 49 | 0.0017871 | 0.125 | 0.08 | 261 | 0 | 0.364 | 1 | 5 | cs | TRUE
55 | LV_4100-1_0_6_line_55 |  | 48 | 50 | 0.011264 | 0.125 | 0.08 | 261 | 0 | 0.364 | 1 | 1 | cs | TRUE
56 | LV_4100-1_0_6_line_56 |  | 49 | 51 | 0.02883 | 0.125 | 0.08 | 261 | 0 | 0.364 | 1 | 5 | cs | TRUE
57 | LV_4100-1_0_6_line_57 |  | 51 | 52 | 0.0065009 | 0.125 | 0.08 | 261 | 0 | 0.364 | 1 | 5 | cs | TRUE
58 | LV_4100-1_0_6_line_58 |  | 53 | 54 | 0.001409 | 0.125 | 0.08 | 261 | 0 | 0.364 | 1 | 5 | cs | TRUE
59 | LV_4100-1_0_6_line_59 |  | 54 | 55 | 0.022524 | 0.125 | 0.08 | 261 | 0 | 0.364 | 1 | 5 | cs | TRUE
60 | LV_4100-1_0_6_line_60 |  | 55 | 56 | 0.0062124 | 0.125 | 0.08 | 261 | 0 | 0.364 | 1 | 5 | cs | TRUE
61 | LV_4100-1_0_6_line_61 |  | 56 | 57 | 0.02685 | 0.125 | 0.08 | 261 | 0 | 0.364 | 1 | 5 | cs | TRUE
62 | LV_4100-1_0_6_line_62 |  | 57 | 82 | 0.025705 | 0.125 | 0.08 | 261 | 0 | 0.364 | 1 | 5 | cs | TRUE
63 | LV_4100-1_0_6_line_63 |  | 57 | 83 | 0.018194 | 0.125 | 0.08 | 261 | 0 | 0.364 | 1 | 5 | cs | TRUE
64 | LV_4100-1_0_6_line_64 |  | 58 | 59 | 0.02343 | 0.125 | 0.08 | 261 | 0 | 0.364 | 1 | 1 | cs | TRUE
65 | LV_4100-1_0_6_line_65 |  | 58 | 60 | 0.012956 | 0.125 | 0.08 | 261 | 0 | 0.364 | 1 | 1 | cs | TRUE
66 | LV_4100-1_0_6_line_66 |  | 59 | 61 | 0.0068566 | 0.125 | 0.08 | 261 | 0 | 0.364 | 1 | 1 | cs | TRUE
67 | LV_4100-1_0_6_line_67 |  | 61 | 62 | 0.020264 | 0.125 | 0.08 | 261 | 0 | 0.364 | 1 | 1 | cs | TRUE
68 | LV_4100-1_0_6_line_68 |  | 62 | 63 | 0.0032144 | 0.125 | 0.08 | 261 | 0 | 0.364 | 1 | 1 | cs | TRUE
69 | LV_4100-1_0_6_line_69 |  | 63 | 67 | 0.024028 | 0.125 | 0.08 | 261 | 0 | 0.364 | 1 | 1 | cs | TRUE
70 | LV_4100-1_0_6_line_70 |  | 64 | 65 | 0.0309 | 0.125 | 0.08 | 261 | 0 | 0.364 | 1 | 1 | cs | TRUE
71 | LV_4100-1_0_6_line_71 |  | 64 | 66 | 0.0058757 | 0.125 | 0.08 | 261 | 0 | 0.364 | 1 | 1 | cs | TRUE
72 | LV_4100-1_0_6_line_72 |  | 65 | 75 | 0.017696 | 0.125 | 0.08 | 261 | 0 | 0.364 | 1 | 1 | cs | TRUE
73 | LV_4100-1_0_6_line_73 |  | 66 | 76 | 0.0075211 | 0.125 | 0.08 | 261 | 0 | 0.364 | 1 | 1 | cs | TRUE
74 | LV_4100-1_0_6_line_74 |  | 67 | 68 | 0.012031 | 0.125 | 0.08 | 261 | 0 | 0.364 | 1 | 1 | cs | TRUE
75 | LV_4100-1_0_6_line_75 |  | 68 | 69 | 0.016945 | 0.125 | 0.08 | 261 | 0 | 0.364 | 1 | 5 | cs | TRUE
76 | LV_4100-1_0_6_line_76 |  | 68 | 70 | 0.017096 | 0.125 | 0.08 | 261 | 0 | 0.364 | 1 | 5 | cs | TRUE
77 | LV_4100-1_0_6_line_77 |  | 69 | 71 | 0.0014706 | 0.125 | 0.08 | 261 | 0 | 0.364 | 1 | 5 | cs | TRUE
78 | LV_4100-1_0_6_line_78 |  | 70 | 72 | 0.013336 | 0.125 | 0.08 | 261 | 0 | 0.364 | 1 | 5 | cs | TRUE
79 | LV_4100-1_0_6_line_79 |  | 71 | 73 | 0.016978 | 0.125 | 0.08 | 261 | 0 | 0.364 | 1 | 5 | cs | TRUE
80 | LV_4100-1_0_6_line_80 |  | 72 | 74 | 0.00084639 | 0.125 | 0.08 | 261 | 0 | 0.364 | 1 | 5 | cs | TRUE
81 | LV_4100-1_0_6_line_81 |  | 73 | 133 | 0.0013319 | 0.125 | 0.08 | 261 | 0 | 0.364 | 1 | 5 | cs | TRUE
82 | LV_4100-1_0_6_line_82 |  | 74 | 82 | 0.019748 | 0.125 | 0.08 | 261 | 0 | 0.364 | 1 | 5 | cs | TRUE
83 | LV_4100-1_0_6_line_83 |  | 75 | 176 | 0.013576 | 0.125 | 0.08 | 261 | 0 | 0.364 | 1 | 1 | cs | TRUE
84 | LV_4100-1_0_6_line_84 |  | 76 | 183 | 0.019888 | 0.125 | 0.08 | 261 | 0 | 0.364 | 1 | 1 | cs | TRUE
85 | LV_4100-1_0_6_line_85 |  | 77 | 78 | 0.0037054 | 0.125 | 0.08 | 261 | 0 | 0.364 | 1 | 1 | cs | TRUE
86 | LV_4100-1_0_6_line_86 |  | 77 | 79 | 0.017039 | 0.125 | 0.08 | 261 | 0 | 0.364 | 1 | 1 | cs | TRUE
87 | LV_4100-1_0_6_line_87 |  | 78 | 80 | 0.016408 | 0.125 | 0.08 | 261 | 0 | 0.364 | 1 | 1 | cs | TRUE
88 | LV_4100-1_0_6_line_88 |  | 79 | 81 | 0.0062484 | 0.125 | 0.08 | 261 | 0 | 0.364 | 1 | 1 | cs | TRUE
89 | LV_4100-1_0_6_line_89 |  | 80 | 116 | 0.029947 | 0.125 | 0.08 | 261 | 0 | 0.364 | 1 | 1 | cs | TRUE
90 | LV_4100-1_0_6_line_90 |  | 80 | 117 | 0.015758 | 0.125 | 0.08 | 261 | 0 | 0.364 | 1 | 1 | cs | TRUE
91 | LV_4100-1_0_6_line_91 |  | 81 | 113 | 0.019053 | 0.125 | 0.08 | 261 | 0 | 0.364 | 1 | 1 | cs | TRUE
92 | LV_4100-1_0_6_line_92 |  | 83 | 84 | 0.0088238 | 0.125 | 0.08 | 261 | 0 | 0.364 | 1 | 5 | cs | TRUE
93 | LV_4100-1_0_6_line_93 |  | 84 | 94 | 0.020487 | 0.125 | 0.08 | 261 | 0 | 0.364 | 1 | 5 | cs | TRUE
94 | LV_4100-1_0_6_line_94 |  | 85 | 86 | 0.012191 | 0.125 | 0.08 | 261 | 0 | 0.364 | 1 | 1 | cs | TRUE
95 | LV_4100-1_0_6_line_95 |  | 85 | 87 | 0.007208 | 0.125 | 0.08 | 261 | 0 | 0.364 | 1 | 1 | cs | TRUE
96 | LV_4100-1_0_6_line_96 |  | 86 | 88 | 0.013555 | 0.125 | 0.08 | 261 | 0 | 0.364 | 1 | 1 | cs | TRUE
97 | LV_4100-1_0_6_line_97 |  | 87 | 89 | 0.023072 | 0.125 | 0.08 | 261 | 0 | 0.364 | 1 | 1 | cs | TRUE
98 | LV_4100-1_0_6_line_98 |  | 88 | 90 | 0.0049493 | 0.125 | 0.08 | 261 | 0 | 0.364 | 1 | 1 | cs | TRUE
99 | LV_4100-1_0_6_line_99 |  | 89 | 91 | 0.0060884 | 0.125 | 0.08 | 261 | 0 | 0.364 | 1 | 1 | cs | TRUE
100 | LV_4100-1_0_6_line_100 |  | 90 | 92 | 0.021951 | 0.125 | 0.08 | 261 | 0 | 0.364 | 1 | 1 | cs | TRUE
101 | LV_4100-1_0_6_line_101 |  | 91 | 93 | 0.017123 | 0.125 | 0.08 | 261 | 0 | 0.364 | 1 | 1 | cs | TRUE
102 | LV_4100-1_0_6_line_102 |  | 92 | 97 | 0.023951 | 0.125 | 0.08 | 261 | 0 | 0.364 | 1 | 1 | cs | TRUE
103 | LV_4100-1_0_6_line_103 |  | 93 | 95 | 0.021181 | 0.125 | 0.08 | 261 | 0 | 0.364 | 1 | 2 | cs | TRUE
104 | LV_4100-1_0_6_line_104 |  | 94 | 95 | 0.018743 | 0.125 | 0.08 | 261 | 0 | 0.364 | 1 | 5 | cs | TRUE
105 | LV_4100-1_0_6_line_105 |  | 95 | 96 | 0.0079387 | 0.125 | 0.08 | 261 | 0 | 0.364 | 1 | 1 | cs | TRUE
106 | LV_4100-1_0_6_line_106 |  | 96 | 99 | 0.0092124 | 0.125 | 0.08 | 261 | 0 | 0.364 | 1 | 1 | cs | TRUE
107 | LV_4100-1_0_6_line_107 |  | 97 | 98 | 0.00023775 | 0.125 | 0.08 | 261 | 0 | 0.364 | 1 | 1 | cs | TRUE
108 | LV_4100-1_0_6_line_108 |  | 98 | 118 | 0.0244 | 0.125 | 0.08 | 261 | 0 | 0.364 | 1 | 1 | cs | TRUE
109 | LV_4100-1_0_6_line_109 |  | 99 | 100 | 0.0084454 | 0.125 | 0.08 | 261 | 0 | 0.364 | 1 | 1 | cs | TRUE
110 | LV_4100-1_0_6_line_110 |  | 100 | 160 | 0.014196 | 0.125 | 0.08 | 261 | 0 | 0.364 | 1 | 1 | cs | TRUE
111 | LV_4100-1_0_6_line_111 |  | 101 | 102 | 0.018586 | 0.125 | 0.08 | 261 | 0 | 0.364 | 1 | 1 | cs | TRUE
112 | LV_4100-1_0_6_line_112 |  | 101 | 103 | 0.042569 | 0.125 | 0.08 | 261 | 0 | 0.364 | 1 | 1 | cs | TRUE
113 | LV_4100-1_0_6_line_113 |  | 103 | 104 | 0.010765 | 0.125 | 0.08 | 261 | 0 | 0.364 | 1 | 1 | cs | TRUE
114 | LV_4100-1_0_6_line_114 |  | 103 | 105 | 0.011916 | 0.125 | 0.08 | 261 | 0 | 0.364 | 1 | 1 | cs | TRUE
115 | LV_4100-1_0_6_line_115 |  | 104 | 109 | 0.0094303 | 0.125 | 0.08 | 261 | 0 | 0.364 | 1 | 1 | cs | TRUE
116 | LV_4100-1_0_6_line_116 |  | 106 | 107 | 0.021752 | 0.125 | 0.08 | 261 | 0 | 0.364 | 1 | 1 | cs | TRUE
117 | LV_4100-1_0_6_line_117 |  | 106 | 108 | 0.009863 | 0.125 | 0.08 | 261 | 0 | 0.364 | 1 | 1 | cs | TRUE
118 | LV_4100-1_0_6_line_118 |  | 107 | 110 | 0.02275 | 0.125 | 0.08 | 261 | 0 | 0.364 | 1 | 1 | cs | TRUE
119 | LV_4100-1_0_6_line_119 |  | 108 | 111 | 0.027025 | 0.125 | 0.08 | 261 | 0 | 0.364 | 1 | 1 | cs | TRUE
120 | LV_4100-1_0_6_line_120 |  | 109 | 112 | 0.022989 | 0.125 | 0.08 | 261 | 0 | 0.364 | 1 | 1 | cs | TRUE
121 | LV_4100-1_0_6_line_121 |  | 110 | 142 | 0.040849 | 0.125 | 0.08 | 261 | 0 | 0.364 | 1 | 1 | cs | TRUE
122 | LV_4100-1_0_6_line_122 |  | 111 | 117 | 0.026427 | 0.125 | 0.08 | 261 | 0 | 0.364 | 1 | 1 | cs | TRUE
123 | LV_4100-1_0_6_line_123 |  | 111 | 143 | 0.02524 | 0.125 | 0.08 | 261 | 0 | 0.364 | 1 | 1 | cs | TRUE
124 | LV_4100-1_0_6_line_124 |  | 112 | 221 | 0.00029943 | 0.125 | 0.08 | 261 | 0 | 0.364 | 1 | 1 | cs | TRUE
125 | LV_4100-1_0_6_line_125 |  | 113 | 114 | 0.010064 | 0.125 | 0.08 | 261 | 0 | 0.364 | 1 | 1 | cs | TRUE
126 | LV_4100-1_0_6_line_126 |  | 114 | 115 | 0.020353 | 0.125 | 0.08 | 261 | 0 | 0.364 | 1 | 1 | cs | TRUE
127 | LV_4100-1_0_6_line_127 |  | 115 | 118 | 0.0074351 | 0.125 | 0.08 | 261 | 0 | 0.364 | 1 | 1 | cs | TRUE
128 | LV_4100-1_0_6_line_128 |  | 119 | 120 | 0.025499 | 0.125 | 0.08 | 261 | 0 | 0.364 | 1 | 5 | cs | TRUE
129 | LV_4100-1_0_6_line_129 |  | 119 | 121 | 0.0169 | 0.125 | 0.08 | 261 | 0 | 0.364 | 1 | 5 | cs | TRUE
130 | LV_4100-1_0_6_line_130 |  | 120 | 122 | 0.020979 | 0.125 | 0.08 | 261 | 0 | 0.364 | 1 | 5 | cs | TRUE
131 | LV_4100-1_0_6_line_131 |  | 121 | 123 | 0.024126 | 0.125 | 0.08 | 261 | 0 | 0.364 | 1 | 5 | cs | TRUE
132 | LV_4100-1_0_6_line_132 |  | 121 | 124 | 0.029503 | 0.125 | 0.08 | 261 | 0 | 0.364 | 1 | 5 | cs | TRUE
133 | LV_4100-1_0_6_line_133 |  | 122 | 125 | 0.024559 | 0.125 | 0.08 | 261 | 0 | 0.364 | 1 | 5 | cs | TRUE
134 | LV_4100-1_0_6_line_134 |  | 122 | 126 | 0.018091 | 0.125 | 0.08 | 261 | 0 | 0.364 | 1 | 1 | cs | TRUE
135 | LV_4100-1_0_6_line_135 |  | 122 | 127 | 0.013774 | 0.125 | 0.08 | 261 | 0 | 0.364 | 1 | 1 | cs | TRUE
136 | LV_4100-1_0_6_line_136 |  | 124 | 128 | 0.005813 | 0.125 | 0.08 | 261 | 0 | 0.364 | 1 | 5 | cs | TRUE
137 | LV_4100-1_0_6_line_137 |  | 125 | 129 | 0.011751 | 0.125 | 0.08 | 261 | 0 | 0.364 | 1 | 5 | cs | TRUE
138 | LV_4100-1_0_6_line_138 |  | 126 | 130 | 0.022438 | 0.125 | 0.08 | 261 | 0 | 0.364 | 1 | 1 | cs | TRUE
139 | LV_4100-1_0_6_line_139 |  | 127 | 131 | 0.026658 | 0.125 | 0.08 | 261 | 0 | 0.364 | 1 | 1 | cs | TRUE
140 | LV_4100-1_0_6_line_140 |  | 128 | 132 | 0.020894 | 0.125 | 0.08 | 261 | 0 | 0.364 | 1 | 5 | cs | TRUE
141 | LV_4100-1_0_6_line_141 |  | 129 | 133 | 0.014334 | 0.125 | 0.08 | 261 | 0 | 0.364 | 1 | 5 | cs | TRUE
142 | LV_4100-1_0_6_line_142 |  | 130 | 134 | 0.0048579 | 0.125 | 0.08 | 261 | 0 | 0.364 | 1 | 1 | cs | TRUE
143 | LV_4100-1_0_6_line_143 |  | 132 | 139 | 0.0006184 | 0.125 | 0.08 | 261 | 0 | 0.364 | 1 | 5 | cs | TRUE
144 | LV_4100-1_0_6_line_144 |  | 134 | 177 | 0.015243 | 0.125 | 0.08 | 261 | 0 | 0.364 | 1 | 1 | cs | TRUE
145 | LV_4100-1_0_6_line_145 |  | 135 | 137 | 0.0099272 | 0.125 | 0.08 | 261 | 0 | 0.364 | 1 | 5 | cs | TRUE
146 | LV_4100-1_0_6_line_146 |  | 136 | 138 | 0.0037505 | 0.125 | 0.08 | 261 | 0 | 0.364 | 1 | 1 | cs | TRUE
147 | LV_4100-1_0_6_line_147 |  | 137 | 190 | 0.0045284 | 0.125 | 0.08 | 261 | 0 | 0.364 | 1 | 5 | cs | TRUE
148 | LV_4100-1_0_6_line_148 |  | 138 | 189 | 0.032321 | 0.125 | 0.08 | 261 | 0 | 0.364 | 1 | 1 | cs | TRUE
149 | LV_4100-1_0_6_line_149 |  | 139 | 140 | 0.0038311 | 0.125 | 0.08 | 261 | 0 | 0.364 | 1 | 5 | cs | TRUE
150 | LV_4100-1_0_6_line_150 |  | 140 | 141 | 0.010226 | 0.125 | 0.08 | 261 | 0 | 0.364 | 1 | 1 | cs | TRUE
151 | LV_4100-1_0_6_line_151 |  | 142 | 144 | 0.024364 | 0.125 | 0.08 | 261 | 0 | 0.364 | 1 | 1 | cs | TRUE
152 | LV_4100-1_0_6_line_152 |  | 142 | 145 | 0.21197 | 0.125 | 0.08 | 261 | 0 | 0.364 | 1 | 1 | cs | TRUE
153 | LV_4100-1_0_6_line_153 |  | 143 | 148 | 0.0060216 | 0.125 | 0.08 | 261 | 0 | 0.364 | 1 | 1 | cs | TRUE
154 | LV_4100-1_0_6_line_154 |  | 144 | 146 | 0.020842 | 0.125 | 0.08 | 261 | 0 | 0.364 | 1 | 1 | cs | TRUE
155 | LV_4100-1_0_6_line_155 |  | 146 | 147 | 0.012395 | 0.125 | 0.08 | 261 | 0 | 0.364 | 1 | 1 | cs | TRUE
156 | LV_4100-1_0_6_line_156 |  | 149 | 150 | 0.02581 | 0.125 | 0.08 | 261 | 0 | 0.364 | 1 | 1 | cs | TRUE
157 | LV_4100-1_0_6_line_157 |  | 150 | 151 | 0.0040343 | 0.125 | 0.08 | 261 | 0 | 0.364 | 1 | 1 | cs | TRUE
158 | LV_4100-1_0_6_line_158 |  | 151 | 174 | 0.022125 | 0.125 | 0.08 | 261 | 0 | 0.364 | 1 | 1 | cs | TRUE
159 | LV_4100-1_0_6_line_159 |  | 152 | 153 | 0.059292 | 0.125 | 0.08 | 261 | 0 | 0.364 | 1 | 1 | cs | TRUE
160 | LV_4100-1_0_6_line_160 |  | 153 | 154 | 0.039684 | 0.125 | 0.08 | 261 | 0 | 0.364 | 1 | 1 | cs | TRUE
161 | LV_4100-1_0_6_line_161 |  | 154 | 252 | 0.023311 | 0.125 | 0.08 | 261 | 0 | 0.364 | 1 | 1 | cs | TRUE
162 | LV_4100-1_0_6_line_162 |  | 155 | 156 | 0.00012451 | 0.125 | 0.08 | 261 | 0 | 0.364 | 1 | 1 | cs | TRUE
163 | LV_4100-1_0_6_line_163 |  | 155 | 157 | 0.0224 | 0.125 | 0.08 | 261 | 0 | 0.364 | 1 | 1 | cs | TRUE
164 | LV_4100-1_0_6_line_164 |  | 156 | 158 | 0.014337 | 0.125 | 0.08 | 261 | 0 | 0.364 | 1 | 1 | cs | TRUE
165 | LV_4100-1_0_6_line_165 |  | 157 | 159 | 0.001881 | 0.125 | 0.08 | 261 | 0 | 0.364 | 1 | 1 | cs | TRUE
166 | LV_4100-1_0_6_line_166 |  | 158 | 160 | 0.013413 | 0.125 | 0.08 | 261 | 0 | 0.364 | 1 | 1 | cs | TRUE
167 | LV_4100-1_0_6_line_167 |  | 159 | 161 | 0.021397 | 0.125 | 0.08 | 261 | 0 | 0.364 | 1 | 1 | cs | TRUE
168 | LV_4100-1_0_6_line_168 |  | 160 | 162 | 0.02222 | 0.125 | 0.08 | 261 | 0 | 0.364 | 1 | 1 | cs | TRUE
169 | LV_4100-1_0_6_line_169 |  | 161 | 163 | 0.021506 | 0.125 | 0.08 | 261 | 0 | 0.364 | 1 | 1 | cs | TRUE
170 | LV_4100-1_0_6_line_170 |  | 161 | 164 | 0.0085491 | 0.125 | 0.08 | 261 | 0 | 0.364 | 1 | 1 | cs | TRUE
171 | LV_4100-1_0_6_line_171 |  | 162 | 175 | 0.016253 | 0.125 | 0.08 | 261 | 0 | 0.364 | 1 | 1 | cs | TRUE
172 | LV_4100-1_0_6_line_172 |  | 164 | 172 | 0.026722 | 0.125 | 0.08 | 261 | 0 | 0.364 | 1 | 1 | cs | TRUE
173 | LV_4100-1_0_6_line_173 |  | 165 | 166 | 0.0028181 | 0.125 | 0.08 | 261 | 0 | 0.364 | 1 | 1 | cs | TRUE
174 | LV_4100-1_0_6_line_174 |  | 165 | 167 | 0.0015793 | 0.125 | 0.08 | 261 | 0 | 0.364 | 1 | 1 | cs | TRUE
175 | LV_4100-1_0_6_line_175 |  | 166 | 168 | 0.023025 | 0.125 | 0.08 | 261 | 0 | 0.364 | 1 | 1 | cs | TRUE
176 | LV_4100-1_0_6_line_176 |  | 167 | 169 | 0.016524 | 0.125 | 0.08 | 261 | 0 | 0.364 | 1 | 1 | cs | TRUE
177 | LV_4100-1_0_6_line_177 |  | 168 | 170 | 0.0046955 | 0.125 | 0.08 | 261 | 0 | 0.364 | 1 | 1 | cs | TRUE
178 | LV_4100-1_0_6_line_178 |  | 169 | 171 | 0.0099763 | 0.125 | 0.08 | 261 | 0 | 0.364 | 1 | 1 | cs | TRUE
179 | LV_4100-1_0_6_line_179 |  | 170 | 172 | 0.0037089 | 0.125 | 0.08 | 261 | 0 | 0.364 | 1 | 1 | cs | TRUE
180 | LV_4100-1_0_6_line_180 |  | 171 | 173 | 0.0012552 | 0.125 | 0.08 | 261 | 0 | 0.364 | 1 | 1 | cs | TRUE
181 | LV_4100-1_0_6_line_181 |  | 173 | 174 | 0.013959 | 0.125 | 0.08 | 261 | 0 | 0.364 | 1 | 1 | cs | TRUE
182 | LV_4100-1_0_6_line_182 |  | 176 | 177 | 0.010749 | 0.125 | 0.08 | 261 | 0 | 0.364 | 1 | 1 | cs | TRUE
183 | LV_4100-1_0_6_line_183 |  | 178 | 179 | 0.011452 | 0.125 | 0.08 | 261 | 0 | 0.364 | 1 | 1 | cs | TRUE
184 | LV_4100-1_0_6_line_184 |  | 178 | 180 | 0.0036548 | 0.125 | 0.08 | 261 | 0 | 0.364 | 1 | 1 | cs | TRUE
185 | LV_4100-1_0_6_line_185 |  | 179 | 181 | 0.00093865 | 0.125 | 0.08 | 261 | 0 | 0.364 | 1 | 1 | cs | TRUE
186 | LV_4100-1_0_6_line_186 |  | 180 | 182 | 0.025717 | 0.125 | 0.08 | 261 | 0 | 0.364 | 1 | 1 | cs | TRUE
187 | LV_4100-1_0_6_line_187 |  | 181 | 183 | 0.0090651 | 0.125 | 0.08 | 261 | 0 | 0.364 | 1 | 1 | cs | TRUE
188 | LV_4100-1_0_6_line_188 |  | 182 | 184 | 0.016537 | 0.125 | 0.08 | 261 | 0 | 0.364 | 1 | 1 | cs | TRUE
189 | LV_4100-1_0_6_line_189 |  | 185 | 186 | 0.018895 | 0.125 | 0.08 | 261 | 0 | 0.364 | 1 | 1 | cs | TRUE
190 | LV_4100-1_0_6_line_190 |  | 185 | 187 | 0.005681 | 0.125 | 0.08 | 261 | 0 | 0.364 | 1 | 1 | cs | TRUE
191 | LV_4100-1_0_6_line_191 |  | 186 | 191 | 0.0032636 | 0.125 | 0.08 | 261 | 0 | 0.364 | 1 | 1 | cs | TRUE
192 | LV_4100-1_0_6_line_192 |  | 187 | 192 | 0.015655 | 0.125 | 0.08 | 261 | 0 | 0.364 | 1 | 1 | cs | TRUE
193 | LV_4100-1_0_6_line_193 |  | 188 | 189 | 0.017598 | 0.125 | 0.08 | 261 | 0 | 0.364 | 1 | 1 | cs | TRUE
194 | LV_4100-1_0_6_line_194 |  | 190 | 237 | 0.0033278 | 0.125 | 0.08 | 261 | 0 | 0.364 | 1 | 5 | cs | TRUE
195 | LV_4100-1_0_6_line_195 |  | 192 | 193 | 0.014478 | 0.125 | 0.08 | 261 | 0 | 0.364 | 1 | 1 | cs | TRUE
196 | LV_4100-1_0_6_line_196 |  | 193 | 248 | 0.029039 | 0.125 | 0.08 | 261 | 0 | 0.364 | 1 | 1 | cs | TRUE
197 | LV_4100-1_0_6_line_197 |  | 194 | 195 | 0.0077092 | 0.125 | 0.08 | 261 | 0 | 0.364 | 1 | 1 | cs | TRUE
198 | LV_4100-1_0_6_line_198 |  | 194 | 196 | 0.017507 | 0.125 | 0.08 | 261 | 0 | 0.364 | 1 | 1 | cs | TRUE
199 | LV_4100-1_0_6_line_199 |  | 195 | 197 | 0.0047926 | 0.125 | 0.08 | 261 | 0 | 0.364 | 1 | 1 | cs | TRUE
200 | LV_4100-1_0_6_line_200 |  | 196 | 198 | 0.045977 | 0.125 | 0.08 | 261 | 0 | 0.364 | 1 | 1 | cs | TRUE
201 | LV_4100-1_0_6_line_201 |  | 197 | 199 | 0.017256 | 0.125 | 0.08 | 261 | 0 | 0.364 | 1 | 1 | cs | TRUE
202 | LV_4100-1_0_6_line_202 |  | 198 | 204 | 0.019094 | 0.125 | 0.08 | 261 | 0 | 0.364 | 1 | 1 | cs | TRUE
203 | LV_4100-1_0_6_line_203 |  | 199 | 207 | 0.035032 | 0.125 | 0.08 | 261 | 0 | 0.364 | 1 | 1 | cs | TRUE
204 | LV_4100-1_0_6_line_204 |  | 200 | 201 | 0.05241 | 0.125 | 0.08 | 261 | 0 | 0.364 | 1 | 5 | cs | TRUE
205 | LV_4100-1_0_6_line_205 |  | 200 | 202 | 0.017284 | 0.125 | 0.08 | 261 | 0 | 0.364 | 1 | 1 | cs | TRUE
206 | LV_4100-1_0_6_line_206 |  | 200 | 203 | 0.033751 | 0.125 | 0.08 | 261 | 0 | 0.364 | 1 | 5 | cs | TRUE
207 | LV_4100-1_0_6_line_207 |  | 201 | 210 | 0.019087 | 0.125 | 0.08 | 261 | 0 | 0.364 | 1 | 5 | cs | TRUE
208 | LV_4100-1_0_6_line_208 |  | 201 | 206 | 0.016978 | 0.125 | 0.08 | 261 | 0 | 0.364 | 1 | 1 | cs | TRUE
209 | LV_4100-1_0_6_line_209 |  | 202 | 208 | 0.0031954 | 0.125 | 0.08 | 261 | 0 | 0.364 | 1 | 1 | cs | TRUE
210 | LV_4100-1_0_6_line_210 |  | 203 | 224 | 0.017421 | 0.125 | 0.08 | 261 | 0 | 0.364 | 1 | 5 | cs | TRUE
211 | LV_4100-1_0_6_line_211 |  | 205 | 206 | 0.01529 | 0.125 | 0.08 | 261 | 0 | 0.364 | 1 | 1 | cs | TRUE
212 | LV_4100-1_0_6_line_212 |  | 207 | 238 | 0.0088952 | 0.125 | 0.08 | 261 | 0 | 0.364 | 1 | 1 | cs | TRUE
213 | LV_4100-1_0_6_line_213 |  | 208 | 209 | 0.015628 | 0.125 | 0.08 | 261 | 0 | 0.364 | 1 | 1 | cs | TRUE
214 | LV_4100-1_0_6_line_214 |  | 210 | 211 | 0.016825 | 0.125 | 0.08 | 261 | 0 | 0.364 | 1 | 2 | cs | TRUE
215 | LV_4100-1_0_6_line_215 |  | 211 | 253 | 0.020052 | 0.125 | 0.08 | 261 | 0 | 0.364 | 1 | 1 | cs | TRUE
216 | LV_4100-1_0_6_line_216 |  | 212 | 252 | 0.010647 | 0.125 | 0.08 | 261 | 0 | 0.364 | 1 | 1 | cs | TRUE
217 | LV_4100-1_0_6_line_217 |  | 213 | 217 | 0.021757 | 0.125 | 0.08 | 261 | 0 | 0.364 | 1 | 1 | cs | TRUE
218 | LV_4100-1_0_6_line_218 |  | 214 | 215 | 0.0076001 | 0.125 | 0.08 | 261 | 0 | 0.364 | 1 | 1 | cs | TRUE
219 | LV_4100-1_0_6_line_219 |  | 214 | 216 | 0.017447 | 0.125 | 0.08 | 261 | 0 | 0.364 | 1 | 1 | cs | TRUE
220 | LV_4100-1_0_6_line_220 |  | 215 | 217 | 0.007738 | 0.125 | 0.08 | 261 | 0 | 0.364 | 1 | 1 | cs | TRUE
221 | LV_4100-1_0_6_line_221 |  | 216 | 218 | 0.0024361 | 0.125 | 0.08 | 261 | 0 | 0.364 | 1 | 1 | cs | TRUE
222 | LV_4100-1_0_6_line_222 |  | 218 | 219 | 0.025941 | 0.125 | 0.08 | 261 | 0 | 0.364 | 1 | 1 | cs | TRUE
223 | LV_4100-1_0_6_line_223 |  | 219 | 220 | 0.012744 | 0.125 | 0.08 | 261 | 0 | 0.364 | 1 | 1 | cs | TRUE
224 | LV_4100-1_0_6_line_224 |  | 220 | 221 | 0.018826 | 0.125 | 0.08 | 261 | 0 | 0.364 | 1 | 1 | cs | TRUE
225 | LV_4100-1_0_6_line_225 |  | 222 | 223 | 0.020285 | 0.125 | 0.08 | 261 | 0 | 0.364 | 1 | 5 | cs | TRUE
226 | LV_4100-1_0_6_line_226 |  | 222 | 224 | 0.012226 | 0.125 | 0.08 | 261 | 0 | 0.364 | 1 | 5 | cs | TRUE
227 | LV_4100-1_0_6_line_227 |  | 223 | 225 | 0.0056591 | 0.125 | 0.08 | 261 | 0 | 0.364 | 1 | 5 | cs | TRUE
228 | LV_4100-1_0_6_line_228 |  | 225 | 230 | 0.00040258 | 0.125 | 0.08 | 261 | 0 | 0.364 | 1 | 5 | cs | TRUE
229 | LV_4100-1_0_6_line_229 |  | 226 | 227 | 0.0053296 | 0.125 | 0.08 | 261 | 0 | 0.364 | 1 | 5 | cs | TRUE
230 | LV_4100-1_0_6_line_230 |  | 226 | 228 | 0.035091 | 0.125 | 0.08 | 261 | 0 | 0.364 | 1 | 1 | cs | TRUE
231 | LV_4100-1_0_6_line_231 |  | 226 | 229 | 0.038526 | 0.125 | 0.08 | 261 | 0 | 0.364 | 1 | 5 | cs | TRUE
232 | LV_4100-1_0_6_line_232 |  | 227 | 244 | 0.015375 | 0.125 | 0.08 | 261 | 0 | 0.364 | 1 | 5 | cs | TRUE
233 | LV_4100-1_0_6_line_233 |  | 228 | 245 | 0.017639 | 0.125 | 0.08 | 261 | 0 | 0.364 | 1 | 1 | cs | TRUE
234 | LV_4100-1_0_6_line_234 |  | 229 | 231 | 0.0090701 | 0.125 | 0.08 | 261 | 0 | 0.364 | 1 | 5 | cs | TRUE
235 | LV_4100-1_0_6_line_235 |  | 230 | 231 | 0.0054719 | 0.125 | 0.08 | 261 | 0 | 0.364 | 1 | 5 | cs | TRUE
236 | LV_4100-1_0_6_line_236 |  | 232 | 233 | 0.025402 | 0.125 | 0.08 | 261 | 0 | 0.364 | 1 | 5 | cs | TRUE
237 | LV_4100-1_0_6_line_237 |  | 232 | 234 | 0.03438 | 0.125 | 0.08 | 261 | 0 | 0.364 | 1 | 5 | cs | TRUE
238 | LV_4100-1_0_6_line_238 |  | 233 | 235 | 0.0079779 | 0.125 | 0.08 | 261 | 0 | 0.364 | 1 | 5 | cs | TRUE
239 | LV_4100-1_0_6_line_239 |  | 234 | 236 | 0.018879 | 0.125 | 0.08 | 261 | 0 | 0.364 | 1 | 5 | cs | TRUE
240 | LV_4100-1_0_6_line_240 |  | 235 | 237 | 0.018235 | 0.125 | 0.08 | 261 | 0 | 0.364 | 1 | 5 | cs | TRUE
241 | LV_4100-1_0_6_line_241 |  | 235 | 238 | 0.0077448 | 0.125 | 0.08 | 261 | 0 | 0.364 | 1 | 1 | cs | TRUE
242 | LV_4100-1_0_6_line_242 |  | 236 | 239 | 0.035571 | 0.125 | 0.08 | 261 | 0 | 0.364 | 1 | 5 | cs | TRUE
243 | LV_4100-1_0_6_line_243 |  | 239 | 240 | 0.0028089 | 0.125 | 0.08 | 261 | 0 | 0.364 | 1 | 5 | cs | TRUE
244 | LV_4100-1_0_6_line_244 |  | 240 | 241 | 0.0047264 | 0.125 | 0.08 | 261 | 0 | 0.364 | 1 | 5 | cs | TRUE
245 | LV_4100-1_0_6_line_245 |  | 241 | 242 | 0.0013955 | 0.125 | 0.08 | 261 | 0 | 0.364 | 1 | 5 | cs | TRUE
246 | LV_4100-1_0_6_line_246 |  | 242 | 243 | 0.0014857 | 0.125 | 0.08 | 261 | 0 | 0.364 | 1 | 5 | cs | TRUE
247 | LV_4100-1_0_6_line_247 |  | 243 | 244 | 0.012774 | 0.125 | 0.08 | 261 | 0 | 0.364 | 1 | 5 | cs | TRUE
248 | LV_4100-1_0_6_line_248 |  | 245 | 246 | 0.15509 | 0.125 | 0.08 | 261 | 0 | 0.364 | 1 | 1 | cs | TRUE
249 | LV_4100-1_0_6_line_249 |  | 246 | 247 | 0.020784 | 0.125 | 0.08 | 261 | 0 | 0.364 | 1 | 1 | cs | TRUE
250 | LV_4100-1_0_6_line_250 |  | 248 | 249 | 0.025131 | 0.125 | 0.08 | 261 | 0 | 0.364 | 1 | 1 | cs | TRUE
251 | LV_4100-1_0_6_line_251 |  | 249 | 250 | 0.00048305 | 0.125 | 0.08 | 261 | 0 | 0.364 | 1 | 1 | cs | TRUE
252 | LV_4100-1_0_6_line_252 |  | 250 | 251 | 0.015463 | 0.125 | 0.08 | 261 | 0 | 0.364 | 1 | 1 | cs | TRUE

## trafo
| name | std_type | hv_bus | lv_bus | sn_mva | vn_hv_kv | vn_lv_kv | vk_percent | vkr_percent | pfe_kw | i0_percent | shift_degree | tap_side | tap_neutral | tap_min | tap_max | tap_step_percent | tap_step_degree | tap_pos | tap_phase_shifter | parallel | df | in_service
0 | LV_4100-1_0_6_trafo_162 | 0.63 MVA 20/0.4 kV | 254 | 140 | 0.63 | 20 | 0.4 | 6 | 1.206 | 1.65 | 0.2619 | 150 | hv | 0 | -2 | 2 | 2.5 | 0 | 0 | FALSE | 1 | 1 | TRUE

## line_geodata
| x0 | y0 | x1 | y1 | x2 | y2 | x3 | y3 | x4 | y4 | x5 | y5 | x6 | y6 | x7 | y7 | x8 | y8 | x9 | y9 | x10 | y10 | x11 | y11 | x12 | y12 | x13 | y13
0 | 2658221.3032 | 1257867.5505 | 2658214.2462 | 1257865.2573 | 2658212.9094 | 1257870.693
1 | 2658186.2812 | 1257829.3012 | 2658194.5919 | 1257832.9299 | 2658215.1067 | 1257837.557 | 2658228.2018 | 1257841.5108 | 2658221.3032 | 1257867.5505
2 | 2658160.5684 | 1257834.9638 | 2658164.4066 | 1257824.9387 | 2658172.8825 | 1257817.8947 | 2658178.9825 | 1257823.9812 | 2658186.2812 | 1257829.3012
3 | 2658186.2812 | 1257829.3012 | 2658185.061 | 1257808.928
4 | 2658160.5684 | 1257834.9638 | 2658158.8661 | 1257853.9592
5 | 2658183.249 | 1257778.6733 | 2658185.061 | 1257808.928
6 | 2658156.6308 | 1257878.901 | 2658158.8661 | 1257853.9592
7 | 2658164.6522 | 1257761.5958 | 2658182.2205 | 1257761.5016 | 2658183.249 | 1257778.6733
8 | 2658153.3941 | 1257985.768 | 2658147.3028 | 1257974.211 | 2658151.0439 | 1257970.2116
9 | 2658163.3248 | 1257937.406 | 2658151.0439 | 1257970.2116
10 | 2658153.3941 | 1257985.768 | 2658152.957 | 1257989.5887 | 2658153.5152 | 1257993.3969 | 2658154.9726 | 1257996.7504
11 | 2658153.8285 | 1257910.1069 | 2658152.8461 | 1257921.0829 | 2658155.3651 | 1257929.4359 | 2658163.3248 | 1257937.406
12 | 2658154.9726 | 1257996.7504 | 2658155.0487 | 1257996.9256 | 2658157.4391 | 1257999.9512
13 | 2658154.9726 | 1257996.7504 | 2658061.1952 | 1258037.6618
14 | 2658156.6308 | 1257878.901 | 2658153.8285 | 1257910.1069
15 | 2658033.9665 | 1258096.8872 | 2658049.3074 | 1258069.3623 | 2658059.2094 | 1258044.4748 | 2658061.1952 | 1258037.6618
16 | 2658033.9665 | 1258096.8872 | 2658039.6311 | 1258061.2616 | 2658040.1982 | 1258057.4385
17 | 2658313.4585 | 1257650.2683 | 2658320.0464 | 1257667.4198
18 | 2658313.4585 | 1257650.2683 | 2658319.9898 | 1257647.7864 | 2658340.2217 | 1257640.9285
19 | 2658313.4585 | 1257650.2683 | 2658305.6991 | 1257622.1965
20 | 2658340.2217 | 1257640.9285 | 2658365.0627 | 1257632.5084 | 2658370.8627 | 1257630.6101
21 | 2658301.4824 | 1257606.9416 | 2658305.6991 | 1257622.1965
22 | 2658301.4824 | 1257606.9416 | 2658297.7118 | 1257591.7047
23 | 2658301.4824 | 1257606.9416 | 2658323.8504 | 1257600.3534
24 | 2658297.7118 | 1257591.7047 | 2658282.9469 | 1257590.825
25 | 2658297.7118 | 1257591.7047 | 2658295.928 | 1257584.4931 | 2658291.5846 | 1257555.9859
26 | 2658323.8504 | 1257600.3534 | 2658351.908 | 1257592.0895
27 | 2658376.4133 | 1257384.3853 | 2658365.9052 | 1257386.8178
28 | 2658348.9524 | 1257390.7422 | 2658365.9052 | 1257386.8178
29 | 2658419.6141 | 1257375.0175 | 2658411.5112 | 1257376.2607 | 2658376.4133 | 1257384.3853
30 | 2658348.9524 | 1257390.7422 | 2658348.6714 | 1257390.8072 | 2658343.308 | 1257391.9943
31 | 2658419.6141 | 1257375.0175 | 2658420.3735 | 1257389.7466 | 2658421.8063 | 1257398.1334 | 2658424.9864 | 1257404.5701
32 | 2658419.6141 | 1257375.0175 | 2658419.9355 | 1257362.1901
33 | 2658327.3554 | 1257395.5249 | 2658343.308 | 1257391.9943
34 | 2658438.3185 | 1257421.1017 | 2658431.7663 | 1257414.221 | 2658425.2289 | 1257405.061 | 2658424.9864 | 1257404.5701
35 | 2658420.2383 | 1257340.7248 | 2658420.2734 | 1257348.7052 | 2658419.9355 | 1257362.1901
36 | 2658327.3554 | 1257395.5249 | 2658326.1687 | 1257395.7876
37 | 2658438.3185 | 1257421.1017 | 2658447.2343 | 1257413.1284 | 2658452.3311 | 1257407.1746
38 | 2658420.2383 | 1257340.7248 | 2658420.2142 | 1257335.226
39 | 2658319.677 | 1257397.2243 | 2658326.1687 | 1257395.7876
40 | 2658281.9412 | 1257405.3606 | 2658286.2922 | 1257404.5584 | 2658300.5705 | 1257402.5308 | 2658312.6944 | 1257398.7697 | 2658319.677 | 1257397.2243
41 | 2658281.9412 | 1257405.3606 | 2658281.5412 | 1257399.2745
42 | 2658281.9412 | 1257405.3606 | 2658282.4485 | 1257417.3964
43 | 2658528.434 | 1257435.8835 | 2658526.0874 | 1257431.9072
44 | 2658517.7233 | 1257418.6769 | 2658519.343 | 1257420.479 | 2658526.0874 | 1257431.9072
45 | 2658539.4254 | 1257454.5082 | 2658528.434 | 1257435.8835
46 | 2658511.4801 | 1257411.7309 | 2658517.7233 | 1257418.6769
47 | 2658539.4254 | 1257454.5082 | 2658541.4347 | 1257457.913 | 2658550.606 | 1257474.0017
48 | 2658511.4801 | 1257411.7309 | 2658502.426 | 1257401.6576
49 | 2658550.606 | 1257474.0017 | 2658551.2686 | 1257475.164
50 | 2658502.426 | 1257401.6576 | 2658499.0347 | 1257397.8844 | 2658494.284 | 1257393.9063
51 | 2658561.7541 | 1257493.5582 | 2658551.2686 | 1257475.164
52 | 2658475.4931 | 1257378.1712 | 2658494.284 | 1257393.9063
53 | 2658475.4931 | 1257378.1712 | 2658485.4244 | 1257361.8727
54 | 2658475.4931 | 1257378.1712 | 2658474.379 | 1257379.5684
55 | 2658491.2857 | 1257352.2535 | 2658485.4244 | 1257361.8727
56 | 2658456.4052 | 1257402.1091 | 2658474.379 | 1257379.5684
57 | 2658456.4052 | 1257402.1091 | 2658452.8409 | 1257406.579 | 2658452.3311 | 1257407.1746
58 | 2658561.7541 | 1257493.5582 | 2658562.452 | 1257494.7823
59 | 2658573.3751 | 1257514.4772 | 2658569.9982 | 1257508.0202 | 2658562.452 | 1257494.7823
60 | 2658576.2542 | 1257519.9822 | 2658573.3751 | 1257514.4772
61 | 2658588.6978 | 1257543.7752 | 2658576.2542 | 1257519.9822
62 | 2658588.6978 | 1257543.7752 | 2658568.2468 | 1257546.3303 | 2658563.1679 | 1257546.74
63 | 2658588.6978 | 1257543.7752 | 2658606.6992 | 1257541.1323
64 | 2658470.0739 | 1257457.6372 | 2658481.4311 | 1257478.1307
65 | 2658470.0739 | 1257457.6372 | 2658468.6264 | 1257455.0251 | 2658462.0818 | 1257447.5042
66 | 2658484.7547 | 1257484.1279 | 2658481.4311 | 1257478.1307
67 | 2658494.577 | 1257501.8519 | 2658484.7547 | 1257484.1279
68 | 2658494.577 | 1257501.8519 | 2658496.1351 | 1257504.6635
69 | 2658508.428 | 1257525.289 | 2658503.0509 | 1257517.1428 | 2658496.1351 | 1257504.6635
70 | 2658394.5668 | 1257443.6752 | 2658402.0881 | 1257473.6455
71 | 2658394.5668 | 1257443.6752 | 2658388.8572 | 1257445.0621
72 | 2658406.6518 | 1257490.7401 | 2658404.5784 | 1257483.5691 | 2658402.0881 | 1257473.6455
73 | 2658381.5486 | 1257446.8374 | 2658388.8572 | 1257445.0621
74 | 2658515.0557 | 1257535.33 | 2658508.428 | 1257525.289
75 | 2658515.0557 | 1257535.33 | 2658501.8462 | 1257545.944
76 | 2658515.0557 | 1257535.33 | 2658529.5253 | 1257544.435 | 2658529.5253 | 1257544.435
77 | 2658501.8462 | 1257545.944 | 2658500.6998 | 1257546.8651
78 | 2658542.7095 | 1257546.4445 | 2658529.5253 | 1257544.435
79 | 2658486.5268 | 1257555.6922 | 2658491.5024 | 1257554.2553 | 2658500.6998 | 1257546.8651
80 | 2658543.5462 | 1257546.5721 | 2658542.7095 | 1257546.4445
81 | 2658486.5268 | 1257555.6922 | 2658485.2472 | 1257556.0618
82 | 2658543.5462 | 1257546.5721 | 2658551.0571 | 1257547.7169 | 2658563.1679 | 1257546.74
83 | 2658410.4226 | 1257503.7823 | 2658406.6518 | 1257490.7401
84 | 2658381.5486 | 1257446.8374 | 2658362.223 | 1257451.5318
85 | 2658506.8141 | 1257324.8646 | 2658508.3754 | 1257321.5042
86 | 2658506.8141 | 1257324.8646 | 2658520.544 | 1257334.9544
87 | 2658515.2887 | 1257306.6242 | 2658508.3754 | 1257321.5042
88 | 2658520.544 | 1257334.9544 | 2658525.579 | 1257338.6545
89 | 2658515.2887 | 1257306.6242 | 2658487.2625 | 1257295.8507
90 | 2658515.2887 | 1257306.6242 | 2658521.7289 | 1257292.242
91 | 2658525.579 | 1257338.6545 | 2658536.0462 | 1257346.3466 | 2658540.3359 | 1257350.6321
92 | 2658606.6992 | 1257541.1323 | 2658615.4294 | 1257539.8506
93 | 2658615.4294 | 1257539.8506 | 2658632.4025 | 1257537.3587 | 2658635.5756 | 1257536.3411
94 | 2658619.476 | 1257464.1225 | 2658613.7193 | 1257453.3765
95 | 2658619.476 | 1257464.1225 | 2658622.8797 | 1257470.4763
96 | 2658607.0566 | 1257441.5737 | 2658611.6554 | 1257449.5238 | 2658613.7193 | 1257453.3765
97 | 2658633.7746 | 1257490.8137 | 2658622.8797 | 1257470.4763
98 | 2658607.0566 | 1257441.5737 | 2658604.5783 | 1257437.2895
99 | 2658633.7746 | 1257490.8137 | 2658636.3152 | 1257495.5564 | 2658636.6257 | 1257496.1927
100 | 2658593.5869 | 1257418.2883 | 2658604.5783 | 1257437.2895
101 | 2658644.1346 | 1257511.5817 | 2658636.6257 | 1257496.1927
102 | 2658593.5869 | 1257418.2883 | 2658585.7536 | 1257404.7465 | 2658580.7242 | 1257398.1347
103 | 2658653.4229 | 1257530.6175 | 2658644.1346 | 1257511.5817
104 | 2658653.4229 | 1257530.6175 | 2658635.5756 | 1257536.3411
105 | 2658653.4229 | 1257530.6175 | 2658660.8215 | 1257527.7396
106 | 2658660.8215 | 1257527.7396 | 2658669.4072 | 1257524.3999
107 | 2658580.5803 | 1257397.9455 | 2658580.7242 | 1257398.1347
108 | 2658580.5803 | 1257397.9455 | 2658565.8081 | 1257378.5252
109 | 2658676.298 | 1257519.8325 | 2658673.1859 | 1257522.93 | 2658669.4072 | 1257524.3999
110 | 2658686.3601 | 1257509.8178 | 2658676.298 | 1257519.8325
111 | 2658498.6765 | 1257215.4771 | 2658500.4188 | 1257212.8436 | 2658502.9257 | 1257212.4903 | 2658515.6537 | 1257214.5713
112 | 2658487.9194 | 1257237.004 | 2658488.0823 | 1257234.2592 | 2658486.9838 | 1257233.2477 | 2658483.2984 | 1257230.0201 | 2658486.7862 | 1257226.5409 | 2658497.5494 | 1257225.4576 | 2658501.2126 | 1257226.3722 | 2658501.9565 | 1257225.1008 | 2658501.0831 | 1257224.2138 | 2658498.8658 | 1257221.9681 | 2658498.6105 | 1257221.0983 | 2658496.5476 | 1257219.2543 | 2658497.0278 | 1257217.9693 | 2658498.6765 | 1257215.4771
113 | 2658477.1522 | 1257236.2083 | 2658487.9194 | 1257237.004
114 | 2658487.9194 | 1257237.004 | 2658499.8022 | 1257237.8876
115 | 2658477.1522 | 1257236.2083 | 2658468.0408 | 1257238.6398
116 | 2658556.9713 | 1257243.3576 | 2658569.1129 | 1257243.9447 | 2658578.7066 | 1257244.1761
117 | 2658547.4661 | 1257246.0878 | 2658556.9713 | 1257243.3576
118 | 2658578.7066 | 1257244.1761 | 2658601.4496 | 1257244.7247
119 | 2658532.5294 | 1257268.1226 | 2658536.2416 | 1257259.4975 | 2658540.5948 | 1257252.391 | 2658547.4661 | 1257246.0878
120 | 2658468.0408 | 1257238.6398 | 2658445.8293 | 1257244.5674
121 | 2658642.2793 | 1257245.959 | 2658623.0586 | 1257245.246 | 2658601.4496 | 1257244.7247
122 | 2658532.5294 | 1257268.1226 | 2658521.7289 | 1257292.242
123 | 2658532.5294 | 1257268.1226 | 2658549.1774 | 1257280.4181 | 2658552.8152 | 1257283.1407
124 | 2658445.8293 | 1257244.5674 | 2658445.54 | 1257244.6446
125 | 2658547.4558 | 1257357.7448 | 2658540.3359 | 1257350.6321
126 | 2658547.4558 | 1257357.7448 | 2658558.0571 | 1257368.3355 | 2658561.3067 | 1257372.6076
127 | 2658565.8081 | 1257378.5252 | 2658561.3067 | 1257372.6076
128 | 2658391.4613 | 1257581.2306 | 2658416.2204 | 1257575.1315
129 | 2658375.0514 | 1257585.273 | 2658391.4613 | 1257581.2306
130 | 2658436.5908 | 1257570.1135 | 2658416.2204 | 1257575.1315
131 | 2658375.0514 | 1257585.273 | 2658351.908 | 1257592.0895
132 | 2658375.0514 | 1257585.273 | 2658365.138 | 1257562.181 | 2658364.1791 | 1257557.9143
133 | 2658436.5908 | 1257570.1135 | 2658460.1859 | 1257563.2993
134 | 2658436.5908 | 1257570.1135 | 2658429.6716 | 1257553.3981
135 | 2658436.5908 | 1257570.1135 | 2658442.9869 | 1257582.3126
136 | 2658362.9045 | 1257552.2428 | 2658364.1791 | 1257557.9143
137 | 2658460.1859 | 1257563.2993 | 2658471.4759 | 1257560.0388
138 | 2658429.6716 | 1257553.3981 | 2658425.5591 | 1257543.4633 | 2658420.9904 | 1257532.7074
139 | 2658442.9869 | 1257582.3126 | 2658455.3655 | 1257605.9221
140 | 2658358.3231 | 1257531.8574 | 2658362.9045 | 1257552.2428
141 | 2658485.2472 | 1257556.0618 | 2658471.4759 | 1257560.0388
142 | 2658419.0911 | 1257528.2362 | 2658420.9904 | 1257532.7074
143 | 2658358.1875 | 1257531.254 | 2658358.3231 | 1257531.8574
144 | 2658419.0911 | 1257528.2362 | 2658414.0861 | 1257516.453 | 2658413.408 | 1257514.108
145 | 2658273.0996 | 1257589.8208 | 2658275.3541 | 1257590.3726 | 2658282.9469 | 1257590.825
146 | 2658291.5846 | 1257555.9859 | 2658291.0197 | 1257552.2782
147 | 2658268.701 | 1257588.7443 | 2658273.0996 | 1257589.8208
148 | 2658286.1515 | 1257520.3261 | 2658291.0197 | 1257552.2782
149 | 2658357.3475 | 1257527.5162 | 2658358.1875 | 1257531.254
150 | 2658355.1052 | 1257517.539 | 2658357.3475 | 1257527.5162
151 | 2658642.2793 | 1257245.959 | 2658652.4427 | 1257268.1024
152 | 2658642.2793 | 1257245.959 | 2658802.6938 | 1257107.4051
153 | 2658557.6361 | 1257286.7488 | 2658552.8152 | 1257283.1407
154 | 2658652.4427 | 1257268.1024 | 2658656.2958 | 1257276.4974 | 2658660.8746 | 1257287.1605
155 | 2658663.5211 | 1257299.1408 | 2658662.6636 | 1257291.3267 | 2658660.8746 | 1257287.1605
156 | 2658587.2121 | 1257308.8877 | 2658606.9054 | 1257325.5703
157 | 2658606.9054 | 1257325.5703 | 2658609.9836 | 1257328.1779
158 | 2658625.2972 | 1257343.9697 | 2658619.2115 | 1257335.9951 | 2658609.9836 | 1257328.1779
159 | 2658267.4758 | 1257331.4209 | 2658326.6037 | 1257327.0174
160 | 2658267.4758 | 1257331.4209 | 2658272.1978 | 1257331.2339 | 2658274.9233 | 1257366.0856
161 | 2658278.6076 | 1257389.0393 | 2658277.8308 | 1257386.3287 | 2658275.7004 | 1257376.0226 | 2658274.9233 | 1257366.0856
162 | 2658694.6848 | 1257483.781 | 2658694.6826 | 1257483.9055
163 | 2658694.6848 | 1257483.781 | 2658694.819 | 1257476.4666 | 2658692.0968 | 1257461.6301
164 | 2658694.6826 | 1257483.9055 | 2658694.5234 | 1257492.5864 | 2658692.1026 | 1257497.6962
165 | 2658691.7573 | 1257459.7799 | 2658692.0968 | 1257461.6301
166 | 2658686.3601 | 1257509.8178 | 2658692.1026 | 1257497.6962
167 | 2658683.8489 | 1257439.8984 | 2658691.7573 | 1257459.7799
168 | 2658686.3601 | 1257509.8178 | 2658691.234 | 1257514.0692 | 2658704.6018 | 1257522.4018
169 | 2658683.8489 | 1257439.8984 | 2658703.4301 | 1257431.0059
170 | 2658683.8489 | 1257439.8984 | 2658680.2106 | 1257432.1621
171 | 2658715.8342 | 1257534.1051 | 2658705.427 | 1257522.9162 | 2658704.6018 | 1257522.4018
172 | 2658668.0608 | 1257408.3678 | 2658676.9666 | 1257425.2642 | 2658680.2106 | 1257432.1621
173 | 2658651.5617 | 1257378.3867 | 2658652.4022 | 1257379.4881 | 2658653.1513 | 1257380.7093
174 | 2658651.5617 | 1257378.3867 | 2658650.6037 | 1257377.1313
175 | 2658653.1513 | 1257380.7093 | 2658655.5039 | 1257384.5447 | 2658664.1419 | 1257400.9329
176 | 2658640.5791 | 1257363.9951 | 2658650.6037 | 1257377.1313
177 | 2658666.3314 | 1257405.0868 | 2658664.1419 | 1257400.9329
178 | 2658640.5791 | 1257363.9951 | 2658634.5269 | 1257356.0644
179 | 2658668.0608 | 1257408.3678 | 2658666.3314 | 1257405.0868
180 | 2658633.7654 | 1257355.0665 | 2658634.5269 | 1257356.0644
181 | 2658625.2972 | 1257343.9697 | 2658633.7654 | 1257355.0665
182 | 2658410.4226 | 1257503.7823 | 2658413.408 | 1257514.108
183 | 2658341.3715 | 1257456.5875 | 2658347.4115 | 1257455.1297 | 2658352.5019 | 1257453.8932
184 | 2658341.3715 | 1257456.5875 | 2658337.8187 | 1257457.445
185 | 2658352.5019 | 1257453.8932 | 2658353.4141 | 1257453.6716
186 | 2658312.82 | 1257463.4788 | 2658337.8187 | 1257457.445
187 | 2658353.4141 | 1257453.6716 | 2658362.223 | 1257451.5318
188 | 2658312.82 | 1257463.4788 | 2658312.3573 | 1257463.5905 | 2658302.3931 | 1257465.516 | 2658296.4876 | 1257465.2221
189 | 2658274.4375 | 1257433.8293 | 2658280.2915 | 1257433.5312 | 2658280.7413 | 1257429.1992 | 2658281.2851 | 1257425.2795 | 2658282.2204 | 1257420.652
190 | 2658274.4375 | 1257433.8293 | 2658268.7644 | 1257434.1293
191 | 2658282.4485 | 1257417.3964 | 2658282.2204 | 1257420.652
192 | 2658266.1097 | 1257418.87 | 2658268.4407 | 1257425.6534 | 2658268.7644 | 1257434.1293
193 | 2658282.209 | 1257503.3017 | 2658282.3912 | 1257503.6131 | 2658284.2992 | 1257508.1684 | 2658286.1515 | 1257520.3261
194 | 2658268.701 | 1257588.7443 | 2658265.4687 | 1257587.9532
195 | 2658266.1097 | 1257418.87 | 2658251.6164 | 1257419.7614
196 | 2658251.6164 | 1257419.7614 | 2658232.2869 | 1257420.9611 | 2658222.6391 | 1257421.6469
197 | 2658244.1727 | 1257664.9457 | 2658244.3718 | 1257657.2391
198 | 2658244.1727 | 1257664.9457 | 2658244.0533 | 1257669.5658 | 2658243.6969 | 1257682.4467
199 | 2658244.3718 | 1257657.2391 | 2658244.4956 | 1257652.4481
200 | 2658243.6969 | 1257682.4467 | 2658242.4252 | 1257728.406
201 | 2658244.4956 | 1257652.4481 | 2658244.9413 | 1257635.1984
202 | 2658241.5475 | 1257747.4699 | 2658242.0288 | 1257742.7316 | 2658242.4252 | 1257728.406
203 | 2658246.5043 | 1257600.2113 | 2658245.5024 | 1257613.4843 | 2658244.9413 | 1257635.1984
204 | 2658151.2779 | 1257654.0652 | 2658158.1186 | 1257706.0251
205 | 2658151.2779 | 1257654.0652 | 2658168.4077 | 1257651.764
206 | 2658151.2779 | 1257654.0652 | 2658146.723 | 1257620.6231
207 | 2658158.1186 | 1257706.0251 | 2658160.6342 | 1257724.9461
208 | 2658158.1186 | 1257706.0251 | 2658174.9891 | 1257704.12
209 | 2658168.4077 | 1257651.764 | 2658171.5747 | 1257651.3385
210 | 2658144.372 | 1257603.3611 | 2658146.723 | 1257620.6231
211 | 2658190.1829 | 1257702.4042 | 2658174.9891 | 1257704.12
212 | 2658246.5043 | 1257600.2113 | 2658247.1738 | 1257591.3413
213 | 2658187.0638 | 1257649.2577 | 2658171.5747 | 1257651.3385
214 | 2658160.6342 | 1257724.9461 | 2658162.8435 | 1257741.5637 | 2658162.8491 | 1257741.6251
215 | 2658164.6522 | 1257761.5958 | 2658162.8491 | 1257741.6251
216 | 2658281.5412 | 1257399.2745 | 2658278.6076 | 1257389.0393
217 | 2658420.1186 | 1257313.4694 | 2658420.2142 | 1257335.226
218 | 2658420.0512 | 1257298.1314 | 2658420.0846 | 1257305.7315
219 | 2658420.0512 | 1257298.1314 | 2658419.9877 | 1257283.6892 | 2658419.6809 | 1257280.7
220 | 2658420.1186 | 1257313.4694 | 2658420.0846 | 1257305.7315
221 | 2658419.4321 | 1257278.2766 | 2658419.6809 | 1257280.7
222 | 2658415.0372 | 1257252.7849 | 2658417.986 | 1257264.1888 | 2658419.4321 | 1257278.2766
223 | 2658415.0372 | 1257252.7849 | 2658427.3502 | 1257249.499
224 | 2658445.54 | 1257244.6446 | 2658427.3502 | 1257249.499
225 | 2658142.2201 | 1257591.3264 | 2658138.6499 | 1257571.3584
226 | 2658144.372 | 1257603.3611 | 2658142.2201 | 1257591.3264
227 | 2658138.6499 | 1257571.3584 | 2658137.6538 | 1257565.7877
228 | 2658137.5829 | 1257565.3914 | 2658137.6538 | 1257565.7877
229 | 2658159.9653 | 1257521.7138 | 2658165.2707 | 1257521.207
230 | 2658159.9653 | 1257521.7138 | 2658145.53 | 1257523.0929 | 2658146.8852 | 1257502.5471
231 | 2658159.9653 | 1257521.7138 | 2658135.0234 | 1257551.0764
232 | 2658165.2707 | 1257521.207 | 2658180.5762 | 1257519.7449
233 | 2658148.0462 | 1257484.9458 | 2658146.8852 | 1257502.5471
234 | 2658135.0234 | 1257551.0764 | 2658136.6198 | 1257560.0049
235 | 2658136.6198 | 1257560.0049 | 2658137.5829 | 1257565.3914
236 | 2658250.7907 | 1257550.3801 | 2658250.7907 | 1257550.3801 | 2658248.8831 | 1257568.7634 | 2658248.3599 | 1257575.6634
237 | 2658258.141 | 1257516.795 | 2658250.7907 | 1257550.3801
238 | 2658247.7567 | 1257583.6185 | 2658248.3599 | 1257575.6634
239 | 2658258.141 | 1257516.795 | 2658239.2657 | 1257517.1757
240 | 2658247.7567 | 1257583.6185 | 2658265.4687 | 1257587.9532
241 | 2658247.7567 | 1257583.6185 | 2658247.1738 | 1257591.3413
242 | 2658203.7137 | 1257518.3288 | 2658232.2059 | 1257517.3181 | 2658239.2657 | 1257517.1757
243 | 2658203.7137 | 1257518.3288 | 2658200.9065 | 1257518.4284
244 | 2658200.9065 | 1257518.4284 | 2658196.1831 | 1257518.596
245 | 2658194.7885 | 1257518.6455 | 2658196.1831 | 1257518.596
246 | 2658193.3037 | 1257518.6981 | 2658194.7885 | 1257518.6455
247 | 2658193.3037 | 1257518.6981 | 2658190.4878 | 1257518.798 | 2658180.5762 | 1257519.7449
248 | 2658148.0462 | 1257484.9458 | 2658002.542 | 1257431.2733
249 | 2658000.9566 | 1257410.5495 | 2658002.542 | 1257431.2733
250 | 2658222.6391 | 1257421.6469 | 2658217.3093 | 1257422.0257 | 2658212.758 | 1257432.4662 | 2658213.2166 | 1257440.8522
251 | 2658213.2166 | 1257440.8522 | 2658213.2429 | 1257441.3345
252 | 2658214.0872 | 1257456.7745 | 2658213.2429 | 1257441.3345

## bus_geodata
| x | y | coords
0 | 2658212.9094 | 1257870.693
1 | 2658221.3032 | 1257867.5505
2 | 2658186.2812 | 1257829.3012
3 | 2658160.5684 | 1257834.9637
4 | 2658185.061 | 1257808.928
5 | 2658158.8661 | 1257853.9592
6 | 2658183.249 | 1257778.6733
7 | 2658151.0439 | 1257970.2116
8 | 2658153.3941 | 1257985.768
9 | 2658163.3248 | 1257937.406
10 | 2658154.9726 | 1257996.7504
11 | 2658153.8285 | 1257910.1069
12 | 2658157.4391 | 1257999.9512
13 | 2658061.1952 | 1258037.6618
14 | 2658040.1982 | 1258057.4385
15 | 2658033.9665 | 1258096.8872
16 | 2658156.6308 | 1257878.901
17 | 2658320.0464 | 1257667.4198
18 | 2658313.4585 | 1257650.2683
19 | 2658340.2217 | 1257640.9285
20 | 2658305.6991 | 1257622.1965
21 | 2658370.8627 | 1257630.6101
22 | 2658301.4824 | 1257606.9416
23 | 2658297.7118 | 1257591.7047
24 | 2658323.8504 | 1257600.3534
25 | 2658365.9052 | 1257386.8178
26 | 2658376.4133 | 1257384.3853
27 | 2658348.9524 | 1257390.7422
28 | 2658419.6141 | 1257375.0175
29 | 2658343.308 | 1257391.9943
30 | 2658424.9864 | 1257404.5701
31 | 2658419.9355 | 1257362.1901
32 | 2658327.3554 | 1257395.5249
33 | 2658438.3185 | 1257421.1017
34 | 2658420.2383 | 1257340.7248
35 | 2658326.1687 | 1257395.7876
36 | 2658319.677 | 1257397.2243
37 | 2658281.9412 | 1257405.3606
38 | 2658526.0874 | 1257431.9072
39 | 2658528.434 | 1257435.8835
40 | 2658517.7233 | 1257418.6769
41 | 2658539.4254 | 1257454.5082
42 | 2658511.4801 | 1257411.7309
43 | 2658550.606 | 1257474.0017
44 | 2658502.426 | 1257401.6576
45 | 2658551.2686 | 1257475.164
46 | 2658494.284 | 1257393.9063
47 | 2658475.4931 | 1257378.1712
48 | 2658485.4244 | 1257361.8727
49 | 2658474.379 | 1257379.5684
50 | 2658491.2857 | 1257352.2535
51 | 2658456.4052 | 1257402.1091
52 | 2658452.3311 | 1257407.1746
53 | 2658561.7542 | 1257493.5582
54 | 2658562.452 | 1257494.7823
55 | 2658573.3751 | 1257514.4772
56 | 2658576.2542 | 1257519.9822
57 | 2658588.6978 | 1257543.7752
58 | 2658470.0739 | 1257457.6372
59 | 2658481.4311 | 1257478.1307
60 | 2658462.0818 | 1257447.5042
61 | 2658484.7547 | 1257484.1279
62 | 2658494.577 | 1257501.8519
63 | 2658496.1351 | 1257504.6635
64 | 2658394.5668 | 1257443.6751
65 | 2658402.0881 | 1257473.6455
66 | 2658388.8572 | 1257445.0621
67 | 2658508.428 | 1257525.289
68 | 2658515.0557 | 1257535.33
69 | 2658501.8462 | 1257545.944
70 | 2658529.5253 | 1257544.435
71 | 2658500.6998 | 1257546.8651
72 | 2658542.7095 | 1257546.4445
73 | 2658486.5268 | 1257555.6922
74 | 2658543.5462 | 1257546.5721
75 | 2658406.6518 | 1257490.7401
76 | 2658381.5486 | 1257446.8374
77 | 2658506.8141 | 1257324.8646
78 | 2658508.3754 | 1257321.5042
79 | 2658520.544 | 1257334.9544
80 | 2658515.2887 | 1257306.6242
81 | 2658525.579 | 1257338.6545
82 | 2658563.1679 | 1257546.74
83 | 2658606.6992 | 1257541.1323
84 | 2658615.4294 | 1257539.8506
85 | 2658619.476 | 1257464.1225
86 | 2658613.7193 | 1257453.3765
87 | 2658622.8797 | 1257470.4763
88 | 2658607.0566 | 1257441.5737
89 | 2658633.7746 | 1257490.8137
90 | 2658604.5783 | 1257437.2895
91 | 2658636.6257 | 1257496.1927
92 | 2658593.5869 | 1257418.2883
93 | 2658644.1346 | 1257511.5817
94 | 2658635.5756 | 1257536.3411
95 | 2658653.4229 | 1257530.6175
96 | 2658660.8215 | 1257527.7396
97 | 2658580.7242 | 1257398.1347
98 | 2658580.5803 | 1257397.9455
99 | 2658669.4072 | 1257524.3999
100 | 2658676.298 | 1257519.8325
101 | 2658498.6765 | 1257215.4771
102 | 2658515.6537 | 1257214.5713
103 | 2658487.9194 | 1257237.004
104 | 2658477.1522 | 1257236.2083
105 | 2658499.8022 | 1257237.8876
106 | 2658556.9713 | 1257243.3576
107 | 2658578.7066 | 1257244.1761
108 | 2658547.4661 | 1257246.0878
109 | 2658468.0408 | 1257238.6398
110 | 2658601.4496 | 1257244.7247
111 | 2658532.5294 | 1257268.1226
112 | 2658445.8293 | 1257244.5674
113 | 2658540.3359 | 1257350.6321
114 | 2658547.4558 | 1257357.7448
115 | 2658561.3067 | 1257372.6076
116 | 2658487.2625 | 1257295.8507
117 | 2658521.7289 | 1257292.242
118 | 2658565.8081 | 1257378.5252
119 | 2658391.4613 | 1257581.2306
120 | 2658416.2204 | 1257575.1315
121 | 2658375.0514 | 1257585.273
122 | 2658436.5908 | 1257570.1135
123 | 2658351.908 | 1257592.0895
124 | 2658364.1791 | 1257557.9143
125 | 2658460.1859 | 1257563.2993
126 | 2658429.6716 | 1257553.3981
127 | 2658442.9869 | 1257582.3126
128 | 2658362.9045 | 1257552.2428
129 | 2658471.4759 | 1257560.0388
130 | 2658420.9904 | 1257532.7074
131 | 2658455.3655 | 1257605.9221
132 | 2658358.3231 | 1257531.8574
133 | 2658485.2472 | 1257556.0618
134 | 2658419.0911 | 1257528.2362
135 | 2658282.9469 | 1257590.825
136 | 2658291.5846 | 1257555.9859
137 | 2658273.0996 | 1257589.8208
138 | 2658291.0197 | 1257552.2782
139 | 2658358.1875 | 1257531.254
140 | 2658357.3475 | 1257527.5162
141 | 2658355.1052 | 1257517.539
142 | 2658642.2794 | 1257245.959
143 | 2658552.8152 | 1257283.1407
144 | 2658652.4427 | 1257268.1024
145 | 2658802.6938 | 1257107.4051
146 | 2658660.8746 | 1257287.1605
147 | 2658663.5211 | 1257299.1408
148 | 2658557.6361 | 1257286.7488
149 | 2658587.2121 | 1257308.8877
150 | 2658606.9054 | 1257325.5703
151 | 2658609.9836 | 1257328.1779
152 | 2658326.6037 | 1257327.0174
153 | 2658267.4758 | 1257331.4209
154 | 2658274.9233 | 1257366.0856
155 | 2658694.6848 | 1257483.781
156 | 2658694.6826 | 1257483.9055
157 | 2658692.0968 | 1257461.6301
158 | 2658692.1026 | 1257497.6962
159 | 2658691.7573 | 1257459.7799
160 | 2658686.3601 | 1257509.8178
161 | 2658683.8489 | 1257439.8984
162 | 2658704.6018 | 1257522.4018
163 | 2658703.4301 | 1257431.0059
164 | 2658680.2106 | 1257432.1621
165 | 2658651.5617 | 1257378.3867
166 | 2658653.1513 | 1257380.7093
167 | 2658650.6037 | 1257377.1313
168 | 2658664.1419 | 1257400.9329
169 | 2658640.5791 | 1257363.9951
170 | 2658666.3314 | 1257405.0868
171 | 2658634.5269 | 1257356.0644
172 | 2658668.0608 | 1257408.3678
173 | 2658633.7654 | 1257355.0665
174 | 2658625.2972 | 1257343.9697
175 | 2658715.8342 | 1257534.1051
176 | 2658410.4226 | 1257503.7823
177 | 2658413.408 | 1257514.108
178 | 2658341.3715 | 1257456.5875
179 | 2658352.5019 | 1257453.8932
180 | 2658337.8187 | 1257457.445
181 | 2658353.4141 | 1257453.6716
182 | 2658312.82 | 1257463.4788
183 | 2658362.223 | 1257451.5318
184 | 2658296.4876 | 1257465.2221
185 | 2658274.4375 | 1257433.8293
186 | 2658282.2204 | 1257420.652
187 | 2658268.7644 | 1257434.1293
188 | 2658282.209 | 1257503.3017
189 | 2658286.1515 | 1257520.3261
190 | 2658268.701 | 1257588.7443
191 | 2658282.4485 | 1257417.3964
192 | 2658266.1097 | 1257418.87
193 | 2658251.6164 | 1257419.7614
194 | 2658244.1726 | 1257664.9457
195 | 2658244.3718 | 1257657.2391
196 | 2658243.6969 | 1257682.4467
197 | 2658244.4956 | 1257652.4481
198 | 2658242.4252 | 1257728.406
199 | 2658244.9413 | 1257635.1984
200 | 2658151.2779 | 1257654.0652
201 | 2658158.1186 | 1257706.0251
202 | 2658168.4077 | 1257651.764
203 | 2658146.723 | 1257620.6231
204 | 2658241.5475 | 1257747.4699
205 | 2658190.1829 | 1257702.4042
206 | 2658174.9891 | 1257704.12
207 | 2658246.5043 | 1257600.2113
208 | 2658171.5747 | 1257651.3385
209 | 2658187.0638 | 1257649.2577
210 | 2658160.6342 | 1257724.9461
211 | 2658162.8491 | 1257741.6251
212 | 2658281.5412 | 1257399.2745
213 | 2658420.2142 | 1257335.226
214 | 2658420.0512 | 1257298.1314
215 | 2658420.0846 | 1257305.7315
216 | 2658419.6809 | 1257280.7
217 | 2658420.1186 | 1257313.4694
218 | 2658419.4321 | 1257278.2766
219 | 2658415.0372 | 1257252.7849
220 | 2658427.3502 | 1257249.499
221 | 2658445.54 | 1257244.6446
222 | 2658142.2201 | 1257591.3264
223 | 2658138.6499 | 1257571.3584
224 | 2658144.372 | 1257603.3611
225 | 2658137.6538 | 1257565.7877
226 | 2658159.9653 | 1257521.7138
227 | 2658165.2707 | 1257521.207
228 | 2658146.8852 | 1257502.5471
229 | 2658135.0234 | 1257551.0764
230 | 2658137.5829 | 1257565.3914
231 | 2658136.6198 | 1257560.0049
232 | 2658250.7907 | 1257550.3801
233 | 2658248.3599 | 1257575.6634
234 | 2658258.141 | 1257516.795
235 | 2658247.7567 | 1257583.6185
236 | 2658239.2657 | 1257517.1757
237 | 2658265.4687 | 1257587.9532
238 | 2658247.1738 | 1257591.3413
239 | 2658203.7137 | 1257518.3288
240 | 2658200.9065 | 1257518.4284
241 | 2658196.1831 | 1257518.596
242 | 2658194.7885 | 1257518.6455
243 | 2658193.3037 | 1257518.6981
244 | 2658180.5762 | 1257519.7449
245 | 2658148.0462 | 1257484.9458
246 | 2658002.542 | 1257431.2733
247 | 2658000.9566 | 1257410.5495
248 | 2658222.6391 | 1257421.6469
249 | 2658213.2166 | 1257440.8522
250 | 2658213.2429 | 1257441.3345
251 | 2658214.0872 | 1257456.7745
252 | 2658278.6076 | 1257389.0393
253 | 2658164.6522 | 1257761.5958
254 | 2658355.1052 | 1257517.539

## line_std_types
| c_nf_per_km | r_ohm_per_km | x_ohm_per_km | max_i_ka | type | q_mm2 | alpha | voltage_rating
NAYY 4x50 SE | 210 | 0.642 | 0.083 | 0.142 | cs | 50 | 0.00403 | LV
NAYY 4x120 SE | 264 | 0.225 | 0.08 | 0.242 | cs | 120 | 0.00403 | LV
NAYY 4x150 SE | 261 | 0.208 | 0.08 | 0.27 | cs | 150 | 0.00403 | LV
NA2XS2Y 1x95 RM/25 12/20 kV | 216 | 0.313 | 0.132 | 0.252 | cs | 95 | 0.00403 | MV
NA2XS2Y 1x185 RM/25 12/20 kV | 273 | 0.161 | 0.117 | 0.362 | cs | 185 | 0.00403 | MV
NA2XS2Y 1x240 RM/25 12/20 kV | 304 | 0.122 | 0.112 | 0.421 | cs | 240 | 0.00403 | MV
NA2XS2Y 1x95 RM/25 6/10 kV | 315 | 0.313 | 0.123 | 0.249 | cs | 95 | 0.00403 | MV
NA2XS2Y 1x185 RM/25 6/10 kV | 406 | 0.161 | 0.11 | 0.358 | cs | 185 | 0.00403 | MV
NA2XS2Y 1x240 RM/25 6/10 kV | 456 | 0.122 | 0.105 | 0.416 | cs | 240 | 0.00403 | MV
NA2XS2Y 1x150 RM/25 12/20 kV | 250 | 0.206 | 0.116 | 0.319 | cs | 150 | 0.00403 | MV
NA2XS2Y 1x120 RM/25 12/20 kV | 230 | 0.253 | 0.119 | 0.283 | cs | 120 | 0.00403 | MV
NA2XS2Y 1x70 RM/25 12/20 kV | 190 | 0.443 | 0.132 | 0.22 | cs | 70 | 0.00403 | MV
NA2XS2Y 1x150 RM/25 6/10 kV | 360 | 0.206 | 0.11 | 0.315 | cs | 150 | 0.00403 | MV
NA2XS2Y 1x120 RM/25 6/10 kV | 340 | 0.253 | 0.113 | 0.28 | cs | 120 | 0.00403 | MV
NA2XS2Y 1x70 RM/25 6/10 kV | 280 | 0.443 | 0.123 | 0.217 | cs | 70 | 0.00403 | MV
N2XS(FL)2Y 1x120 RM/35 64/110 kV | 112 | 0.153 | 0.166 | 0.366 | cs | 120 | 0.00393 | HV
N2XS(FL)2Y 1x185 RM/35 64/110 kV | 125 | 0.099 | 0.156 | 0.457 | cs | 185 | 0.00393 | HV
N2XS(FL)2Y 1x240 RM/35 64/110 kV | 135 | 0.075 | 0.149 | 0.526 | cs | 240 | 0.00393 | HV
N2XS(FL)2Y 1x300 RM/35 64/110 kV | 144 | 0.06 | 0.144 | 0.588 | cs | 300 | 0.00393 | HV
15-AL1/3-ST1A 0.4 | 11 | 1.8769 | 0.35 | 0.105 | ol | 16 | 0.00403 | LV
24-AL1/4-ST1A 0.4 | 11.25 | 1.2012 | 0.335 | 0.14 | ol | 24 | 0.00403 | LV
48-AL1/8-ST1A 0.4 | 12.2 | 0.5939 | 0.3 | 0.21 | ol | 48 | 0.00403 | LV
94-AL1/15-ST1A 0.4 | 13.2 | 0.306 | 0.29 | 0.35 | ol | 94 | 0.00403 | LV
34-AL1/6-ST1A 10.0 | 9.7 | 0.8342 | 0.36 | 0.17 | ol | 34 | 0.00403 | MV
48-AL1/8-ST1A 10.0 | 10.1 | 0.5939 | 0.35 | 0.21 | ol | 48 | 0.00403 | MV
70-AL1/11-ST1A 10.0 | 10.4 | 0.4132 | 0.339 | 0.29 | ol | 70 | 0.00403 | MV
94-AL1/15-ST1A 10.0 | 10.75 | 0.306 | 0.33 | 0.35 | ol | 94 | 0.00403 | MV
122-AL1/20-ST1A 10.0 | 11.1 | 0.2376 | 0.323 | 0.41 | ol | 122 | 0.00403 | MV
149-AL1/24-ST1A 10.0 | 11.25 | 0.194 | 0.315 | 0.47 | ol | 149 | 0.00403 | MV
34-AL1/6-ST1A 20.0 | 9.15 | 0.8342 | 0.382 | 0.17 | ol | 34 | 0.00403 | MV
48-AL1/8-ST1A 20.0 | 9.5 | 0.5939 | 0.372 | 0.21 | ol | 48 | 0.00403 | MV
70-AL1/11-ST1A 20.0 | 9.7 | 0.4132 | 0.36 | 0.29 | ol | 70 | 0.00403 | MV
94-AL1/15-ST1A 20.0 | 10 | 0.306 | 0.35 | 0.35 | ol | 94 | 0.00403 | MV
122-AL1/20-ST1A 20.0 | 10.3 | 0.2376 | 0.344 | 0.41 | ol | 122 | 0.00403 | MV
149-AL1/24-ST1A 20.0 | 10.5 | 0.194 | 0.337 | 0.47 | ol | 149 | 0.00403 | MV
184-AL1/30-ST1A 20.0 | 10.75 | 0.1571 | 0.33 | 0.535 | ol | 184 | 0.00403 | MV
243-AL1/39-ST1A 20.0 | 11 | 0.1188 | 0.32 | 0.645 | ol | 243 | 0.00403 | MV
48-AL1/8-ST1A 110.0 | 8 | 0.5939 | 0.46 | 0.21 | ol | 48 | 0.00403 | HV
70-AL1/11-ST1A 110.0 | 8.4 | 0.4132 | 0.45 | 0.29 | ol | 70 | 0.00403 | HV
94-AL1/15-ST1A 110.0 | 8.65 | 0.306 | 0.44 | 0.35 | ol | 94 | 0.00403 | HV
122-AL1/20-ST1A 110.0 | 8.5 | 0.2376 | 0.43 | 0.41 | ol | 122 | 0.00403 | HV
149-AL1/24-ST1A 110.0 | 8.75 | 0.194 | 0.41 | 0.47 | ol | 149 | 0.00403 | HV
184-AL1/30-ST1A 110.0 | 8.8 | 0.1571 | 0.4 | 0.535 | ol | 184 | 0.00403 | HV
243-AL1/39-ST1A 110.0 | 9 | 0.1188 | 0.39 | 0.645 | ol | 243 | 0.00403 | HV
305-AL1/39-ST1A 110.0 | 9.2 | 0.0949 | 0.38 | 0.74 | ol | 305 | 0.00403 | HV
490-AL1/64-ST1A 110.0 | 9.75 | 0.059 | 0.37 | 0.96 | ol | 490 | 0.00403 | HV
679-AL1/86-ST1A 110.0 | 9.95 | 0.042 | 0.36 | 1.15 | ol | 679 | 0.00403 | HV
490-AL1/64-ST1A 220.0 | 10 | 0.059 | 0.285 | 0.96 | ol | 490 | 0.00403 | HV
679-AL1/86-ST1A 220.0 | 11.7 | 0.042 | 0.275 | 1.15 | ol | 679 | 0.00403 | HV
490-AL1/64-ST1A 380.0 | 11 | 0.059 | 0.253 | 0.96 | ol | 490 | 0.00403 | HV
679-AL1/86-ST1A 380.0 | 14.6 | 0.042 | 0.25 | 1.15 | ol | 679 | 0.00403 | HV

## trafo_std_types
| i0_percent | pfe_kw | vkr_percent | sn_mva | vn_lv_kv | vn_hv_kv | vk_percent | shift_degree | vector_group | tap_side | tap_neutral | tap_min | tap_max | tap_step_degree | tap_step_percent | tap_phase_shifter
160 MVA 380/110 kV | 0.06 | 60 | 0.25 | 160 | 110 | 380 | 12.2 | 0 | Yy0 | hv | 0 | -9 | 9 | 0 | 1.5 | FALSE
100 MVA 220/110 kV | 0.06 | 55 | 0.26 | 100 | 110 | 220 | 12 | 0 | Yy0 | hv | 0 | -9 | 9 | 0 | 1.5 | FALSE
63 MVA 110/20 kV | 0.04 | 22 | 0.32 | 63 | 20 | 110 | 18 | 150 | YNd5 | hv | 0 | -9 | 9 | 0 | 1.5 | FALSE
40 MVA 110/20 kV | 0.05 | 18 | 0.34 | 40 | 20 | 110 | 16.2 | 150 | YNd5 | hv | 0 | -9 | 9 | 0 | 1.5 | FALSE
25 MVA 110/20 kV | 0.07 | 14 | 0.41 | 25 | 20 | 110 | 12 | 150 | YNd5 | hv | 0 | -9 | 9 | 0 | 1.5 | FALSE
63 MVA 110/10 kV | 0.04 | 22 | 0.32 | 63 | 10 | 110 | 18 | 150 | YNd5 | hv | 0 | -9 | 9 | 0 | 1.5 | FALSE
40 MVA 110/10 kV | 0.05 | 18 | 0.34 | 40 | 10 | 110 | 16.2 | 150 | YNd5 | hv | 0 | -9 | 9 | 0 | 1.5 | FALSE
25 MVA 110/10 kV | 0.07 | 14 | 0.41 | 25 | 10 | 110 | 12 | 150 | YNd5 | hv | 0 | -9 | 9 | 0 | 1.5 | FALSE
0.25 MVA 20/0.4 kV | 0.32 | 0.8 | 1.44 | 0.25 | 0.4 | 20 | 6 | 150 | Yzn5 | hv | 0 | -2 | 2 | 0 | 2.5 | FALSE
0.4 MVA 20/0.4 kV | 0.3375 | 1.35 | 1.425 | 0.4 | 0.4 | 20 | 6 | 150 | Dyn5 | hv | 0 | -2 | 2 | 0 | 2.5 | FALSE
0.63 MVA 20/0.4 kV | 0.2619 | 1.65 | 1.206 | 0.63 | 0.4 | 20 | 6 | 150 | Dyn5 | hv | 0 | -2 | 2 | 0 | 2.5 | FALSE
0.25 MVA 10/0.4 kV | 0.24 | 0.6 | 1.2 | 0.25 | 0.4 | 10 | 4 | 150 | Dyn5 | hv | 0 | -2 | 2 | 0 | 2.5 | FALSE
0.4 MVA 10/0.4 kV | 0.2375 | 0.95 | 1.325 | 0.4 | 0.4 | 10 | 4 | 150 | Dyn5 | hv | 0 | -2 | 2 | 0 | 2.5 | FALSE
0.63 MVA 10/0.4 kV | 0.1873 | 1.18 | 1.0794 | 0.63 | 0.4 | 10 | 4 | 150 | Dyn5 | hv | 0 | -2 | 2 | 0 | 2.5 | FALSE

## trafo3w_std_types
| sn_hv_mva | sn_mv_mva | sn_lv_mva | vn_hv_kv | vn_mv_kv | vn_lv_kv | vk_hv_percent | vk_mv_percent | vk_lv_percent | vkr_hv_percent | vkr_mv_percent | vkr_lv_percent | pfe_kw | i0_percent | shift_mv_degree | shift_lv_degree | vector_group | tap_side | tap_neutral | tap_min | tap_max | tap_step_percent
63/25/38 MVA 110/20/10 kV | 63 | 25 | 38 | 110 | 20 | 10 | 10.4 | 10.4 | 10.4 | 0.28 | 0.32 | 0.35 | 35 | 0.89 | 0 | 0 | YN0yn0yn0 | hv | 0 | -10 | 10 | 1.2
63/25/38 MVA 110/10/10 kV | 63 | 25 | 38 | 110 | 10 | 10 | 10.4 | 10.4 | 10.4 | 0.28 | 0.32 | 0.35 | 35 | 0.89 | 0 | 0 | YN0yn0yn0 | hv | 0 | -10 | 10 | 1.2

## fuse_std_types
| fuse_type | i_rated_a | t_avg | t_min | t_total | x_avg | x_min | x_total
HV 100A | HV 100A | 100 | 0 | [10.0, 3.64, 0.854, 0.281, 0.1, 0.0531, 0.022, 0.01] | [10.0, 4.267, 1.21, 0.403, 0.1, 0.058, 0.022, 0.01] | 0 | [300.0, 350.0, 450.0, 550.0, 700.0, 850.0, 1200.0, 1752.0] | [600.0, 700.0, 900.0, 1150.0, 1665.0, 2000.0, 3000.0, 4313.0]
HV 10A | HV 10A | 10 | 0 | [10.0, 1675.0, 0.344, 0.156, 0.1, 0.0417, 0.0171, 0.01] | [10.0, 1.3, 0.3, 0.155, 0.1, 0.0555, 0.023, 0.01] | 0 | [30.0, 32.0, 35.0, 37.0, 39.0, 50.0, 70.0, 88.0] | [60.0, 70.0, 80.0, 87.0, 94.0, 110.0, 150.0, 216.0]
HV 125A | HV 125A | 125 | 0 | [10.0, 1.82, 0.344, 0.1, 0.0467, 0.0269, 0.01] | [10.0, 2.478, 0.426, 0.1, 0.0427, 0.0211, 0.01] | 0 | [375.0, 500.0, 700.0, 925.0, 1200.0, 1500.0, 2341.0] | [750.0, 1000.0, 1500.0, 2200.0, 3000.0, 4000.0, 5765.0]
HV 160A | HV 160A | 160 | 0 | [10.0, 4.15, 1.03, 0.198, 0.1, 0.051, 0.0172, 0.01] | [10.0, 2.3, 0.734, 0.274, 0.1, 0.046, 0.0177, 0.01] | 0 | [480.0, 550.0, 700.0, 1000.0, 1260.0, 1600.0, 2500.0, 3227.0] | [960.0, 1300.0, 1700.0, 2200.0, 2996.0, 4000.0, 6000.0, 7946.0]
HV 16A | HV 16A | 16 | 0 | [10.0, 0.352, 0.164, 0.1, 0.0649, 0.0342, 0.01] | [10.0, 2.34, 0.722, 0.181, 0.1, 0.055, 0.0296, 0.01] | 0 | [48.0, 60.0, 65.0, 71.0, 80.0, 100.0, 162.0] | [96.0, 110.0, 125.0, 150.0, 168.0, 200.0, 250.0, 398.0]
HV 200A | HV 200A | 200 | 0 | [10.0, 4.267, 1.21, 0.403, 0.1, 0.058, 0.022, 0.01] | [10.0, 3.73, 1.654, 0.328, 0.1, 0.0531, 0.019, 0.01] | 0 | [600.0, 700.0, 900.0, 1150.0, 1665.0, 2000.0, 3000.0, 4313.0] | [1200.0, 1500.0, 1800.0, 2700.0, 3960.0, 5000.0, 7500.0, 10620.0]
HV 20A | HV 20A | 20 | 0 | [10.0, 1.3, 0.3, 0.155, 0.1, 0.0555, 0.023, 0.01] | [10.0, 1.3, 0.161, 0.1, 0.0611, 0.0399, 0.0141, 0.01] | 0 | [60.0, 70.0, 80.0, 87.0, 94.0, 110.0, 150.0, 216.0] | [120.0, 150.0, 200.0, 223.0, 260.0, 300.0, 450.0, 532.0]
HV 25A | HV 25A | 25 | 0 | [10.0, 2.512, 0.833, 0.299, 0.1, 0.0372, 0.0223, 0.01] | [10.0, 3.125, 0.597, 0.198, 0.1, 0.0378, 0.022, 0.01] | 0 | [75.0, 82.0, 90.0, 100.0, 124.0, 170.0, 200.0, 289.0] | [150.0, 170.0, 210.0, 250.0, 294.0, 400.0, 500.0, 711.0]
HV 31.5A | HV 31.5A | 31.5 | 0 | [10.0, 2.34, 0.722, 0.181, 0.1, 0.055, 0.0296, 0.01] | [10.0, 2.84, 0.368, 0.164, 0.1, 0.0621, 0.0378, 0.0195, 0.01] | 0 | [95.0, 110.0, 125.0, 150.0, 165.0, 200.0, 250.0, 390.0] | [189.0, 220.0, 300.0, 350.0, 393.0, 450.0, 530.0, 700.0, 960.0]
HV 40A | HV 40A | 40 | 0 | [10.0, 1.3, 0.161, 0.1, 0.0611, 0.0399, 0.0141, 0.01] | [10.0, 2.05, 0.369, 0.198, 0.1, 0.051, 0.0298, 0.01] | 0 | [120.0, 150.0, 200.0, 223.0, 260.0, 300.0, 450.0, 532.0] | [240.0, 300.0, 400.0, 450.0, 530.0, 650.0, 800.0, 1311.0]
HV 50A | HV 50A | 50 | 0 | [10.0, 3.215, 0.597, 0.198, 0.1, 0.0378, 0.022, 0.01] | [10.0, 3.64, 0.854, 0.281, 0.1, 0.0531, 0.022, 0.01] | 0 | [150.0, 170.0, 210.0, 250.0, 294.0, 400.0, 500.0, 711.0] | [300.0, 350.0, 450.0, 550.0, 700.0, 850.0, 1200.0, 1752.0]
HV 6.3A | HV 6.3A | 6.3 | 0 | [10.0, 1.39, 0.344, 0.168, 0.1, 0.056, 0.0263, 0.01] | [10.0, 1.711, 0.516, 0.198, 0.1, 0.0634, 0.0303, 0.01] | 0 | [19.0, 19.5, 20.4, 20.8, 22.0, 25.0, 32.0, 48.0] | [38.0, 40.0, 43.0, 48.0, 53.0, 60.0, 75.0, 118.0]
HV 63A | HV 63A | 63 | 0 | [10.0, 2.84, 0.368, 0.164, 0.1, 0.0621, 0.0378, 0.0195, 0.01] | [10.0, 1.82, 0.344, 0.1, 0.0467, 0.0269, 0.01] | 0 | [189.0, 220.0, 300.0, 350.0, 393.0, 450.0, 530.0, 700.0, 961.0] | [378.0, 500.0, 700.0, 934.0, 1200.0, 1500.0, 2366.0]
HV 80A | HV 80A | 80 | 0 | [10.0, 2.05, 0.369, 0.198, 0.1, 0.051, 0.0298, 0.01] | [10.0, 4.15, 1.03, 0.198, 0.1, 0.051, 0.0172, 0.01] | 0 | [240.0, 300.0, 400.0, 450.0, 530.0, 650.0, 800.0, 1311.0] | [480.0, 550.0, 700.0, 1000.0, 1260.0, 1600.0, 2500.0, 3227.0]
Siemens NH-1-100 | Siemens NH-1-100 | 100 | [5400.0, 2000.0, 400.0, 20.0, 1.0, 0.2, 0.012, 0.004] | 0 | 0 | [150.0, 190.0, 250.0, 430.0, 900.0, 1250.0, 2700.0, 3600.0] | 0 | 0
Siemens NH-1-125 | Siemens NH-1-125 | 125 | [4800.0, 120.0, 7.0, 0.1, 0.004] | 0 | 0 | [180.0, 400.0, 740.0, 2000.0, 4250.0] | 0 | 0
Siemens NH-1-16 | Siemens NH-1-16 | 16 | [4000.0, 400.0, 2.0, 0.1, 0.04, 0.01] | 0 | 0 | [26.0, 35.0, 75.0, 150.0, 200.0, 300.0] | 0 | 0
Siemens NH-1-160 | Siemens NH-1-160 | 160 | [4800.0, 120.0, 7.0, 0.1, 0.004] | 0 | 0 | [210.0, 500.0, 900.0, 2300.0, 5000.0] | 0 | 0
Siemens NH-1-25 | Siemens NH-1-25 | 25 | [4000.0, 1000.0, 10.0, 0.2, 0.02, 0.01] | 0 | 0 | [40.0, 50.0, 100.0, 210.0, 400.0, 500.0] | 0 | 0
Siemens NH-1-50 | Siemens NH-1-50 | 50 | [4000.0, 40.0, 4.0, 1.0, 0.02, 0.01] | 0 | 0 | [86.0, 200.0, 300.0, 400.0, 1000.0, 1280.0] | 0 | 0
Siemens NH-1-63 | Siemens NH-1-63 | 63 | [4000.0, 100.0, 10.0, 2.0, 0.04, 0.01] | 0 | 0 | [100.0, 200.0, 300.0, 400.0, 1000.0, 1500.0] | 0 | 0
Siemens NH-1-80 | Siemens NH-1-80 | 80 | [4800.0, 120.0, 7.0, 0.1, 0.01] | 0 | 0 | [150.58, 250.0, 450.0, 1150.0, 2470.0] | 0 | 0
Siemens NH-2-1000 | Siemens NH-2-1000 | 1000 | [4800.0, 120.0, 7.0, 0.1, 0.004] | 0 | 0 | [1900.0, 3500.0, 8400.0, 24000.0, 52000.0] | 0 | 0
Siemens NH-2-200 | Siemens NH-2-200 | 200 | [4800.0, 120.0, 7.0, 0.1, 0.004] | 0 | 0 | [280.0, 650.0, 1200.0, 3000.0, 7000.0] | 0 | 0
Siemens NH-2-224 | Siemens NH-2-224 | 224 | [4800.0, 120.0, 7.0, 0.2, 0.04, 0.004] | 0 | 0 | [400.0, 750.0, 1453.0, 3025.0, 4315.0, 7600.0] | 0 | 0
Siemens NH-2-250 | Siemens NH-2-250 | 250 | [4800.0, 120.0, 7.0, 0.1, 0.004] | 0 | 0 | [450.0, 800.0, 1650.0, 4000.0, 8500.0] | 0 | 0
Siemens NH-2-315 | Siemens NH-2-315 | 315 | [4800.0, 120.0, 7.0, 0.1, 0.004] | 0 | 0 | [550.0, 920.0, 1900.0, 5000.0, 11000.0] | 0 | 0
Siemens NH-2-355 | Siemens NH-2-355 | 355 | [4800.0, 120.0, 6.0, 0.1, 0.004] | 0 | 0 | [650.0, 1116.27, 2350.0, 5840.0, 12790.0] | 0 | 0
Siemens NH-2-400 | Siemens NH-2-400 | 400 | [4800.0, 120.0, 7.0, 0.1, 0.004] | 0 | 0 | [720.0, 1350.0, 2800.0, 6500.0, 15000.0] | 0 | 0
Siemens NH-2-425 | Siemens NH-2-425 | 425 | [4800.0, 120.0, 7.0, 0.1, 0.004] | 0 | 0 | [850.0, 1500.0, 3050.0, 7500.0, 16500.0] | 0 | 0
Siemens NH-2-630 | Siemens NH-2-630 | 630 | [4800.0, 120.0, 7.0, 0.1, 0.004] | 0 | 0 | [1200.0, 2000.0, 4800.0, 12000.0, 26000.0] | 0 | 0

## dtypes
| element | column | dtype
0 | bus | name | object
1 | bus | vn_kv | float64
2 | bus | type | object
3 | bus | zone | object
4 | bus | in_service | bool
5 | load | name | object
6 | load | bus | uint32
7 | load | p_mw | float64
8 | load | q_mvar | float64
9 | load | const_z_percent | float64
10 | load | const_i_percent | float64
11 | load | sn_mva | float64
12 | load | scaling | float64
13 | load | in_service | bool
14 | load | type | object
15 | ext_grid | name | object
16 | ext_grid | bus | uint32
17 | ext_grid | vm_pu | float64
18 | ext_grid | va_degree | float64
19 | ext_grid | slack_weight | float64
20 | ext_grid | in_service | bool
21 | line | name | object
22 | line | std_type | object
23 | line | from_bus | uint32
24 | line | to_bus | uint32
25 | line | length_km | float64
26 | line | r_ohm_per_km | float64
27 | line | x_ohm_per_km | float64
28 | line | c_nf_per_km | float64
29 | line | g_us_per_km | float64
30 | line | max_i_ka | float64
31 | line | df | float64
32 | line | parallel | uint32
33 | line | type | object
34 | line | in_service | bool
35 | trafo | name | object
36 | trafo | std_type | object
37 | trafo | hv_bus | uint32
38 | trafo | lv_bus | uint32
39 | trafo | sn_mva | float64
40 | trafo | vn_hv_kv | float64
41 | trafo | vn_lv_kv | float64
42 | trafo | vk_percent | float64
43 | trafo | vkr_percent | float64
44 | trafo | pfe_kw | float64
45 | trafo | i0_percent | float64
46 | trafo | shift_degree | float64
47 | trafo | tap_side | object
48 | trafo | tap_neutral | int32
49 | trafo | tap_min | int32
50 | trafo | tap_max | int32
51 | trafo | tap_step_percent | float64
52 | trafo | tap_step_degree | float64
53 | trafo | tap_pos | int32
54 | trafo | tap_phase_shifter | bool
55 | trafo | parallel | uint32
56 | trafo | df | float64
57 | trafo | in_service | bool
58 | line_geodata | coords | object
59 | bus_geodata | x | float64
60 | bus_geodata | y | float64
61 | bus_geodata | coords | object

## parameters
| version | format_version | converged | OPF_converged | name | f_hz | sn_mva
0 | 2.14.6 | 2.14.0 | FALSE | FALSE |  | 50 | 1