## bus
| name | vn_kv | type | zone | in_service
0 | bus_LV_412-8_0_9_node_0 | 0.4 | n |  | TRUE
1 | bus_LV_412-8_0_9_node_1 | 0.4 | n |  | TRUE
2 | bus_LV_412-8_0_9_node_2 | 0.4 | n |  | TRUE
3 | bus_LV_412-8_0_9_node_3 | 0.4 | n |  | TRUE
4 | bus_LV_412-8_0_9_node_4 | 0.4 | n |  | TRUE
5 | bus_LV_412-8_0_9_node_5 | 0.4 | n |  | TRUE
6 | bus_LV_412-8_0_9_node_6 | 0.4 | n |  | TRUE
7 | bus_LV_412-8_0_9_node_7 | 0.4 | n |  | TRUE
8 | bus_LV_412-8_0_9_node_8 | 0.4 | n |  | TRUE
9 | bus_LV_412-8_0_9_node_42 | 0.4 | n |  | TRUE
10 | bus_LV_412-8_0_9_node_9 | 0.4 | n |  | TRUE
11 | bus_LV_412-8_0_9_node_36 | 0.4 | n |  | TRUE
12 | bus_LV_412-8_0_9_node_43 | 0.4 | n |  | TRUE
13 | bus_LV_412-8_0_9_node_44 | 0.4 | n |  | TRUE
14 | bus_LV_412-8_0_9_node_10 | 0.4 | n |  | TRUE
15 | bus_LV_412-8_0_9_node_37 | 0.4 | n |  | TRUE
16 | bus_LV_412-8_0_9_node_24 | 0.4 | n |  | TRUE
17 | bus_LV_412-8_0_9_node_11 | 0.4 | n |  | TRUE
18 | bus_LV_412-8_0_9_node_22 | 0.4 | n |  | TRUE
19 | bus_LV_412-8_0_9_node_152 | 0.4 | n |  | TRUE
20 | bus_LV_412-8_0_9_node_12 | 0.4 | n |  | TRUE
21 | bus_LV_412-8_0_9_node_13 | 0.4 | n |  | TRUE
22 | bus_LV_412-8_0_9_node_14 | 0.4 | n |  | TRUE
23 | bus_LV_412-8_0_9_node_15 | 0.4 | n |  | TRUE
24 | bus_LV_412-8_0_9_node_16 | 0.4 | n |  | TRUE
25 | bus_LV_412-8_0_9_node_17 | 0.4 | n |  | TRUE
26 | bus_LV_412-8_0_9_node_19 | 0.4 | n |  | TRUE
27 | bus_LV_412-8_0_9_node_20 | 0.4 | n |  | TRUE
28 | bus_LV_412-8_0_9_node_54 | 0.4 | n |  | TRUE
29 | bus_LV_412-8_0_9_node_21 | 0.4 | n |  | TRUE
30 | bus_LV_412-8_0_9_node_26 | 0.4 | n |  | TRUE
31 | bus_LV_412-8_0_9_node_25 | 0.4 | n |  | TRUE
32 | bus_LV_412-8_0_9_node_56 | 0.4 | n |  | TRUE
33 | bus_LV_412-8_0_9_node_28 | 0.4 | n |  | TRUE
34 | bus_LV_412-8_0_9_node_29 | 0.4 | n |  | TRUE
35 | bus_LV_412-8_0_9_node_23 | 0.4 | n |  | TRUE
36 | bus_LV_412-8_0_9_node_27 | 0.4 | n |  | TRUE
37 | bus_LV_412-8_0_9_node_48 | 0.4 | n |  | TRUE
38 | bus_LV_412-8_0_9_node_113 | 0.4 | n |  | TRUE
39 | bus_LV_412-8_0_9_node_105 | 0.4 | n |  | TRUE
40 | bus_LV_412-8_0_9_node_106 | 0.4 | n |  | TRUE
41 | bus_LV_412-8_0_9_node_107 | 0.4 | n |  | TRUE
42 | bus_LV_412-8_0_9_node_108 | 0.4 | n |  | TRUE
43 | bus_LV_412-8_0_9_node_109 | 0.4 | n |  | TRUE
44 | bus_LV_412-8_0_9_node_110 | 0.4 | n |  | TRUE
45 | bus_LV_412-8_0_9_node_111 | 0.4 | n |  | TRUE
46 | bus_LV_412-8_0_9_node_112 | 0.4 | n |  | TRUE
47 | bus_LV_412-8_0_9_node_30 | 0.4 | n |  | TRUE
48 | bus_LV_412-8_0_9_node_31 | 0.4 | n |  | TRUE
49 | bus_LV_412-8_0_9_node_35 | 0.4 | n |  | TRUE
50 | bus_LV_412-8_0_9_node_32 | 0.4 | n |  | TRUE
51 | bus_LV_412-8_0_9_node_164 | 0.4 | n |  | TRUE
52 | bus_LV_412-8_0_9_node_33 | 0.4 | n |  | TRUE
53 | bus_LV_412-8_0_9_node_34 | 0.4 | n |  | TRUE
54 | bus_LV_412-8_0_9_node_41 | 0.4 | n |  | TRUE
55 | bus_LV_412-8_0_9_node_39 | 0.4 | n |  | TRUE
56 | bus_LV_412-8_0_9_node_169 | 0.4 | n |  | TRUE
57 | bus_LV_412-8_0_9_node_38 | 0.4 | n |  | TRUE
58 | bus_LV_412-8_0_9_node_162 | 0.4 | n |  | TRUE
59 | bus_LV_412-8_0_9_node_171 | 0.4 | n |  | TRUE
60 | bus_LV_412-8_0_9_node_167 | 0.4 | n |  | TRUE
61 | bus_LV_412-8_0_9_node_140 | 0.4 | n |  | TRUE
62 | bus_LV_412-8_0_9_node_150 | 0.4 | n |  | TRUE
63 | bus_LV_412-8_0_9_node_47 | 0.4 | n |  | TRUE
64 | bus_LV_412-8_0_9_node_103 | 0.4 | n |  | TRUE
65 | bus_LV_412-8_0_9_node_93 | 0.4 | n |  | TRUE
66 | bus_LV_412-8_0_9_node_94 | 0.4 | n |  | TRUE
67 | bus_LV_412-8_0_9_node_92 | 0.4 | n |  | TRUE
68 | bus_LV_412-8_0_9_node_91 | 0.4 | n |  | TRUE
69 | bus_LV_412-8_0_9_node_62 | 0.4 | n |  | TRUE
70 | bus_LV_412-8_0_9_node_49 | 0.4 | n |  | TRUE
71 | bus_LV_412-8_0_9_node_50 | 0.4 | n |  | TRUE
72 | bus_LV_412-8_0_9_node_51 | 0.4 | n |  | TRUE
73 | bus_LV_412-8_0_9_node_141 | 0.4 | n |  | TRUE
74 | bus_LV_412-8_0_9_node_139 | 0.4 | n |  | TRUE
75 | bus_LV_412-8_0_9_node_52 | 0.4 | n |  | TRUE
76 | bus_LV_412-8_0_9_node_53 | 0.4 | n |  | TRUE
77 | bus_LV_412-8_0_9_node_55 | 0.4 | n |  | TRUE
78 | bus_LV_412-8_0_9_node_57 | 0.4 | n |  | TRUE
79 | bus_LV_412-8_0_9_node_58 | 0.4 | n |  | TRUE
80 | bus_LV_412-8_0_9_node_73 | 0.4 | n |  | TRUE
81 | bus_LV_412-8_0_9_node_59 | 0.4 | n |  | TRUE
82 | bus_LV_412-8_0_9_node_80 | 0.4 | n |  | TRUE
83 | bus_LV_412-8_0_9_node_71 | 0.4 | n |  | TRUE
84 | bus_LV_412-8_0_9_node_60 | 0.4 | n |  | TRUE
85 | bus_LV_412-8_0_9_node_61 | 0.4 | n |  | TRUE
86 | bus_LV_412-8_0_9_node_102 | 0.4 | n |  | TRUE
87 | bus_LV_412-8_0_9_node_101 | 0.4 | n |  | TRUE
88 | bus_LV_412-8_0_9_node_63 | 0.4 | n |  | TRUE
89 | bus_LV_412-8_0_9_node_64 | 0.4 | n |  | TRUE
90 | bus_LV_412-8_0_9_node_65 | 0.4 | n |  | TRUE
91 | bus_LV_412-8_0_9_node_66 | 0.4 | n |  | TRUE
92 | bus_LV_412-8_0_9_node_67 | 0.4 | n |  | TRUE
93 | bus_LV_412-8_0_9_node_84 | 0.4 | n |  | TRUE
94 | bus_LV_412-8_0_9_node_85 | 0.4 | n |  | TRUE
95 | bus_LV_412-8_0_9_node_76 | 0.4 | n |  | TRUE
96 | bus_LV_412-8_0_9_node_77 | 0.4 | n |  | TRUE
97 | bus_LV_412-8_0_9_node_78 | 0.4 | n |  | TRUE
98 | bus_LV_412-8_0_9_node_68 | 0.4 | n |  | TRUE
99 | bus_LV_412-8_0_9_node_69 | 0.4 | n |  | TRUE
100 | bus_LV_412-8_0_9_node_70 | 0.4 | n |  | TRUE
101 | bus_LV_412-8_0_9_node_72 | 0.4 | n |  | TRUE
102 | bus_LV_412-8_0_9_node_74 | 0.4 | n |  | TRUE
103 | bus_LV_412-8_0_9_node_75 | 0.4 | n |  | TRUE
104 | bus_LV_412-8_0_9_node_89 | 0.4 | n |  | TRUE
105 | bus_LV_412-8_0_9_node_86 | 0.4 | n |  | TRUE
106 | bus_LV_412-8_0_9_node_90 | 0.4 | n |  | TRUE
107 | bus_LV_412-8_0_9_node_95 | 0.4 | n |  | TRUE
108 | bus_LV_412-8_0_9_node_87 | 0.4 | n |  | TRUE
109 | bus_LV_412-8_0_9_node_82 | 0.4 | n |  | TRUE
110 | bus_LV_412-8_0_9_node_83 | 0.4 | n |  | TRUE
111 | bus_LV_412-8_0_9_node_81 | 0.4 | n |  | TRUE
112 | bus_LV_412-8_0_9_node_179 | 0.4 | n |  | TRUE
113 | bus_LV_412-8_0_9_node_104 | 0.4 | n |  | TRUE
114 | bus_LV_412-8_0_9_node_181 | 0.4 | n |  | TRUE
115 | bus_LV_412-8_0_9_node_178 | 0.4 | n |  | TRUE
116 | bus_LV_412-8_0_9_node_88 | 0.4 | n |  | TRUE
117 | bus_LV_412-8_0_9_node_96 | 0.4 | n |  | TRUE
118 | bus_LV_412-8_0_9_node_100 | 0.4 | n |  | TRUE
119 | bus_LV_412-8_0_9_node_99 | 0.4 | n |  | TRUE
120 | bus_LV_412-8_0_9_node_97 | 0.4 | n |  | TRUE
121 | bus_LV_412-8_0_9_node_98 | 0.4 | n |  | TRUE
122 | bus_LV_412-8_0_9_node_184 | 0.4 | n |  | TRUE
123 | bus_LV_412-8_0_9_node_114 | 0.4 | n |  | TRUE
124 | bus_LV_412-8_0_9_node_115 | 0.4 | n |  | TRUE
125 | bus_LV_412-8_0_9_node_116 | 0.4 | n |  | TRUE
126 | bus_LV_412-8_0_9_node_117 | 0.4 | n |  | TRUE
127 | bus_LV_412-8_0_9_node_118 | 0.4 | n |  | TRUE
128 | bus_LV_412-8_0_9_node_119 | 0.4 | n |  | TRUE
129 | bus_LV_412-8_0_9_node_120 | 0.4 | n |  | TRUE
130 | bus_LV_412-8_0_9_node_126 | 0.4 | n |  | TRUE
131 | bus_LV_412-8_0_9_node_121 | 0.4 | n |  | TRUE
132 | bus_LV_412-8_0_9_node_128 | 0.4 | n |  | TRUE
133 | bus_LV_412-8_0_9_node_123 | 0.4 | n |  | TRUE
134 | bus_LV_412-8_0_9_node_124 | 0.4 | n |  | TRUE
135 | bus_LV_412-8_0_9_node_122 | 0.4 | n |  | TRUE
136 | bus_LV_412-8_0_9_node_134 | 0.4 | n |  | TRUE
137 | bus_LV_412-8_0_9_node_135 | 0.4 | n |  | TRUE
138 | bus_LV_412-8_0_9_node_125 | 0.4 | n |  | TRUE
139 | bus_LV_412-8_0_9_node_127 | 0.4 | n |  | TRUE
140 | bus_LV_412-8_0_9_node_129 | 0.4 | n |  | TRUE
141 | bus_LV_412-8_0_9_node_130 | 0.4 | n |  | TRUE
142 | bus_LV_412-8_0_9_node_131 | 0.4 | n |  | TRUE
143 | bus_LV_412-8_0_9_node_132 | 0.4 | n |  | TRUE
144 | bus_LV_412-8_0_9_node_133 | 0.4 | n |  | TRUE
145 | bus_LV_412-8_0_9_node_136 | 0.4 | n |  | TRUE
146 | bus_LV_412-8_0_9_node_137 | 0.4 | n |  | TRUE
147 | bus_LV_412-8_0_9_node_138 | 0.4 | n |  | TRUE
148 | bus_LV_412-8_0_9_node_146 | 0.4 | n |  | TRUE
149 | bus_LV_412-8_0_9_node_144 | 0.4 | n |  | TRUE
150 | bus_LV_412-8_0_9_node_142 | 0.4 | n |  | TRUE
151 | bus_LV_412-8_0_9_node_143 | 0.4 | n |  | TRUE
152 | bus_LV_412-8_0_9_node_145 | 0.4 | n |  | TRUE
153 | bus_LV_412-8_0_9_node_148 | 0.4 | n |  | TRUE
154 | bus_LV_412-8_0_9_node_160 | 0.4 | n |  | TRUE
155 | bus_LV_412-8_0_9_node_158 | 0.4 | n |  | TRUE
156 | bus_LV_412-8_0_9_node_149 | 0.4 | n |  | TRUE
157 | bus_LV_412-8_0_9_node_151 | 0.4 | n |  | TRUE
158 | bus_LV_412-8_0_9_node_153 | 0.4 | n |  | TRUE
159 | bus_LV_412-8_0_9_node_154 | 0.4 | n |  | TRUE
160 | bus_LV_412-8_0_9_node_155 | 0.4 | n |  | TRUE
161 | bus_LV_412-8_0_9_node_156 | 0.4 | n |  | TRUE
162 | bus_LV_412-8_0_9_node_161 | 0.4 | n |  | TRUE
163 | bus_LV_412-8_0_9_node_159 | 0.4 | n |  | TRUE
164 | bus_LV_412-8_0_9_node_157 | 0.4 | n |  | TRUE
165 | bus_LV_412-8_0_9_node_163 | 0.4 | n |  | TRUE
166 | bus_LV_412-8_0_9_node_165 | 0.4 | n |  | TRUE
167 | bus_LV_412-8_0_9_node_166 | 0.4 | n |  | TRUE
168 | bus_LV_412-8_0_9_node_175 | 0.4 | n |  | TRUE
169 | bus_LV_412-8_0_9_node_176 | 0.4 | n |  | TRUE
170 | bus_LV_412-8_0_9_node_174 | 0.4 | n |  | TRUE
171 | bus_LV_412-8_0_9_node_168 | 0.4 | n |  | TRUE
172 | bus_LV_412-8_0_9_node_170 | 0.4 | n |  | TRUE
173 | bus_LV_412-8_0_9_node_172 | 0.4 | n |  | TRUE
174 | bus_LV_412-8_0_9_node_173 | 0.4 | n |  | TRUE
175 | bus_LV_412-8_0_9_node_177 | 0.4 | n |  | TRUE
176 | bus_LV_412-8_0_9_node_180 | 0.4 | n |  | TRUE
177 | bus_LV_412-8_0_9_node_183 | 0.4 | n |  | TRUE
178 | bus_LV_412-8_0_9_node_182 | 0.4 | n |  | TRUE
179 | bus_LV_412-8_0_9_node_185 | 0.4 | n |  | TRUE
180 | bus_LV_412-8_0_9_node_186 | 0.4 | n |  | TRUE
181 | bus_LV_412-8_0_9_node_187 | 0.4 | n |  | TRUE
182 | bus_LV_412-8_0_9_node_190 | 0.4 | n |  | TRUE
183 | bus_LV_412-8_0_9_node_188 | 0.4 | n |  | TRUE
184 | bus_LV_412-8_0_9_node_189 | 0.4 | n |  | TRUE
185 | bus_LV_412-8_0_9_node_202 | 0.4 | n |  | TRUE
186 | bus_LV_412-8_0_9_node_192 | 0.4 | n |  | TRUE
187 | bus_LV_412-8_0_9_node_193 | 0.4 | n |  | TRUE
188 | bus_LV_412-8_0_9_node_194 | 0.4 | n |  | TRUE
189 | bus_LV_412-8_0_9_node_195 | 0.4 | n |  | TRUE
190 | bus_LV_412-8_0_9_node_196 | 0.4 | n |  | TRUE
191 | bus_LV_412-8_0_9_node_197 | 0.4 | n |  | TRUE
192 | bus_LV_412-8_0_9_node_198 | 0.4 | n |  | TRUE
193 | bus_LV_412-8_0_9_node_199 | 0.4 | n |  | TRUE
194 | bus_LV_412-8_0_9_node_200 | 0.4 | n |  | TRUE
195 | bus_LV_412-8_0_9_node_201 | 0.4 | n |  | TRUE
196 | bus_MV_182_0_node_150 | 20 | n |  | TRUE

## load
| name | bus | p_mw | q_mvar | const_z_percent | const_i_percent | sn_mva | scaling | in_service | type
0 | LV_412-8_0_9_load_0 | 0 | 0.0033501 | 0.00083961 | 0 | 0 |  | 1 | TRUE | wye
1 | LV_412-8_0_9_load_1 | 1 | 0.0025412 | 0.00063689 | 0 | 0 |  | 1 | TRUE | wye
2 | LV_412-8_0_9_load_3 | 3 | 0.003591 | 0.0009 | 0 | 0 |  | 1 | TRUE | wye
3 | LV_412-8_0_9_load_4 | 4 | 0.0034192 | 0.00085693 | 0 | 0 |  | 1 | TRUE | wye
4 | LV_412-8_0_9_load_5 | 5 | 0.0026291 | 0.0006589 | 0 | 0 |  | 1 | TRUE | wye
5 | LV_412-8_0_9_load_6 | 6 | 0.0032577 | 0.00081645 | 0 | 0 |  | 1 | TRUE | wye
6 | LV_412-8_0_9_load_7 | 7 | 0.0052643 | 0.0013194 | 0 | 0 |  | 1 | TRUE | wye
7 | LV_412-8_0_9_load_8 | 8 | 0.001703 | 0.00042682 | 0 | 0 |  | 1 | TRUE | wye
8 | LV_412-8_0_9_load_36 | 11 | 0.0030434 | 0.00076274 | 0 | 0 |  | 1 | TRUE | wye
9 | LV_412-8_0_9_load_44 | 13 | 0.0012853 | 0.00032212 | 0 | 0 |  | 1 | TRUE | wye
10 | LV_412-8_0_9_load_10 | 14 | 0.0049201 | 0.0012331 | 0 | 0 |  | 1 | TRUE | wye
11 | LV_412-8_0_9_load_37 | 15 | 0.0022603 | 0.00056649 | 0 | 0 |  | 1 | TRUE | wye
12 | LV_412-8_0_9_load_24 | 16 | 0.0074224 | 0.0018602 | 0 | 0 |  | 1 | TRUE | wye
13 | LV_412-8_0_9_load_11 | 17 | 0.0038192 | 0.00095719 | 0 | 0 |  | 1 | TRUE | wye
14 | LV_412-8_0_9_load_22 | 18 | 0.0039553 | 0.0009913 | 0 | 0 |  | 1 | TRUE | wye
15 | LV_412-8_0_9_load_12 | 20 | 0.0035822 | 0.00089778 | 0 | 0 |  | 1 | TRUE | wye
16 | LV_412-8_0_9_load_14 | 22 | 0.0055201 | 0.0013835 | 0 | 0 |  | 1 | TRUE | wye
17 | LV_412-8_0_9_load_15 | 23 | 0.0026951 | 0.00067545 | 0 | 0 |  | 1 | TRUE | wye
18 | LV_412-8_0_9_load_17 | 25 | 0.0026509 | 0.00066438 | 0 | 0 |  | 1 | TRUE | wye
19 | LV_412-8_0_9_load_19 | 26 | 0.01286 | 0.0032231 | 0 | 0 |  | 1 | TRUE | wye
20 | LV_412-8_0_9_load_20 | 27 | 0.0015551 | 0.00038974 | 0 | 0 |  | 1 | TRUE | wye
21 | LV_412-8_0_9_load_21 | 29 | 0.0028585 | 0.00071642 | 0 | 0 |  | 1 | TRUE | wye
22 | LV_412-8_0_9_load_26 | 30 | 0.0026312 | 0.00065944 | 0 | 0 |  | 1 | TRUE | wye
23 | LV_412-8_0_9_load_56 | 32 | 0.0065517 | 0.001642 | 0 | 0 |  | 1 | TRUE | wye
24 | LV_412-8_0_9_load_28 | 33 | 0.0028313 | 0.0007096 | 0 | 0 |  | 1 | TRUE | wye
25 | LV_412-8_0_9_load_23 | 35 | 0.0026087 | 0.0006538 | 0 | 0 |  | 1 | TRUE | wye
26 | LV_412-8_0_9_load_48 | 37 | 0.0039997 | 0.0010024 | 0 | 0 |  | 1 | TRUE | wye
27 | LV_412-8_0_9_load_113 | 38 | 0.0016583 | 0.00041561 | 0 | 0 |  | 1 | TRUE | wye
28 | LV_412-8_0_9_load_105 | 39 | 0.00039671 | 9.9426e-05 | 0 | 0 |  | 1 | TRUE | wye
29 | LV_412-8_0_9_load_106 | 40 | 0.0022766 | 0.00057057 | 0 | 0 |  | 1 | TRUE | wye
30 | LV_412-8_0_9_load_108 | 42 | 0.0027747 | 0.0006954 | 0 | 0 |  | 1 | TRUE | wye
31 | LV_412-8_0_9_load_109 | 43 | 0.00054664 | 0.000137 | 0 | 0 |  | 1 | TRUE | wye
32 | LV_412-8_0_9_load_110 | 44 | 0.00069554 | 0.00017432 | 0 | 0 |  | 1 | TRUE | wye
33 | LV_412-8_0_9_load_112 | 46 | 0.00046438 | 0.00011639 | 0 | 0 |  | 1 | TRUE | wye
34 | LV_412-8_0_9_load_30 | 47 | 0.0013799 | 0.00034583 | 0 | 0 |  | 1 | TRUE | wye
35 | LV_412-8_0_9_load_31 | 48 | 0.0031096 | 0.00077934 | 0 | 0 |  | 1 | TRUE | wye
36 | LV_412-8_0_9_load_35 | 49 | 0.0019066 | 0.00047783 | 0 | 0 |  | 1 | TRUE | wye
37 | LV_412-8_0_9_load_32 | 50 | 0.0027831 | 0.00069751 | 0 | 0 |  | 1 | TRUE | wye
38 | LV_412-8_0_9_load_164 | 51 | 0.0014507 | 0.00036358 | 0 | 0 |  | 1 | TRUE | wye
39 | LV_412-8_0_9_load_41 | 54 | 0.0025935 | 0.00064998 | 0 | 0 |  | 1 | TRUE | wye
40 | LV_412-8_0_9_load_38 | 57 | 0.001405 | 0.00035213 | 0 | 0 |  | 1 | TRUE | wye
41 | LV_412-8_0_9_load_162 | 58 | 0.0065613 | 0.0016444 | 0 | 0 |  | 1 | TRUE | wye
42 | LV_412-8_0_9_load_171 | 59 | 0.0033955 | 0.00085099 | 0 | 0 |  | 1 | TRUE | wye
43 | LV_412-8_0_9_load_167 | 60 | 0.0023732 | 0.00059478 | 0 | 0 |  | 1 | TRUE | wye
44 | LV_412-8_0_9_load_140 | 61 | 0.0042313 | 0.0010605 | 0 | 0 |  | 1 | TRUE | wye
45 | LV_412-8_0_9_load_150 | 62 | 0.0032321 | 0.00081003 | 0 | 0 |  | 1 | TRUE | wye
46 | LV_412-8_0_9_load_47 | 63 | 0.010585 | 0.0026528 | 0 | 0 |  | 1 | TRUE | wye
47 | LV_412-8_0_9_load_103 | 64 | 0.0087713 | 0.0021983 | 0 | 0 |  | 1 | TRUE | wye
48 | LV_412-8_0_9_load_93 | 65 | 0.003869 | 0.00096966 | 0 | 0 |  | 1 | TRUE | wye
49 | LV_412-8_0_9_load_94 | 66 | 0.0018933 | 0.00047451 | 0 | 0 |  | 1 | TRUE | wye
50 | LV_412-8_0_9_load_92 | 67 | 0.0023668 | 0.00059317 | 0 | 0 |  | 1 | TRUE | wye
51 | LV_412-8_0_9_load_49 | 70 | 0.006688 | 0.0016762 | 0 | 0 |  | 1 | TRUE | wye
52 | LV_412-8_0_9_load_50 | 71 | 0.0063144 | 0.0015825 | 0 | 0 |  | 1 | TRUE | wye
53 | LV_412-8_0_9_load_51 | 72 | 0.0044633 | 0.0011186 | 0 | 0 |  | 1 | TRUE | wye
54 | LV_412-8_0_9_load_141 | 73 | 0.0033573 | 0.00084142 | 0 | 0 |  | 1 | TRUE | wye
55 | LV_412-8_0_9_load_52 | 75 | 0.0017684 | 0.00044319 | 0 | 0 |  | 1 | TRUE | wye
56 | LV_412-8_0_9_load_53 | 76 | 0.0040079 | 0.0010045 | 0 | 0 |  | 1 | TRUE | wye
57 | LV_412-8_0_9_load_55 | 77 | 0.0018095 | 0.0004535 | 0 | 0 |  | 1 | TRUE | wye
58 | LV_412-8_0_9_load_57 | 78 | 0.0018349 | 0.00045988 | 0 | 0 |  | 1 | TRUE | wye
59 | LV_412-8_0_9_load_58 | 79 | 0.011421 | 0.0028624 | 0 | 0 |  | 1 | TRUE | wye
60 | LV_412-8_0_9_load_59 | 81 | 0.0066299 | 0.0016616 | 0 | 0 |  | 1 | TRUE | wye
61 | LV_412-8_0_9_load_71 | 83 | 0.0017741 | 0.00044462 | 0 | 0 |  | 1 | TRUE | wye
62 | LV_412-8_0_9_load_60 | 84 | 0.011158 | 0.0027964 | 0 | 0 |  | 1 | TRUE | wye
63 | LV_412-8_0_9_load_61 | 85 | 0.00099619 | 0.00024967 | 0 | 0 |  | 1 | TRUE | wye
64 | LV_412-8_0_9_load_102 | 86 | 0.00097225 | 0.00024367 | 0 | 0 |  | 1 | TRUE | wye
65 | LV_412-8_0_9_load_101 | 87 | 0.00097187 | 0.00024357 | 0 | 0 |  | 1 | TRUE | wye
66 | LV_412-8_0_9_load_63 | 88 | 0.0019933 | 0.00049957 | 0 | 0 |  | 1 | TRUE | wye
67 | LV_412-8_0_9_load_67 | 92 | 0.0020499 | 0.00051376 | 0 | 0 |  | 1 | TRUE | wye
68 | LV_412-8_0_9_load_84 | 93 | 0.010237 | 0.0025656 | 0 | 0 |  | 1 | TRUE | wye
69 | LV_412-8_0_9_load_85 | 94 | 0.00055501 | 0.0001391 | 0 | 0 |  | 1 | TRUE | wye
70 | LV_412-8_0_9_load_68 | 98 | 0.0041693 | 0.0010449 | 0 | 0 |  | 1 | TRUE | wye
71 | LV_412-8_0_9_load_69 | 99 | 0.0018014 | 0.00045147 | 0 | 0 |  | 1 | TRUE | wye
72 | LV_412-8_0_9_load_70 | 100 | 0.0036399 | 0.00091224 | 0 | 0 |  | 1 | TRUE | wye
73 | LV_412-8_0_9_load_75 | 103 | 0.0020173 | 0.00050558 | 0 | 0 |  | 1 | TRUE | wye
74 | LV_412-8_0_9_load_89 | 104 | 0.0026624 | 0.00066727 | 0 | 0 |  | 1 | TRUE | wye
75 | LV_412-8_0_9_load_90 | 106 | 0.0028679 | 0.00071877 | 0 | 0 |  | 1 | TRUE | wye
76 | LV_412-8_0_9_load_95 | 107 | 0.0037552 | 0.00094115 | 0 | 0 |  | 1 | TRUE | wye
77 | LV_412-8_0_9_load_87 | 108 | 0.0038841 | 0.00097346 | 0 | 0 |  | 1 | TRUE | wye
78 | LV_412-8_0_9_load_82 | 109 | 0.0052461 | 0.0013148 | 0 | 0 |  | 1 | TRUE | wye
79 | LV_412-8_0_9_load_83 | 110 | 0.0010059 | 0.00025211 | 0 | 0 |  | 1 | TRUE | wye
80 | LV_412-8_0_9_load_81 | 111 | 0.00065068 | 0.00016307 | 0 | 0 |  | 1 | TRUE | wye
81 | LV_412-8_0_9_load_104 | 113 | 0.0039857 | 0.00099891 | 0 | 0 |  | 1 | TRUE | wye
82 | LV_412-8_0_9_load_178 | 115 | 0.00031809 | 7.9722e-05 | 0 | 0 |  | 1 | TRUE | wye
83 | LV_412-8_0_9_load_96 | 117 | 0.0018962 | 0.00047522 | 0 | 0 |  | 1 | TRUE | wye
84 | LV_412-8_0_9_load_99 | 119 | 0.0017985 | 0.00045075 | 0 | 0 |  | 1 | TRUE | wye
85 | LV_412-8_0_9_load_97 | 120 | 0.0019614 | 0.00049158 | 0 | 0 |  | 1 | TRUE | wye
86 | LV_412-8_0_9_load_98 | 121 | 0.0037286 | 0.00093446 | 0 | 0 |  | 1 | TRUE | wye
87 | LV_412-8_0_9_load_184 | 122 | 0.00045774 | 0.00011472 | 0 | 0 |  | 1 | TRUE | wye
88 | LV_412-8_0_9_load_114 | 123 | 0.001531 | 0.0003837 | 0 | 0 |  | 1 | TRUE | wye
89 | LV_412-8_0_9_load_115 | 124 | 0.002455 | 0.00061529 | 0 | 0 |  | 1 | TRUE | wye
90 | LV_412-8_0_9_load_116 | 125 | 0.0019735 | 0.00049462 | 0 | 0 |  | 1 | TRUE | wye
91 | LV_412-8_0_9_load_117 | 126 | 0.0027855 | 0.0006981 | 0 | 0 |  | 1 | TRUE | wye
92 | LV_412-8_0_9_load_118 | 127 | 0.0025554 | 0.00064044 | 0 | 0 |  | 1 | TRUE | wye
93 | LV_412-8_0_9_load_120 | 129 | 0.0027975 | 0.00070111 | 0 | 0 |  | 1 | TRUE | wye
94 | LV_412-8_0_9_load_126 | 130 | 0.0033165 | 0.00083121 | 0 | 0 |  | 1 | TRUE | wye
95 | LV_412-8_0_9_load_121 | 131 | 0.002312 | 0.00057943 | 0 | 0 |  | 1 | TRUE | wye
96 | LV_412-8_0_9_load_128 | 132 | 0.003079 | 0.00077167 | 0 | 0 |  | 1 | TRUE | wye
97 | LV_412-8_0_9_load_123 | 133 | 0.0090774 | 0.002275 | 0 | 0 |  | 1 | TRUE | wye
98 | LV_412-8_0_9_load_124 | 134 | 0.0030381 | 0.00076142 | 0 | 0 |  | 1 | TRUE | wye
99 | LV_412-8_0_9_load_122 | 135 | 0.0018757 | 0.00047008 | 0 | 0 |  | 1 | TRUE | wye
100 | LV_412-8_0_9_load_134 | 136 | 0.0013134 | 0.00032917 | 0 | 0 |  | 1 | TRUE | wye
101 | LV_412-8_0_9_load_127 | 139 | 0.0031831 | 0.00079777 | 0 | 0 |  | 1 | TRUE | wye
102 | LV_412-8_0_9_load_130 | 141 | 0.0023729 | 0.0005947 | 0 | 0 |  | 1 | TRUE | wye
103 | LV_412-8_0_9_load_131 | 142 | 0.0028375 | 0.00071113 | 0 | 0 |  | 1 | TRUE | wye
104 | LV_412-8_0_9_load_132 | 143 | 0.0021222 | 0.00053187 | 0 | 0 |  | 1 | TRUE | wye
105 | LV_412-8_0_9_load_133 | 144 | 0.0056008 | 0.0014037 | 0 | 0 |  | 1 | TRUE | wye
106 | LV_412-8_0_9_load_137 | 146 | 0.0076285 | 0.0019119 | 0 | 0 |  | 1 | TRUE | wye
107 | LV_412-8_0_9_load_138 | 147 | 0.0017443 | 0.00043716 | 0 | 0 |  | 1 | TRUE | wye
108 | LV_412-8_0_9_load_146 | 148 | 0.0020548 | 0.00051498 | 0 | 0 |  | 1 | TRUE | wye
109 | LV_412-8_0_9_load_142 | 150 | 0.0034935 | 0.00087557 | 0 | 0 |  | 1 | TRUE | wye
110 | LV_412-8_0_9_load_143 | 151 | 0.0034792 | 0.00087198 | 0 | 0 |  | 1 | TRUE | wye
111 | LV_412-8_0_9_load_145 | 152 | 0.0028093 | 0.00070407 | 0 | 0 |  | 1 | TRUE | wye
112 | LV_412-8_0_9_load_148 | 153 | 0.0032106 | 0.00080466 | 0 | 0 |  | 1 | TRUE | wye
113 | LV_412-8_0_9_load_160 | 154 | 0.0033072 | 0.00082885 | 0 | 0 |  | 1 | TRUE | wye
114 | LV_412-8_0_9_load_158 | 155 | 0.0085626 | 0.002146 | 0 | 0 |  | 1 | TRUE | wye
115 | LV_412-8_0_9_load_149 | 156 | 0.0040075 | 0.0010044 | 0 | 0 |  | 1 | TRUE | wye
116 | LV_412-8_0_9_load_151 | 157 | 0.0054926 | 0.0013766 | 0 | 0 |  | 1 | TRUE | wye
117 | LV_412-8_0_9_load_153 | 158 | 0.0033936 | 0.00085051 | 0 | 0 |  | 1 | TRUE | wye
118 | LV_412-8_0_9_load_154 | 159 | 0.0071559 | 0.0017934 | 0 | 0 |  | 1 | TRUE | wye
119 | LV_412-8_0_9_load_155 | 160 | 0.0060384 | 0.0015134 | 0 | 0 |  | 1 | TRUE | wye
120 | LV_412-8_0_9_load_156 | 161 | 0.0022791 | 0.0005712 | 0 | 0 |  | 1 | TRUE | wye
121 | LV_412-8_0_9_load_161 | 162 | 0.0074696 | 0.001872 | 0 | 0 |  | 1 | TRUE | wye
122 | LV_412-8_0_9_load_159 | 163 | 0.0066659 | 0.0016706 | 0 | 0 |  | 1 | TRUE | wye
123 | LV_412-8_0_9_load_157 | 164 | 0.0049969 | 0.0012523 | 0 | 0 |  | 1 | TRUE | wye
124 | LV_412-8_0_9_load_163 | 165 | 0.002746 | 0.00068822 | 0 | 0 |  | 1 | TRUE | wye
125 | LV_412-8_0_9_load_165 | 166 | 0.005327 | 0.0013351 | 0 | 0 |  | 1 | TRUE | wye
126 | LV_412-8_0_9_load_166 | 167 | 0.0036769 | 0.00092151 | 0 | 0 |  | 1 | TRUE | wye
127 | LV_412-8_0_9_load_176 | 169 | 0.0030111 | 0.00075466 | 0 | 0 |  | 1 | TRUE | wye
128 | LV_412-8_0_9_load_174 | 170 | 0.0031441 | 0.00078799 | 0 | 0 |  | 1 | TRUE | wye
129 | LV_412-8_0_9_load_168 | 171 | 0.0036765 | 0.00092143 | 0 | 0 |  | 1 | TRUE | wye
130 | LV_412-8_0_9_load_170 | 172 | 0.0062889 | 0.0015761 | 0 | 0 |  | 1 | TRUE | wye
131 | LV_412-8_0_9_load_172 | 173 | 0.0031857 | 0.00079842 | 0 | 0 |  | 1 | TRUE | wye
132 | LV_412-8_0_9_load_173 | 174 | 0.0027003 | 0.00067676 | 0 | 0 |  | 1 | TRUE | wye
133 | LV_412-8_0_9_load_177 | 175 | 0.0035185 | 0.00088182 | 0 | 0 |  | 1 | TRUE | wye
134 | LV_412-8_0_9_load_183 | 177 | 0.0024988 | 0.00062627 | 0 | 0 |  | 1 | TRUE | wye
135 | LV_412-8_0_9_load_186 | 180 | 0.00038869 | 9.7415e-05 | 0 | 0 |  | 1 | TRUE | wye
136 | LV_412-8_0_9_load_187 | 181 | 0.00035558 | 8.9116e-05 | 0 | 0 |  | 1 | TRUE | wye
137 | LV_412-8_0_9_load_190 | 182 | 0.00058832 | 0.00014745 | 0 | 0 |  | 1 | TRUE | wye
138 | LV_412-8_0_9_load_188 | 183 | 0.00049023 | 0.00012286 | 0 | 0 |  | 1 | TRUE | wye
139 | LV_412-8_0_9_load_189 | 184 | 0.004717 | 0.0011822 | 0 | 0 |  | 1 | TRUE | wye
140 | LV_412-8_0_9_load_202 | 185 | 0.0053502 | 0.0013409 | 0 | 0 |  | 1 | TRUE | wye
141 | LV_412-8_0_9_load_192 | 186 | 0.0076282 | 0.0019118 | 0 | 0 |  | 1 | TRUE | wye
142 | LV_412-8_0_9_load_193 | 187 | 0.0028336 | 0.00071016 | 0 | 0 |  | 1 | TRUE | wye
143 | LV_412-8_0_9_load_194 | 188 | 0.0078402 | 0.0019649 | 0 | 0 |  | 1 | TRUE | wye
144 | LV_412-8_0_9_load_195 | 189 | 0.0042528 | 0.0010659 | 0 | 0 |  | 1 | TRUE | wye
145 | LV_412-8_0_9_load_196 | 190 | 0.0040656 | 0.0010189 | 0 | 0 |  | 1 | TRUE | wye
146 | LV_412-8_0_9_load_197 | 191 | 0.0049572 | 0.0012424 | 0 | 0 |  | 1 | TRUE | wye
147 | LV_412-8_0_9_load_198 | 192 | 0.0031687 | 0.00079415 | 0 | 0 |  | 1 | TRUE | wye
148 | LV_412-8_0_9_load_199 | 193 | 0.0038274 | 0.00095925 | 0 | 0 |  | 1 | TRUE | wye

## ext_grid
| name | bus | vm_pu | va_degree | slack_weight | in_service
0 |  | 34 | 1 | 0 | 1 | TRUE

## line
| name | std_type | from_bus | to_bus | length_km | r_ohm_per_km | x_ohm_per_km | c_nf_per_km | g_us_per_km | max_i_ka | df | parallel | type | in_service
0 | LV_412-8_0_9_line_0 |  | 0 | 1 | 0.01618 | 0.125 | 0.08 | 261 | 0 | 0.364 | 1 | 4 | cs | TRUE
1 | LV_412-8_0_9_line_1 |  | 0 | 2 | 0.0067283 | 0.125 | 0.08 | 261 | 0 | 0.364 | 1 | 4 | cs | TRUE
2 | LV_412-8_0_9_line_2 |  | 1 | 3 | 0.020551 | 0.125 | 0.08 | 261 | 0 | 0.364 | 1 | 4 | cs | TRUE
3 | LV_412-8_0_9_line_3 |  | 2 | 4 | 0.01111 | 0.125 | 0.08 | 261 | 0 | 0.364 | 1 | 1 | cs | TRUE
4 | LV_412-8_0_9_line_4 |  | 2 | 5 | 0.017684 | 0.125 | 0.08 | 261 | 0 | 0.364 | 1 | 4 | cs | TRUE
5 | LV_412-8_0_9_line_5 |  | 3 | 6 | 0.011133 | 0.125 | 0.08 | 261 | 0 | 0.364 | 1 | 4 | cs | TRUE
6 | LV_412-8_0_9_line_6 |  | 4 | 7 | 0.022985 | 0.125 | 0.08 | 261 | 0 | 0.364 | 1 | 1 | cs | TRUE
7 | LV_412-8_0_9_line_7 |  | 5 | 8 | 0.010243 | 0.125 | 0.08 | 261 | 0 | 0.364 | 1 | 4 | cs | TRUE
8 | LV_412-8_0_9_line_8 |  | 6 | 9 | 0.028699 | 0.125 | 0.08 | 261 | 0 | 0.364 | 1 | 4 | cs | TRUE
9 | LV_412-8_0_9_line_9 |  | 7 | 10 | 0.0041001 | 0.125 | 0.08 | 261 | 0 | 0.364 | 1 | 1 | cs | TRUE
10 | LV_412-8_0_9_line_10 |  | 8 | 11 | 0.012784 | 0.125 | 0.08 | 261 | 0 | 0.364 | 1 | 4 | cs | TRUE
11 | LV_412-8_0_9_line_11 |  | 9 | 12 | 0.051841 | 0.125 | 0.08 | 261 | 0 | 0.364 | 1 | 4 | cs | TRUE
12 | LV_412-8_0_9_line_12 |  | 9 | 13 | 0.01207 | 0.125 | 0.08 | 261 | 0 | 0.364 | 1 | 1 | cs | TRUE
13 | LV_412-8_0_9_line_13 |  | 10 | 14 | 0.023971 | 0.125 | 0.08 | 261 | 0 | 0.364 | 1 | 1 | cs | TRUE
14 | LV_412-8_0_9_line_14 |  | 11 | 15 | 0.011621 | 0.125 | 0.08 | 261 | 0 | 0.364 | 1 | 4 | cs | TRUE
15 | LV_412-8_0_9_line_15 |  | 12 | 19 | 0.010626 | 0.125 | 0.08 | 261 | 0 | 0.364 | 1 | 4 | cs | TRUE
16 | LV_412-8_0_9_line_16 |  | 12 | 17 | 0.05546 | 0.125 | 0.08 | 261 | 0 | 0.364 | 1 | 1 | cs | TRUE
17 | LV_412-8_0_9_line_17 |  | 14 | 16 | 0.025693 | 0.125 | 0.08 | 261 | 0 | 0.364 | 1 | 1 | cs | TRUE
18 | LV_412-8_0_9_line_18 |  | 15 | 57 | 0.014694 | 0.125 | 0.08 | 261 | 0 | 0.364 | 1 | 4 | cs | TRUE
19 | LV_412-8_0_9_line_19 |  | 16 | 18 | 0.031354 | 0.125 | 0.08 | 261 | 0 | 0.364 | 1 | 1 | cs | TRUE
20 | LV_412-8_0_9_line_20 |  | 18 | 35 | 0.035966 | 0.125 | 0.08 | 261 | 0 | 0.364 | 1 | 1 | cs | TRUE
21 | LV_412-8_0_9_line_21 |  | 19 | 61 | 0.028614 | 0.125 | 0.08 | 261 | 0 | 0.364 | 1 | 1 | cs | TRUE
22 | LV_412-8_0_9_line_22 |  | 19 | 62 | 0.0070216 | 0.125 | 0.08 | 261 | 0 | 0.364 | 1 | 4 | cs | TRUE
23 | LV_412-8_0_9_line_23 |  | 20 | 21 | 0.035452 | 0.125 | 0.08 | 261 | 0 | 0.364 | 1 | 1 | cs | TRUE
24 | LV_412-8_0_9_line_24 |  | 20 | 22 | 0.011734 | 0.125 | 0.08 | 261 | 0 | 0.364 | 1 | 1 | cs | TRUE
25 | LV_412-8_0_9_line_25 |  | 21 | 23 | 0.018274 | 0.125 | 0.08 | 261 | 0 | 0.364 | 1 | 4 | cs | TRUE
26 | LV_412-8_0_9_line_26 |  | 21 | 24 | 0.066938 | 0.125 | 0.08 | 261 | 0 | 0.364 | 1 | 4 | cs | TRUE
27 | LV_412-8_0_9_line_27 |  | 23 | 25 | 0.011706 | 0.125 | 0.08 | 261 | 0 | 0.364 | 1 | 4 | cs | TRUE
28 | LV_412-8_0_9_line_28 |  | 24 | 26 | 0.02353 | 0.125 | 0.08 | 261 | 0 | 0.364 | 1 | 4 | cs | TRUE
29 | LV_412-8_0_9_line_29 |  | 25 | 27 | 0.013338 | 0.125 | 0.08 | 261 | 0 | 0.364 | 1 | 4 | cs | TRUE
30 | LV_412-8_0_9_line_30 |  | 26 | 28 | 0.015784 | 0.125 | 0.08 | 261 | 0 | 0.364 | 1 | 4 | cs | TRUE
31 | LV_412-8_0_9_line_31 |  | 27 | 29 | 0.0070179 | 0.125 | 0.08 | 261 | 0 | 0.364 | 1 | 4 | cs | TRUE
32 | LV_412-8_0_9_line_32 |  | 28 | 32 | 0.018917 | 0.125 | 0.08 | 261 | 0 | 0.364 | 1 | 4 | cs | TRUE
33 | LV_412-8_0_9_line_33 |  | 29 | 33 | 0.0096322 | 0.125 | 0.08 | 261 | 0 | 0.364 | 1 | 4 | cs | TRUE
34 | LV_412-8_0_9_line_34 |  | 30 | 31 | 0.058283 | 0.125 | 0.08 | 261 | 0 | 0.364 | 1 | 1 | cs | TRUE
35 | LV_412-8_0_9_line_35 |  | 31 | 36 | 0.042642 | 0.125 | 0.08 | 261 | 0 | 0.364 | 1 | 1 | cs | TRUE
36 | LV_412-8_0_9_line_36 |  | 31 | 35 | 0.046855 | 0.125 | 0.08 | 261 | 0 | 0.364 | 1 | 1 | cs | TRUE
37 | LV_412-8_0_9_line_37 |  | 32 | 79 | 0.003735 | 0.125 | 0.08 | 261 | 0 | 0.364 | 1 | 4 | cs | TRUE
38 | LV_412-8_0_9_line_38 |  | 33 | 34 | 0.0054026 | 0.125 | 0.08 | 261 | 0 | 0.364 | 1 | 4 | cs | TRUE
39 | LV_412-8_0_9_line_39 |  | 34 | 47 | 0.01442 | 0.125 | 0.08 | 261 | 0 | 0.364 | 1 | 1 | cs | TRUE
40 | LV_412-8_0_9_line_40 |  | 34 | 48 | 0.012688 | 0.125 | 0.08 | 261 | 0 | 0.364 | 1 | 4 | cs | TRUE
41 | LV_412-8_0_9_line_41 |  | 36 | 37 | 0.088596 | 0.125 | 0.08 | 261 | 0 | 0.364 | 1 | 1 | cs | TRUE
42 | LV_412-8_0_9_line_42 |  | 36 | 38 | 0.45275 | 0.125 | 0.08 | 261 | 0 | 0.364 | 1 | 1 | cs | TRUE
43 | LV_412-8_0_9_line_43 |  | 38 | 46 | 0.019317 | 0.125 | 0.08 | 261 | 0 | 0.364 | 1 | 1 | cs | TRUE
44 | LV_412-8_0_9_line_44 |  | 39 | 40 | 0.024885 | 0.125 | 0.08 | 261 | 0 | 0.364 | 1 | 1 | cs | TRUE
45 | LV_412-8_0_9_line_45 |  | 39 | 41 | 0.053892 | 0.125 | 0.08 | 261 | 0 | 0.364 | 1 | 1 | cs | TRUE
46 | LV_412-8_0_9_line_46 |  | 40 | 42 | 0.018246 | 0.125 | 0.08 | 261 | 0 | 0.364 | 1 | 1 | cs | TRUE
47 | LV_412-8_0_9_line_47 |  | 41 | 43 | 0.036921 | 0.125 | 0.08 | 261 | 0 | 0.364 | 1 | 1 | cs | TRUE
48 | LV_412-8_0_9_line_48 |  | 43 | 44 | 0.011038 | 0.125 | 0.08 | 261 | 0 | 0.364 | 1 | 1 | cs | TRUE
49 | LV_412-8_0_9_line_49 |  | 44 | 45 | 0.022853 | 0.125 | 0.08 | 261 | 0 | 0.364 | 1 | 1 | cs | TRUE
50 | LV_412-8_0_9_line_50 |  | 45 | 46 | 0.020699 | 0.125 | 0.08 | 261 | 0 | 0.364 | 1 | 1 | cs | TRUE
51 | LV_412-8_0_9_line_51 |  | 47 | 49 | 0.029592 | 0.125 | 0.08 | 261 | 0 | 0.364 | 1 | 1 | cs | TRUE
52 | LV_412-8_0_9_line_52 |  | 48 | 50 | 0.0065373 | 0.125 | 0.08 | 261 | 0 | 0.364 | 1 | 4 | cs | TRUE
53 | LV_412-8_0_9_line_53 |  | 49 | 51 | 0.0021347 | 0.125 | 0.08 | 261 | 0 | 0.364 | 1 | 1 | cs | TRUE
54 | LV_412-8_0_9_line_54 |  | 50 | 52 | 0.036785 | 0.125 | 0.08 | 261 | 0 | 0.364 | 1 | 4 | cs | TRUE
55 | LV_412-8_0_9_line_55 |  | 51 | 58 | 0.0082382 | 0.125 | 0.08 | 261 | 0 | 0.364 | 1 | 1 | cs | TRUE
56 | LV_412-8_0_9_line_56 |  | 52 | 53 | 0.005433 | 0.125 | 0.08 | 261 | 0 | 0.364 | 1 | 4 | cs | TRUE
57 | LV_412-8_0_9_line_57 |  | 53 | 54 | 0.015303 | 0.125 | 0.08 | 261 | 0 | 0.364 | 1 | 1 | cs | TRUE
58 | LV_412-8_0_9_line_58 |  | 53 | 55 | 0.02034 | 0.125 | 0.08 | 261 | 0 | 0.364 | 1 | 4 | cs | TRUE
59 | LV_412-8_0_9_line_59 |  | 54 | 56 | 0.015092 | 0.125 | 0.08 | 261 | 0 | 0.364 | 1 | 1 | cs | TRUE
60 | LV_412-8_0_9_line_60 |  | 55 | 57 | 0.0086686 | 0.125 | 0.08 | 261 | 0 | 0.364 | 1 | 4 | cs | TRUE
61 | LV_412-8_0_9_line_61 |  | 56 | 59 | 0.010064 | 0.125 | 0.08 | 261 | 0 | 0.364 | 1 | 1 | cs | TRUE
62 | LV_412-8_0_9_line_62 |  | 56 | 60 | 0.017975 | 0.125 | 0.08 | 261 | 0 | 0.364 | 1 | 1 | cs | TRUE
63 | LV_412-8_0_9_line_63 |  | 58 | 165 | 0.019394 | 0.125 | 0.08 | 261 | 0 | 0.364 | 1 | 1 | cs | TRUE
64 | LV_412-8_0_9_line_64 |  | 59 | 174 | 0.025981 | 0.125 | 0.08 | 261 | 0 | 0.364 | 1 | 1 | cs | TRUE
65 | LV_412-8_0_9_line_65 |  | 60 | 171 | 0.0033618 | 0.125 | 0.08 | 261 | 0 | 0.364 | 1 | 1 | cs | TRUE
66 | LV_412-8_0_9_line_66 |  | 61 | 74 | 0.01197 | 0.125 | 0.08 | 261 | 0 | 0.364 | 1 | 1 | cs | TRUE
67 | LV_412-8_0_9_line_67 |  | 62 | 156 | 0.014671 | 0.125 | 0.08 | 261 | 0 | 0.364 | 1 | 4 | cs | TRUE
68 | LV_412-8_0_9_line_68 |  | 63 | 64 | 0.00145 | 0.125 | 0.08 | 261 | 0 | 0.364 | 1 | 1 | cs | TRUE
69 | LV_412-8_0_9_line_69 |  | 64 | 69 | 0.019576 | 0.125 | 0.08 | 261 | 0 | 0.364 | 1 | 1 | cs | TRUE
70 | LV_412-8_0_9_line_70 |  | 65 | 66 | 2.6923e-05 | 0.125 | 0.08 | 261 | 0 | 0.364 | 1 | 1 | cs | TRUE
71 | LV_412-8_0_9_line_71 |  | 66 | 118 | 0.020616 | 0.125 | 0.08 | 261 | 0 | 0.364 | 1 | 1 | cs | TRUE
72 | LV_412-8_0_9_line_72 |  | 67 | 68 | 0.026353 | 0.125 | 0.08 | 261 | 0 | 0.364 | 1 | 1 | cs | TRUE
73 | LV_412-8_0_9_line_73 |  | 68 | 116 | 0.005277 | 0.125 | 0.08 | 261 | 0 | 0.364 | 1 | 1 | cs | TRUE
74 | LV_412-8_0_9_line_74 |  | 69 | 86 | 0.013756 | 0.125 | 0.08 | 261 | 0 | 0.364 | 1 | 4 | cs | TRUE
75 | LV_412-8_0_9_line_75 |  | 69 | 85 | 0.013653 | 0.125 | 0.08 | 261 | 0 | 0.364 | 1 | 4 | cs | TRUE
76 | LV_412-8_0_9_line_76 |  | 70 | 71 | 0.030998 | 0.125 | 0.08 | 261 | 0 | 0.364 | 1 | 1 | cs | TRUE
77 | LV_412-8_0_9_line_77 |  | 71 | 72 | 0.02321 | 0.125 | 0.08 | 261 | 0 | 0.364 | 1 | 1 | cs | TRUE
78 | LV_412-8_0_9_line_78 |  | 72 | 73 | 0.035709 | 0.125 | 0.08 | 261 | 0 | 0.364 | 1 | 1 | cs | TRUE
79 | LV_412-8_0_9_line_79 |  | 73 | 74 | 0.032271 | 0.125 | 0.08 | 261 | 0 | 0.364 | 1 | 1 | cs | TRUE
80 | LV_412-8_0_9_line_80 |  | 75 | 76 | 0.0028759 | 0.125 | 0.08 | 261 | 0 | 0.364 | 1 | 1 | cs | TRUE
81 | LV_412-8_0_9_line_81 |  | 76 | 77 | 0.026836 | 0.125 | 0.08 | 261 | 0 | 0.364 | 1 | 1 | cs | TRUE
82 | LV_412-8_0_9_line_82 |  | 77 | 78 | 0.009969 | 0.125 | 0.08 | 261 | 0 | 0.364 | 1 | 1 | cs | TRUE
83 | LV_412-8_0_9_line_83 |  | 78 | 80 | 0.023027 | 0.125 | 0.08 | 261 | 0 | 0.364 | 1 | 1 | cs | TRUE
84 | LV_412-8_0_9_line_84 |  | 79 | 81 | 0.015207 | 0.125 | 0.08 | 261 | 0 | 0.364 | 1 | 4 | cs | TRUE
85 | LV_412-8_0_9_line_85 |  | 80 | 82 | 0.094339 | 0.125 | 0.08 | 261 | 0 | 0.364 | 1 | 4 | cs | TRUE
86 | LV_412-8_0_9_line_86 |  | 80 | 83 | 0.0031121 | 0.125 | 0.08 | 261 | 0 | 0.364 | 1 | 4 | cs | TRUE
87 | LV_412-8_0_9_line_87 |  | 81 | 84 | 0.0066793 | 0.125 | 0.08 | 261 | 0 | 0.364 | 1 | 4 | cs | TRUE
88 | LV_412-8_0_9_line_88 |  | 82 | 106 | 0.037523 | 0.125 | 0.08 | 261 | 0 | 0.364 | 1 | 4 | cs | TRUE
89 | LV_412-8_0_9_line_89 |  | 83 | 99 | 0.021699 | 0.125 | 0.08 | 261 | 0 | 0.364 | 1 | 4 | cs | TRUE
90 | LV_412-8_0_9_line_90 |  | 84 | 85 | 0.015846 | 0.125 | 0.08 | 261 | 0 | 0.364 | 1 | 4 | cs | TRUE
91 | LV_412-8_0_9_line_91 |  | 86 | 87 | 0.017429 | 0.125 | 0.08 | 261 | 0 | 0.364 | 1 | 4 | cs | TRUE
92 | LV_412-8_0_9_line_92 |  | 87 | 118 | 0.012072 | 0.125 | 0.08 | 261 | 0 | 0.364 | 1 | 4 | cs | TRUE
93 | LV_412-8_0_9_line_93 |  | 88 | 89 | 0.017188 | 0.125 | 0.08 | 261 | 0 | 0.364 | 1 | 1 | cs | TRUE
94 | LV_412-8_0_9_line_94 |  | 89 | 90 | 0.047516 | 0.125 | 0.08 | 261 | 0 | 0.364 | 1 | 1 | cs | TRUE
95 | LV_412-8_0_9_line_95 |  | 90 | 91 | 0.010296 | 0.125 | 0.08 | 261 | 0 | 0.364 | 1 | 1 | cs | TRUE
96 | LV_412-8_0_9_line_96 |  | 90 | 92 | 0.016432 | 0.125 | 0.08 | 261 | 0 | 0.364 | 1 | 1 | cs | TRUE
97 | LV_412-8_0_9_line_97 |  | 91 | 93 | 0.015359 | 0.125 | 0.08 | 261 | 0 | 0.364 | 1 | 1 | cs | TRUE
98 | LV_412-8_0_9_line_98 |  | 91 | 94 | 0.017544 | 0.125 | 0.08 | 261 | 0 | 0.364 | 1 | 1 | cs | TRUE
99 | LV_412-8_0_9_line_99 |  | 92 | 95 | 0.018813 | 0.125 | 0.08 | 261 | 0 | 0.364 | 1 | 1 | cs | TRUE
100 | LV_412-8_0_9_line_100 |  | 95 | 96 | 0.006097 | 0.125 | 0.08 | 261 | 0 | 0.364 | 1 | 1 | cs | TRUE
101 | LV_412-8_0_9_line_101 |  | 95 | 97 | 0.059638 | 0.125 | 0.08 | 261 | 0 | 0.364 | 1 | 1 | cs | TRUE
102 | LV_412-8_0_9_line_102 |  | 96 | 109 | 0.018897 | 0.125 | 0.08 | 261 | 0 | 0.364 | 1 | 1 | cs | TRUE
103 | LV_412-8_0_9_line_103 |  | 96 | 103 | 0.041494 | 0.125 | 0.08 | 261 | 0 | 0.364 | 1 | 1 | cs | TRUE
104 | LV_412-8_0_9_line_104 |  | 97 | 110 | 0.018417 | 0.125 | 0.08 | 261 | 0 | 0.364 | 1 | 1 | cs | TRUE
105 | LV_412-8_0_9_line_105 |  | 98 | 99 | 0.0068954 | 0.125 | 0.08 | 261 | 0 | 0.364 | 1 | 4 | cs | TRUE
106 | LV_412-8_0_9_line_106 |  | 98 | 100 | 0.024737 | 0.125 | 0.08 | 261 | 0 | 0.364 | 1 | 4 | cs | TRUE
107 | LV_412-8_0_9_line_107 |  | 100 | 101 | 0.042207 | 0.125 | 0.08 | 261 | 0 | 0.364 | 1 | 4 | cs | TRUE
108 | LV_412-8_0_9_line_108 |  | 101 | 102 | 0.035554 | 0.125 | 0.08 | 261 | 0 | 0.364 | 1 | 4 | cs | TRUE
109 | LV_412-8_0_9_line_109 |  | 101 | 103 | 0.010277 | 0.125 | 0.08 | 261 | 0 | 0.364 | 1 | 1 | cs | TRUE
110 | LV_412-8_0_9_line_110 |  | 102 | 104 | 0.0081989 | 0.125 | 0.08 | 261 | 0 | 0.364 | 1 | 4 | cs | TRUE
111 | LV_412-8_0_9_line_111 |  | 102 | 105 | 0.049164 | 0.125 | 0.08 | 261 | 0 | 0.364 | 1 | 1 | cs | TRUE
112 | LV_412-8_0_9_line_112 |  | 104 | 107 | 0.0051067 | 0.125 | 0.08 | 261 | 0 | 0.364 | 1 | 4 | cs | TRUE
113 | LV_412-8_0_9_line_113 |  | 105 | 108 | 0.019122 | 0.125 | 0.08 | 261 | 0 | 0.364 | 1 | 1 | cs | TRUE
114 | LV_412-8_0_9_line_114 |  | 106 | 113 | 0.031632 | 0.125 | 0.08 | 261 | 0 | 0.364 | 1 | 4 | cs | TRUE
115 | LV_412-8_0_9_line_115 |  | 107 | 117 | 0.0154 | 0.125 | 0.08 | 261 | 0 | 0.364 | 1 | 4 | cs | TRUE
116 | LV_412-8_0_9_line_116 |  | 108 | 116 | 0.018446 | 0.125 | 0.08 | 261 | 0 | 0.364 | 1 | 1 | cs | TRUE
117 | LV_412-8_0_9_line_117 |  | 111 | 112 | 0.011161 | 0.125 | 0.08 | 261 | 0 | 0.364 | 1 | 1 | cs | TRUE
118 | LV_412-8_0_9_line_118 |  | 112 | 114 | 0.037107 | 0.125 | 0.08 | 261 | 0 | 0.364 | 1 | 1 | cs | TRUE
119 | LV_412-8_0_9_line_119 |  | 112 | 115 | 0.12062 | 0.125 | 0.08 | 261 | 0 | 0.364 | 1 | 1 | cs | TRUE
120 | LV_412-8_0_9_line_120 |  | 113 | 114 | 0.033481 | 0.125 | 0.08 | 261 | 0 | 0.364 | 1 | 4 | cs | TRUE
121 | LV_412-8_0_9_line_121 |  | 114 | 122 | 0.032361 | 0.125 | 0.08 | 261 | 0 | 0.364 | 1 | 4 | cs | TRUE
122 | LV_412-8_0_9_line_122 |  | 115 | 176 | 0.0042785 | 0.125 | 0.08 | 261 | 0 | 0.364 | 1 | 1 | cs | TRUE
123 | LV_412-8_0_9_line_123 |  | 117 | 120 | 0.0046491 | 0.125 | 0.08 | 261 | 0 | 0.364 | 1 | 4 | cs | TRUE
124 | LV_412-8_0_9_line_124 |  | 118 | 119 | 0.0043571 | 0.125 | 0.08 | 261 | 0 | 0.364 | 1 | 4 | cs | TRUE
125 | LV_412-8_0_9_line_125 |  | 119 | 121 | 0.027448 | 0.125 | 0.08 | 261 | 0 | 0.364 | 1 | 4 | cs | TRUE
126 | LV_412-8_0_9_line_126 |  | 120 | 121 | 0.0029563 | 0.125 | 0.08 | 261 | 0 | 0.364 | 1 | 4 | cs | TRUE
127 | LV_412-8_0_9_line_127 |  | 122 | 181 | 0.012075 | 0.125 | 0.08 | 261 | 0 | 0.364 | 1 | 4 | cs | TRUE
128 | LV_412-8_0_9_line_128 |  | 123 | 124 | 0.0046419 | 0.125 | 0.08 | 261 | 0 | 0.364 | 1 | 1 | cs | TRUE
129 | LV_412-8_0_9_line_129 |  | 123 | 125 | 0.0033262 | 0.125 | 0.08 | 261 | 0 | 0.364 | 1 | 1 | cs | TRUE
130 | LV_412-8_0_9_line_130 |  | 124 | 126 | 2.8982e-05 | 0.125 | 0.08 | 261 | 0 | 0.364 | 1 | 1 | cs | TRUE
131 | LV_412-8_0_9_line_131 |  | 125 | 127 | 0.019101 | 0.125 | 0.08 | 261 | 0 | 0.364 | 1 | 1 | cs | TRUE
132 | LV_412-8_0_9_line_132 |  | 126 | 128 | 0.014243 | 0.125 | 0.08 | 261 | 0 | 0.364 | 1 | 1 | cs | TRUE
133 | LV_412-8_0_9_line_133 |  | 127 | 129 | 0.00041926 | 0.125 | 0.08 | 261 | 0 | 0.364 | 1 | 1 | cs | TRUE
134 | LV_412-8_0_9_line_134 |  | 128 | 130 | 0.018142 | 0.125 | 0.08 | 261 | 0 | 0.364 | 1 | 1 | cs | TRUE
135 | LV_412-8_0_9_line_135 |  | 129 | 131 | 0.014258 | 0.125 | 0.08 | 261 | 0 | 0.364 | 1 | 1 | cs | TRUE
136 | LV_412-8_0_9_line_136 |  | 130 | 132 | 0.0079689 | 0.125 | 0.08 | 261 | 0 | 0.364 | 1 | 1 | cs | TRUE
137 | LV_412-8_0_9_line_137 |  | 131 | 135 | 0.012148 | 0.125 | 0.08 | 261 | 0 | 0.364 | 1 | 1 | cs | TRUE
138 | LV_412-8_0_9_line_138 |  | 133 | 134 | 0.0067084 | 0.125 | 0.08 | 261 | 0 | 0.364 | 1 | 1 | cs | TRUE
139 | LV_412-8_0_9_line_139 |  | 134 | 138 | 0.0058041 | 0.125 | 0.08 | 261 | 0 | 0.364 | 1 | 1 | cs | TRUE
140 | LV_412-8_0_9_line_140 |  | 135 | 136 | 0.0002908 | 0.125 | 0.08 | 261 | 0 | 0.364 | 1 | 1 | cs | TRUE
141 | LV_412-8_0_9_line_141 |  | 136 | 137 | 0.006811 | 0.125 | 0.08 | 261 | 0 | 0.364 | 1 | 1 | cs | TRUE
142 | LV_412-8_0_9_line_142 |  | 137 | 145 | 0.012892 | 0.125 | 0.08 | 261 | 0 | 0.364 | 1 | 1 | cs | TRUE
143 | LV_412-8_0_9_line_143 |  | 137 | 143 | 0.013409 | 0.125 | 0.08 | 261 | 0 | 0.364 | 1 | 1 | cs | TRUE
144 | LV_412-8_0_9_line_144 |  | 138 | 139 | 0.031223 | 0.125 | 0.08 | 261 | 0 | 0.364 | 1 | 1 | cs | TRUE
145 | LV_412-8_0_9_line_145 |  | 139 | 140 | 0.018182 | 0.125 | 0.08 | 261 | 0 | 0.364 | 1 | 1 | cs | TRUE
146 | LV_412-8_0_9_line_146 |  | 140 | 141 | 0.030616 | 0.125 | 0.08 | 261 | 0 | 0.364 | 1 | 1 | cs | TRUE
147 | LV_412-8_0_9_line_147 |  | 140 | 142 | 0.012851 | 0.125 | 0.08 | 261 | 0 | 0.364 | 1 | 1 | cs | TRUE
148 | LV_412-8_0_9_line_148 |  | 141 | 143 | 0.0040839 | 0.125 | 0.08 | 261 | 0 | 0.364 | 1 | 1 | cs | TRUE
149 | LV_412-8_0_9_line_149 |  | 142 | 144 | 0.055297 | 0.125 | 0.08 | 261 | 0 | 0.364 | 1 | 1 | cs | TRUE
150 | LV_412-8_0_9_line_150 |  | 145 | 146 | 0.027515 | 0.125 | 0.08 | 261 | 0 | 0.364 | 1 | 1 | cs | TRUE
151 | LV_412-8_0_9_line_151 |  | 145 | 147 | 0.021736 | 0.125 | 0.08 | 261 | 0 | 0.364 | 1 | 1 | cs | TRUE
152 | LV_412-8_0_9_line_152 |  | 147 | 148 | 0.0055789 | 0.125 | 0.08 | 261 | 0 | 0.364 | 1 | 1 | cs | TRUE
153 | LV_412-8_0_9_line_153 |  | 148 | 149 | 0.0027365 | 0.125 | 0.08 | 261 | 0 | 0.364 | 1 | 1 | cs | TRUE
154 | LV_412-8_0_9_line_154 |  | 149 | 150 | 0.020506 | 0.125 | 0.08 | 261 | 0 | 0.364 | 1 | 1 | cs | TRUE
155 | LV_412-8_0_9_line_155 |  | 150 | 151 | 0.055769 | 0.125 | 0.08 | 261 | 0 | 0.364 | 1 | 2 | cs | TRUE
156 | LV_412-8_0_9_line_156 |  | 151 | 152 | 0.016311 | 0.125 | 0.08 | 261 | 0 | 0.364 | 1 | 4 | cs | TRUE
157 | LV_412-8_0_9_line_157 |  | 152 | 153 | 0.0043976 | 0.125 | 0.08 | 261 | 0 | 0.364 | 1 | 4 | cs | TRUE
158 | LV_412-8_0_9_line_158 |  | 153 | 154 | 0.023841 | 0.125 | 0.08 | 261 | 0 | 0.364 | 1 | 4 | cs | TRUE
159 | LV_412-8_0_9_line_159 |  | 154 | 155 | 0.0021652 | 0.125 | 0.08 | 261 | 0 | 0.364 | 1 | 4 | cs | TRUE
160 | LV_412-8_0_9_line_160 |  | 155 | 164 | 0.022647 | 0.125 | 0.08 | 261 | 0 | 0.364 | 1 | 4 | cs | TRUE
161 | LV_412-8_0_9_line_161 |  | 156 | 157 | 0.0044406 | 0.125 | 0.08 | 261 | 0 | 0.364 | 1 | 4 | cs | TRUE
162 | LV_412-8_0_9_line_162 |  | 157 | 158 | 0.019208 | 0.125 | 0.08 | 261 | 0 | 0.364 | 1 | 4 | cs | TRUE
163 | LV_412-8_0_9_line_163 |  | 158 | 159 | 0.0075577 | 0.125 | 0.08 | 261 | 0 | 0.364 | 1 | 4 | cs | TRUE
164 | LV_412-8_0_9_line_164 |  | 159 | 160 | 0.012366 | 0.125 | 0.08 | 261 | 0 | 0.364 | 1 | 4 | cs | TRUE
165 | LV_412-8_0_9_line_165 |  | 160 | 161 | 0.00064675 | 0.125 | 0.08 | 261 | 0 | 0.364 | 1 | 4 | cs | TRUE
166 | LV_412-8_0_9_line_166 |  | 161 | 162 | 0.020697 | 0.125 | 0.08 | 261 | 0 | 0.364 | 1 | 4 | cs | TRUE
167 | LV_412-8_0_9_line_167 |  | 162 | 163 | 0.0219 | 0.125 | 0.08 | 261 | 0 | 0.364 | 1 | 4 | cs | TRUE
168 | LV_412-8_0_9_line_168 |  | 163 | 164 | 0.0032378 | 0.125 | 0.08 | 261 | 0 | 0.364 | 1 | 4 | cs | TRUE
169 | LV_412-8_0_9_line_169 |  | 165 | 166 | 0.025269 | 0.125 | 0.08 | 261 | 0 | 0.364 | 1 | 1 | cs | TRUE
170 | LV_412-8_0_9_line_170 |  | 167 | 168 | 0.0073298 | 0.125 | 0.08 | 261 | 0 | 0.364 | 1 | 1 | cs | TRUE
171 | LV_412-8_0_9_line_171 |  | 168 | 169 | 0.017637 | 0.125 | 0.08 | 261 | 0 | 0.364 | 1 | 1 | cs | TRUE
172 | LV_412-8_0_9_line_172 |  | 168 | 170 | 0.018667 | 0.125 | 0.08 | 261 | 0 | 0.364 | 1 | 1 | cs | TRUE
173 | LV_412-8_0_9_line_173 |  | 169 | 175 | 0.0091906 | 0.125 | 0.08 | 261 | 0 | 0.364 | 1 | 1 | cs | TRUE
174 | LV_412-8_0_9_line_174 |  | 170 | 174 | 0.0026904 | 0.125 | 0.08 | 261 | 0 | 0.364 | 1 | 1 | cs | TRUE
175 | LV_412-8_0_9_line_175 |  | 171 | 172 | 0.0077917 | 0.125 | 0.08 | 261 | 0 | 0.364 | 1 | 1 | cs | TRUE
176 | LV_412-8_0_9_line_176 |  | 172 | 173 | 0.0078631 | 0.125 | 0.08 | 261 | 0 | 0.364 | 1 | 1 | cs | TRUE
177 | LV_412-8_0_9_line_177 |  | 176 | 177 | 0.019851 | 0.125 | 0.08 | 261 | 0 | 0.364 | 1 | 1 | cs | TRUE
178 | LV_412-8_0_9_line_178 |  | 177 | 179 | 0.018862 | 0.125 | 0.08 | 261 | 0 | 0.364 | 1 | 1 | cs | TRUE
179 | LV_412-8_0_9_line_179 |  | 178 | 179 | 0.008782 | 0.125 | 0.08 | 261 | 0 | 0.364 | 1 | 1 | cs | TRUE
180 | LV_412-8_0_9_line_180 |  | 178 | 180 | 0.01728 | 0.125 | 0.08 | 261 | 0 | 0.364 | 1 | 1 | cs | TRUE
181 | LV_412-8_0_9_line_181 |  | 179 | 182 | 0.023981 | 0.125 | 0.08 | 261 | 0 | 0.364 | 1 | 1 | cs | TRUE
182 | LV_412-8_0_9_line_182 |  | 181 | 183 | 0.014238 | 0.125 | 0.08 | 261 | 0 | 0.364 | 1 | 4 | cs | TRUE
183 | LV_412-8_0_9_line_183 |  | 183 | 184 | 0.055527 | 0.125 | 0.08 | 261 | 0 | 0.364 | 1 | 4 | cs | TRUE
184 | LV_412-8_0_9_line_184 |  | 184 | 185 | 0.068136 | 0.125 | 0.08 | 261 | 0 | 0.364 | 1 | 4 | cs | TRUE
185 | LV_412-8_0_9_line_185 |  | 185 | 195 | 0.059117 | 0.125 | 0.08 | 261 | 0 | 0.364 | 1 | 4 | cs | TRUE
186 | LV_412-8_0_9_line_186 |  | 186 | 187 | 0.0077472 | 0.125 | 0.08 | 261 | 0 | 0.364 | 1 | 4 | cs | TRUE
187 | LV_412-8_0_9_line_187 |  | 186 | 188 | 0.0024059 | 0.125 | 0.08 | 261 | 0 | 0.364 | 1 | 3 | cs | TRUE
188 | LV_412-8_0_9_line_188 |  | 187 | 189 | 0.0014429 | 0.125 | 0.08 | 261 | 0 | 0.364 | 1 | 4 | cs | TRUE
189 | LV_412-8_0_9_line_189 |  | 188 | 190 | 0.0031842 | 0.125 | 0.08 | 261 | 0 | 0.364 | 1 | 1 | cs | TRUE
190 | LV_412-8_0_9_line_190 |  | 189 | 191 | 0.00036164 | 0.125 | 0.08 | 261 | 0 | 0.364 | 1 | 4 | cs | TRUE
191 | LV_412-8_0_9_line_191 |  | 190 | 192 | 0.010465 | 0.125 | 0.08 | 261 | 0 | 0.364 | 1 | 1 | cs | TRUE
192 | LV_412-8_0_9_line_192 |  | 191 | 193 | 0.00068344 | 0.125 | 0.08 | 261 | 0 | 0.364 | 1 | 4 | cs | TRUE
193 | LV_412-8_0_9_line_193 |  | 193 | 194 | 0.027289 | 0.125 | 0.08 | 261 | 0 | 0.364 | 1 | 4 | cs | TRUE
194 | LV_412-8_0_9_line_194 |  | 194 | 195 | 0.024521 | 0.125 | 0.08 | 261 | 0 | 0.364 | 1 | 4 | cs | TRUE

## trafo
| name | std_type | hv_bus | lv_bus | sn_mva | vn_hv_kv | vn_lv_kv | vk_percent | vkr_percent | pfe_kw | i0_percent | shift_degree | tap_side | tap_neutral | tap_min | tap_max | tap_step_percent | tap_step_degree | tap_pos | tap_phase_shifter | parallel | df | in_service
0 | LV_412-8_0_9_trafo_29 | 0.63 MVA 20/0.4 kV | 196 | 34 | 0.63 | 20 | 0.4 | 6 | 1.206 | 1.65 | 0.2619 | 150 | hv | 0 | -2 | 2 | 2.5 | 0 | 0 | FALSE | 1 | 1 | TRUE

## line_geodata
| x0 | y0 | x1 | y1 | x2 | y2 | x3 | y3 | x4 | y4 | x5 | y5 | x6 | y6 | x7 | y7 | x8 | y8 | x9 | y9 | x10 | y10 | x11 | y11 | x12 | y12 | x13 | y13
0 | 2614136.787 | 1212973.3531 | 2614137.2416 | 1212971.7919 | 2614135.1764 | 1212968.2072 | 2614139.973 | 1212958.9605
1 | 2614134.9059 | 1212979.8131 | 2614136.787 | 1212973.3531
2 | 2614149.4361 | 1212940.7183 | 2614139.973 | 1212958.9605
3 | 2614134.9059 | 1212979.8131 | 2614132.304 | 1212990.6145
4 | 2614134.9059 | 1212979.8131 | 2614118.8287 | 1212972.4466
5 | 2614154.5627 | 1212930.8356 | 2614149.4361 | 1212940.7183
6 | 2614132.304 | 1212990.6145 | 2614126.9214 | 1213012.9601
7 | 2614118.8287 | 1212972.4466 | 2614109.5168 | 1212968.18
8 | 2614168.0109 | 1212905.4829 | 2614156.6497 | 1212926.8124 | 2614154.5627 | 1212930.8356
9 | 2614125.9612 | 1213016.9462 | 2614126.9214 | 1213012.9601
10 | 2614105.9725 | 1212958.9657 | 2614111.9435 | 1212963.4497 | 2614109.5168 | 1212968.18 | 2614109.5168 | 1212968.18
11 | 2614168.0109 | 1212905.4829 | 2614172.5189 | 1212907.2278 | 2614174.1605 | 1212910.0555 | 2614173.9125 | 1212915.3357 | 2614173.3048 | 1212921.7823 | 2614175.1831 | 1212924.1325 | 2614178.6024 | 1212923.6737 | 2614183.4282 | 1212922.7513 | 2614185.0726 | 1212924.3894 | 2614184.3606 | 1212926.7446 | 2614184.4713 | 1212931.3141 | 2614185.9926 | 1212933.6635 | 2614188.9401 | 1212933.5593 | 2614194.4145 | 1212934.5951
12 | 2614168.0109 | 1212905.4829 | 2614170.695 | 1212893.7155
13 | 2614125.9612 | 1213016.9462 | 2614121.5848 | 1213040.5146
14 | 2614105.9725 | 1212958.9657 | 2614101.5628 | 1212955.6542 | 2614105.0406 | 1212950.6349
15 | 2614201.0808 | 1212926.3062 | 2614194.4145 | 1212934.5951
16 | 2614194.4145 | 1212934.5951 | 2614174.3284 | 1212954.6476 | 2614161.4036 | 1212978.4416
17 | 2614121.5848 | 1213040.5146 | 2614119.3292 | 1213052.6617 | 2614116.1981 | 1213065.6277
18 | 2614109.8221 | 1212937.9602 | 2614110.9837 | 1212942.0577 | 2614105.0406 | 1212950.6349
19 | 2614116.1981 | 1213065.6277 | 2614108.8382 | 1213096.1054
20 | 2614101.3154 | 1213131.2611 | 2614104.2714 | 1213115.0168 | 2614108.8382 | 1213096.1054
21 | 2614201.0808 | 1212926.3062 | 2614206.8465 | 1212926.2087 | 2614209.4329 | 1212927.8602 | 2614209.7721 | 1212935.3652 | 2614208.6894 | 1212943.4672 | 2614211.2721 | 1212946.6418
22 | 2614201.0808 | 1212926.3062 | 2614205.7451 | 1212921.0576
23 | 2614018.3196 | 1213045.3537 | 2614025.1289 | 1213053.7076 | 2614031.6875 | 1213068.5091 | 2614033.7875 | 1213076.7297
24 | 2614032.112 | 1213088.3435 | 2614033.7875 | 1213076.7297
25 | 2614018.3196 | 1213045.3537 | 2614027.6594 | 1213029.6469
26 | 2613977.0069 | 1213096.597 | 2613983.798 | 1213093.211 | 2613990.8753 | 1213087.6132 | 2613995.006 | 1213081.7307 | 2614006.1286 | 1213064.6026 | 2614018.3196 | 1213045.3537
27 | 2614033.745 | 1213019.6509 | 2614032.7177 | 1213021.1404 | 2614027.6594 | 1213029.6469
28 | 2613977.0069 | 1213096.597 | 2613965.8474 | 1213097.0601 | 2613953.5159 | 1213096.2014
29 | 2614033.745 | 1213019.6509 | 2614041.3177 | 1213008.671
30 | 2613937.7698 | 1213095.1048 | 2613953.5159 | 1213096.2014
31 | 2614041.3177 | 1213008.671 | 2614045.3021 | 1213002.8938
32 | 2613937.7698 | 1213095.1048 | 2613930.5922 | 1213112.6069
33 | 2614050.7708 | 1212994.9646 | 2614045.3021 | 1213002.8938
34 | 2614095.1228 | 1213177.6305 | 2614077.0379 | 1213167.6156 | 2614044.4011 | 1213148.9236
35 | 2614092.3337 | 1213220.1812 | 2614094.902 | 1213181.0541 | 2614095.1228 | 1213177.6305
36 | 2614095.1228 | 1213177.6305 | 2614096.3912 | 1213158.3226 | 2614101.3154 | 1213131.2611
37 | 2613930.5922 | 1213112.6069 | 2613929.175 | 1213116.0627
38 | 2614053.8381 | 1212990.5172 | 2614050.7708 | 1212994.9646
39 | 2614053.8381 | 1212990.5172 | 2614043.7206 | 1212980.2425
40 | 2614053.8381 | 1212990.5172 | 2614060.8574 | 1212979.948
41 | 2614092.3337 | 1213220.1812 | 2614118.3357 | 1213196.9404 | 2614136.9141 | 1213146.5333
42 | 2614092.3337 | 1213220.1812 | 2614488.0502 | 1213440.1602
43 | 2614488.0502 | 1213440.1602 | 2614492.6952 | 1213454.1015 | 2614490.9965 | 1213458.4006
44 | 2614467.0947 | 1213579.0791 | 2614472.0933 | 1213580.9898 | 2614480.967 | 1213573.7183 | 2614486.6902 | 1213568.0408
45 | 2614442.4339 | 1213533.6249 | 2614446.884 | 1213543.3855 | 2614452.4257 | 1213563.4991 | 2614461.0295 | 1213576.7607 | 2614467.0947 | 1213579.0791
46 | 2614499.6437 | 1213555.1907 | 2614486.6902 | 1213568.0408
47 | 2614442.4339 | 1213533.6249 | 2614447.9312 | 1213515.4835 | 2614455.4066 | 1213499.1479
48 | 2614462.692 | 1213490.8558 | 2614455.4066 | 1213499.1479
49 | 2614477.7759 | 1213473.6876 | 2614462.692 | 1213490.8558
50 | 2614477.7759 | 1213473.6876 | 2614488.7365 | 1213464.1198 | 2614490.9965 | 1213458.4006
51 | 2614043.7206 | 1212980.2425 | 2614022.9575 | 1212959.1569
52 | 2614064.474 | 1212974.5023 | 2614060.8574 | 1212979.948
53 | 2614022.9575 | 1212959.1569 | 2614021.4598 | 1212957.6358
54 | 2614087.2221 | 1212945.6482 | 2614069.717 | 1212966.6077 | 2614064.474 | 1212974.5023
55 | 2614015.6796 | 1212951.7659 | 2614021.4598 | 1212957.6358
56 | 2614087.2221 | 1212945.6482 | 2614091.5824 | 1212942.39
57 | 2614091.5824 | 1212942.39 | 2614080.2365 | 1212932.1203
58 | 2614091.5824 | 1212942.39 | 2614107.458 | 1212929.6202
59 | 2614069.047 | 1212921.9922 | 2614080.2365 | 1212932.1203
60 | 2614107.458 | 1212929.6202 | 2614109.8221 | 1212937.9602
61 | 2614069.047 | 1212921.9922 | 2614061.5874 | 1212915.2365
62 | 2614069.047 | 1212921.9922 | 2614081.6155 | 1212909.1424
63 | 2614015.6796 | 1212951.7659 | 2614002.0724 | 1212937.9473
64 | 2614061.5874 | 1212915.2365 | 2614042.3302 | 1212897.7962
65 | 2614083.9662 | 1212906.7391 | 2614081.6155 | 1212909.1424
66 | 2614222.9555 | 1212946.425 | 2614220.889 | 1212946.5868 | 2614218.4578 | 1212946.77 | 2614217.4392 | 1212947.0567 | 2614215.1588 | 1212947.7072 | 2614211.2721 | 1212946.6418
67 | 2614216.5865 | 1212911.2281 | 2614208.6821 | 1212917.7528 | 2614205.7451 | 1212921.0576
68 | 2613913.4503 | 1213166.8709 | 2613912.3464 | 1213165.9307
69 | 2613896.4083 | 1213154.6977 | 2613903.615 | 1213158.7389 | 2613908.3536 | 1213162.5298 | 2613912.3464 | 1213165.9307
70 | 2613884.3297 | 1213202.1174 | 2613884.3091 | 1213202.1002
71 | 2613869.1373 | 1213188.2756 | 2613873.6294 | 1213193.5667 | 2613877.8302 | 1213196.7005 | 2613884.3091 | 1213202.1002
72 | 2613838.806 | 1213297.2556 | 2613853.3941 | 1213275.3087
73 | 2613835.8791 | 1213301.6513 | 2613838.806 | 1213297.2556
74 | 2613896.4083 | 1213154.6977 | 2613887.7357 | 1213165.376
75 | 2613896.4083 | 1213154.6977 | 2613907.4931 | 1213146.7275
76 | 2614183.7059 | 1213028.4658 | 2614179.3529 | 1213036.5611 | 2614171.488 | 1213056.9
77 | 2614183.7059 | 1213028.4658 | 2614194.6981 | 1213008.0235
78 | 2614194.6981 | 1213008.0235 | 2614211.6095 | 1212976.5732
79 | 2614222.9555 | 1212946.425 | 2614214.1901 | 1212971.774 | 2614211.6095 | 1212976.5732
80 | 2613890.76 | 1213092.7705 | 2613887.9084 | 1213093.1432
81 | 2613887.9084 | 1213093.1432 | 2613885.316 | 1213093.482 | 2613876.0428 | 1213096.1176 | 2613867.8455 | 1213099.9897 | 2613863.2022 | 1213102.9667
82 | 2613855.9277 | 1213109.565 | 2613858.8613 | 1213105.7499 | 2613863.2022 | 1213102.9667
83 | 2613844.2682 | 1213129.3183 | 2613851.113 | 1213115.8265 | 2613855.9277 | 1213109.565
84 | 2613920.8113 | 1213128.7394 | 2613928.8013 | 1213116.974 | 2613929.175 | 1213116.0627
85 | 2613805.4053 | 1213054.5532 | 2613807.3266 | 1213058.0707 | 2613806.3205 | 1213062.86 | 2613803.617 | 1213075.7277 | 2613802.8304 | 1213084.1862 | 2613805.4557 | 1213091.9966 | 2613812.5051 | 1213098.4387 | 2613825.1127 | 1213105.7163 | 2613830.8484 | 1213111.9553 | 2613834.9792 | 1213119.1466 | 2613838.2509 | 1213126.6362 | 2613844.2682 | 1213129.3183
86 | 2613844.2682 | 1213129.3183 | 2613842.9764 | 1213132.1496
87 | 2613920.8113 | 1213128.7394 | 2613917.0588 | 1213134.2649
88 | 2613805.4053 | 1213054.5532 | 2613807.2186 | 1213048.932 | 2613808.8228 | 1213035.1057 | 2613808.3999 | 1213027.456 | 2613805.7066 | 1213017.7883
89 | 2613834.8466 | 1213152.2616 | 2613840.8479 | 1213136.8146 | 2613842.9764 | 1213132.1496
90 | 2613917.0588 | 1213134.2649 | 2613909.6472 | 1213145.1786 | 2613907.4931 | 1213146.7275
91 | 2613876.7478 | 1213178.9051 | 2613887.7357 | 1213165.376
92 | 2613869.1373 | 1213188.2756 | 2613876.7478 | 1213178.9051
93 | 2613719.9184 | 1213124.9075 | 2613716.5192 | 1213123.2543 | 2613714.8271 | 1213119.1481 | 2613715.074 | 1213117.4811 | 2613716.538 | 1213115.0497 | 2613720.6513 | 1213113.3693
94 | 2613719.9184 | 1213124.9075 | 2613718.2752 | 1213172.3859
95 | 2613708.3387 | 1213169.5838 | 2613718.2752 | 1213172.3859
96 | 2613718.2752 | 1213172.3859 | 2613733.6821 | 1213178.0981
97 | 2613708.3387 | 1213169.5838 | 2613702.689 | 1213172.2057 | 2613698.2575 | 1213180.2112
98 | 2613708.3387 | 1213169.5838 | 2613692.0074 | 1213163.0539
99 | 2613750.2673 | 1213186.3227 | 2613746.7278 | 1213182.9349 | 2613733.6821 | 1213178.0981
100 | 2613753.7651 | 1213191.3224 | 2613750.2673 | 1213186.3227
101 | 2613730.245 | 1213242.5083 | 2613750.2673 | 1213186.3227
102 | 2613753.7651 | 1213191.3224 | 2613755.3141 | 1213178.2964 | 2613757.3961 | 1213172.9054
103 | 2613753.7651 | 1213191.3224 | 2613761.4235 | 1213197.1099 | 2613769.9565 | 1213202.4436 | 2613782.6104 | 1213209.3433 | 2613789.4782 | 1213212.1492
104 | 2613730.245 | 1213242.5083 | 2613746.3776 | 1213251.3922
105 | 2613832.3495 | 1213158.689 | 2613834.8466 | 1213152.2616
106 | 2613832.3495 | 1213158.689 | 2613827.5826 | 1213170.9587 | 2613824.0796 | 1213181.9895
107 | 2613799.524 | 1213213.6068 | 2613802.2986 | 1213212.7127 | 2613805.8729 | 1213210.831 | 2613811.3965 | 1213206.9082 | 2613816.0871 | 1213201.8717 | 2613819.2884 | 1213197.0764 | 2613824.0796 | 1213181.9895
108 | 2613824.6994 | 1213238.6456 | 2613810.5691 | 1213226.4284 | 2613799.524 | 1213213.6068
109 | 2613799.524 | 1213213.6068 | 2613796.0145 | 1213213.7321 | 2613791.6409 | 1213213.0328 | 2613789.4782 | 1213212.1492
110 | 2613824.6994 | 1213238.6456 | 2613830.8988 | 1213233.2801
111 | 2613824.6994 | 1213238.6456 | 2613815.113 | 1213258.6459 | 2613813.4736 | 1213264.6677 | 2613811.8623 | 1213268.4105 | 2613804.2139 | 1213281.3891 | 2613803.3903 | 1213282.788
112 | 2613830.8988 | 1213233.2801 | 2613834.7602 | 1213229.9382
113 | 2613803.3903 | 1213282.788 | 2613819.9266 | 1213292.3891
114 | 2613794.3294 | 1212988.3189 | 2613800.8751 | 1213003.1584 | 2613804.6406 | 1213013.962 | 2613805.7066 | 1213017.7883
115 | 2613846.4048 | 1213219.86 | 2613834.7602 | 1213229.9382
116 | 2613835.8791 | 1213301.6513 | 2613819.9266 | 1213292.3891
117 | 2613793.2261 | 1212993.1685 | 2613796.9981 | 1213003.6727
118 | 2613793.2261 | 1212993.1685 | 2613780.4613 | 1212958.3195
119 | 2613793.2261 | 1212993.1685 | 2613765.8693 | 1213007.8471 | 2613711.5497 | 1213031.1579 | 2613695.754 | 1213032.7337 | 2613681.9374 | 1213028.034
120 | 2613780.4613 | 1212958.3195 | 2613784.7353 | 1212962.7541 | 2613787.1788 | 1212970.4196 | 2613793.2958 | 1212985.9757 | 2613794.3294 | 1212988.3189
121 | 2613780.4613 | 1212958.3195 | 2613788.7959 | 1212954.3142 | 2613792.3741 | 1212947.552 | 2613793.0372 | 1212939.9604 | 2613797.9488 | 1212933.8464
122 | 2613677.8869 | 1213026.6562 | 2613681.9374 | 1213028.034
123 | 2613846.4048 | 1213219.86 | 2613849.4504 | 1213217.2241 | 2613849.8633 | 1213216.76
124 | 2613869.1373 | 1213188.2756 | 2613867.4432 | 1213192.2899
125 | 2613851.8285 | 1213214.5514 | 2613862.4121 | 1213202.657 | 2613866.6016 | 1213194.2842 | 2613867.4432 | 1213192.2899
126 | 2613849.8633 | 1213216.76 | 2613851.8285 | 1213214.5514
127 | 2613797.9488 | 1212933.8464 | 2613799.3754 | 1212932.0705 | 2613806.7239 | 1212925.5917
128 | 2614409.0509 | 1212950.9417 | 2614407.033 | 1212946.7613
129 | 2614405.587 | 1212943.7659 | 2614407.033 | 1212946.7613
130 | 2614409.0509 | 1212950.9417 | 2614409.0635 | 1212950.9678
131 | 2614405.587 | 1212943.7659 | 2614397.2833 | 1212926.5641
132 | 2614415.2552 | 1212963.7945 | 2614409.0635 | 1212950.9678
133 | 2614397.1011 | 1212926.1865 | 2614397.2833 | 1212926.5641
134 | 2614415.2552 | 1212963.7945 | 2614428.1219 | 1212954.8204 | 2614430.0194 | 1212953.2633
135 | 2614397.1011 | 1212926.1865 | 2614394.7794 | 1212921.377 | 2614389.9082 | 1212913.9071
136 | 2614436.1795 | 1212948.208 | 2614430.0194 | 1212953.2633
137 | 2614389.9082 | 1212913.9071 | 2614383.2723 | 1212903.731
138 | 2614366.3115 | 1212975.7007 | 2614365.7993 | 1212975.4711 | 2614361.2497 | 1212971.3373
139 | 2614356.954 | 1212967.4343 | 2614361.2497 | 1212971.3373
140 | 2614383.1135 | 1212903.4875 | 2614383.2723 | 1212903.731
141 | 2614379.3931 | 1212897.7823 | 2614383.1135 | 1212903.4875
142 | 2614379.3931 | 1212897.7823 | 2614373.4195 | 1212886.3504
143 | 2614379.3931 | 1212897.7823 | 2614367.7193 | 1212904.3786
144 | 2614356.954 | 1212967.4343 | 2614354.9126 | 1212960.2809 | 2614345.1122 | 1212938.61
145 | 2614337.8068 | 1212921.9629 | 2614340.0195 | 1212927.349 | 2614345.1122 | 1212938.61
146 | 2614337.8068 | 1212921.9629 | 2614360.2323 | 1212908.6091 | 2614364.1637 | 1212906.3876
147 | 2614337.8068 | 1212921.9629 | 2614332.3882 | 1212910.31 | 2614332.3882 | 1212910.31
148 | 2614364.1637 | 1212906.3876 | 2614367.7193 | 1212904.3786
149 | 2614332.3882 | 1212910.31 | 2614324.1734 | 1212899.0285 | 2614317.9255 | 1212894.2664 | 2614308.5371 | 1212890.8865 | 2614301.5203 | 1212890.0137 | 2614286.4603 | 1212896.597
150 | 2614358.1682 | 1212863.4232 | 2614373.4195 | 1212886.3504
151 | 2614373.4195 | 1212886.3504 | 2614392.0502 | 1212875.1537
152 | 2614392.0502 | 1212875.1537 | 2614396.832 | 1212872.2799
153 | 2614399.1775 | 1212870.8703 | 2614396.832 | 1212872.2799
154 | 2614399.1775 | 1212870.8703 | 2614385.8332 | 1212855.3
155 | 2614385.8332 | 1212855.3 | 2614384.5123 | 1212853.7588 | 2614381.9305 | 1212840.7564 | 2614367.6216 | 1212827.0699 | 2614355.2446 | 1212821.8373 | 2614348.1367 | 1212823.2399
156 | 2614333.4556 | 1212829.3013 | 2614338.9353 | 1212825.0556 | 2614348.1367 | 1212823.2399
157 | 2614333.4556 | 1212829.3013 | 2614329.9795 | 1212831.9948
158 | 2614329.9795 | 1212831.9948 | 2614318.0371 | 1212841.248 | 2614310.3878 | 1212845.4611
159 | 2614308.4912 | 1212846.5056 | 2614310.3878 | 1212845.4611
160 | 2614308.4912 | 1212846.5056 | 2614288.6541 | 1212857.4314
161 | 2614216.5865 | 1212911.2281 | 2614220.0111 | 1212908.4012
162 | 2614234.8246 | 1212896.1736 | 2614220.0111 | 1212908.4012
163 | 2614234.8246 | 1212896.1736 | 2614240.6531 | 1212891.3624
164 | 2614250.1896 | 1212883.4906 | 2614240.6531 | 1212891.3624
165 | 2614250.1896 | 1212883.4906 | 2614250.6884 | 1212883.0789
166 | 2614267.7104 | 1212871.3342 | 2614253.4431 | 1212880.805 | 2614250.6884 | 1212883.0789
167 | 2614285.9566 | 1212859.2221 | 2614267.7104 | 1212871.3342
168 | 2614285.9566 | 1212859.2221 | 2614288.6541 | 1212857.4314 | 2614288.6541 | 1212857.4314
169 | 2613994.5237 | 1212917.465 | 2613991.8509 | 1212920.4216 | 2613993.1377 | 1212928.8738 | 2614002.0724 | 1212937.9473
170 | 2614026.5001 | 1212883.4597 | 2614021.391 | 1212888.7155
171 | 2614026.5001 | 1212883.4597 | 2614037.9076 | 1212870.0091
172 | 2614026.5001 | 1212883.4597 | 2614040.3361 | 1212895.9902
173 | 2614043.8522 | 1212863 | 2614037.9076 | 1212870.0091
174 | 2614040.3361 | 1212895.9902 | 2614042.3302 | 1212897.7962
175 | 2614083.9662 | 1212906.7391 | 2614088.304 | 1212902.3042 | 2614088.6295 | 1212900.7499
176 | 2614086.9501 | 1212893.3849 | 2614089.1184 | 1212898.415 | 2614088.6295 | 1212900.7499
177 | 2613677.8869 | 1213026.6562 | 2613665.5601 | 1213012.6757 | 2613664.3505 | 1213012.7522
178 | 2613645.5264 | 1213013.9419 | 2613664.3505 | 1213012.7522
179 | 2613645.5264 | 1213013.9419 | 2613650.2266 | 1213021.3679
180 | 2613650.2266 | 1213021.3679 | 2613634.4636 | 1213028.4476
181 | 2613645.5264 | 1213013.9419 | 2613633.931 | 1212995.6163 | 2613632.2657 | 1212994.0373
182 | 2613818.4185 | 1212917.4964 | 2613808.1288 | 1212924.3531 | 2613806.7239 | 1212925.5917
183 | 2613818.4185 | 1212917.4964 | 2613819.9666 | 1212916.4648 | 2613862.2696 | 1212893.4941 | 2613867.2769 | 1212891.1492
184 | 2613867.2769 | 1212891.1492 | 2613898.1713 | 1212830.4197
185 | 2613898.1713 | 1212830.4197 | 2613891.8536 | 1212819.5656 | 2613894.0114 | 1212812.8557 | 2613870.3464 | 1212781.1608
186 | 2613915.6372 | 1212800.121 | 2613915.6372 | 1212800.121 | 2613910.8649 | 1212794.0182
187 | 2613915.6372 | 1212800.121 | 2613916.9847 | 1212802.1141 | 2613916.9847 | 1212802.1141
188 | 2613909.976 | 1212792.8816 | 2613910.8649 | 1212794.0182
189 | 2613916.9847 | 1212802.1141 | 2613916.809 | 1212805.2935
190 | 2613909.7532 | 1212792.5967 | 2613909.976 | 1212792.8816
191 | 2613916.2314 | 1212815.7422 | 2613916.809 | 1212805.2935
192 | 2613909.3322 | 1212792.0584 | 2613909.7532 | 1212792.5967
193 | 2613892.5219 | 1212770.5618 | 2613909.3322 | 1212792.0584
194 | 2613892.5219 | 1212770.5618 | 2613870.3464 | 1212781.1608

## bus_geodata
| x | y | coords
0 | 2614136.787 | 1212973.3531
1 | 2614139.973 | 1212958.9605
2 | 2614134.9059 | 1212979.8131
3 | 2614149.4361 | 1212940.7183
4 | 2614132.304 | 1212990.6145
5 | 2614118.8287 | 1212972.4466
6 | 2614154.5627 | 1212930.8356
7 | 2614126.9214 | 1213012.9601
8 | 2614109.5168 | 1212968.18
9 | 2614168.0109 | 1212905.4829
10 | 2614125.9612 | 1213016.9462
11 | 2614105.9725 | 1212958.9657
12 | 2614194.4145 | 1212934.5951
13 | 2614170.695 | 1212893.7155
14 | 2614121.5848 | 1213040.5146
15 | 2614105.0406 | 1212950.6349
16 | 2614116.1981 | 1213065.6277
17 | 2614161.4036 | 1212978.4416
18 | 2614108.8382 | 1213096.1054
19 | 2614201.0808 | 1212926.3062
20 | 2614033.7875 | 1213076.7297
21 | 2614018.3196 | 1213045.3537
22 | 2614032.112 | 1213088.3434
23 | 2614027.6594 | 1213029.6469
24 | 2613977.0069 | 1213096.597
25 | 2614033.745 | 1213019.6509
26 | 2613953.5159 | 1213096.2014
27 | 2614041.3177 | 1213008.671
28 | 2613937.7698 | 1213095.1048
29 | 2614045.3021 | 1213002.8938
30 | 2614044.4011 | 1213148.9236
31 | 2614095.1228 | 1213177.6305
32 | 2613930.5922 | 1213112.6069
33 | 2614050.7708 | 1212994.9646
34 | 2614053.8381 | 1212990.5172
35 | 2614101.3154 | 1213131.2611
36 | 2614092.3337 | 1213220.1812
37 | 2614136.9141 | 1213146.5333
38 | 2614488.0502 | 1213440.1602
39 | 2614467.0947 | 1213579.0791
40 | 2614486.6902 | 1213568.0408
41 | 2614442.4339 | 1213533.6249
42 | 2614499.6437 | 1213555.1907
43 | 2614455.4066 | 1213499.1479
44 | 2614462.692 | 1213490.8558
45 | 2614477.7759 | 1213473.6876
46 | 2614490.9965 | 1213458.4006
47 | 2614043.7206 | 1212980.2425
48 | 2614060.8574 | 1212979.948
49 | 2614022.9575 | 1212959.1569
50 | 2614064.474 | 1212974.5023
51 | 2614021.4598 | 1212957.6358
52 | 2614087.2221 | 1212945.6482
53 | 2614091.5824 | 1212942.39
54 | 2614080.2365 | 1212932.1203
55 | 2614107.458 | 1212929.6202
56 | 2614069.047 | 1212921.9922
57 | 2614109.8221 | 1212937.9602
58 | 2614015.6796 | 1212951.7659
59 | 2614061.5874 | 1212915.2365
60 | 2614081.6155 | 1212909.1424
61 | 2614211.2721 | 1212946.6418
62 | 2614205.7451 | 1212921.0576
63 | 2613913.4503 | 1213166.8709
64 | 2613912.3464 | 1213165.9307
65 | 2613884.3297 | 1213202.1174
66 | 2613884.3091 | 1213202.1002
67 | 2613853.3941 | 1213275.3087
68 | 2613838.806 | 1213297.2556
69 | 2613896.4083 | 1213154.6977
70 | 2614171.488 | 1213056.9
71 | 2614183.7059 | 1213028.4658
72 | 2614194.6981 | 1213008.0235
73 | 2614211.6095 | 1212976.5732
74 | 2614222.9555 | 1212946.425
75 | 2613890.76 | 1213092.7705
76 | 2613887.9084 | 1213093.1432
77 | 2613863.2022 | 1213102.9667
78 | 2613855.9277 | 1213109.565
79 | 2613929.175 | 1213116.0627
80 | 2613844.2682 | 1213129.3183
81 | 2613920.8113 | 1213128.7394
82 | 2613805.4053 | 1213054.5532
83 | 2613842.9764 | 1213132.1496
84 | 2613917.0588 | 1213134.2649
85 | 2613907.4931 | 1213146.7275
86 | 2613887.7357 | 1213165.376
87 | 2613876.7478 | 1213178.9051
88 | 2613720.6513 | 1213113.3693
89 | 2613719.9184 | 1213124.9075
90 | 2613718.2752 | 1213172.3859
91 | 2613708.3387 | 1213169.5838
92 | 2613733.6821 | 1213178.0981
93 | 2613698.2575 | 1213180.2112
94 | 2613692.0074 | 1213163.0539
95 | 2613750.2673 | 1213186.3227
96 | 2613753.7651 | 1213191.3224
97 | 2613730.245 | 1213242.5083
98 | 2613832.3495 | 1213158.689
99 | 2613834.8466 | 1213152.2616
100 | 2613824.0796 | 1213181.9895
101 | 2613799.524 | 1213213.6068
102 | 2613824.6994 | 1213238.6456
103 | 2613789.4782 | 1213212.1492
104 | 2613830.8988 | 1213233.2801
105 | 2613803.3903 | 1213282.788
106 | 2613805.7066 | 1213017.7883
107 | 2613834.7602 | 1213229.9382
108 | 2613819.9266 | 1213292.3891
109 | 2613757.3961 | 1213172.9054
110 | 2613746.3776 | 1213251.3922
111 | 2613796.9981 | 1213003.6727
112 | 2613793.2261 | 1212993.1685
113 | 2613794.3294 | 1212988.3189
114 | 2613780.4613 | 1212958.3195
115 | 2613681.9374 | 1213028.034
116 | 2613835.8791 | 1213301.6513
117 | 2613846.4048 | 1213219.86
118 | 2613869.1373 | 1213188.2756
119 | 2613867.4432 | 1213192.2899
120 | 2613849.8633 | 1213216.76
121 | 2613851.8285 | 1213214.5514
122 | 2613797.9488 | 1212933.8464
123 | 2614407.033 | 1212946.7613
124 | 2614409.0509 | 1212950.9417
125 | 2614405.587 | 1212943.7659
126 | 2614409.0635 | 1212950.9678
127 | 2614397.2833 | 1212926.5641
128 | 2614415.2552 | 1212963.7945
129 | 2614397.1011 | 1212926.1865
130 | 2614430.0194 | 1212953.2633
131 | 2614389.9082 | 1212913.9071
132 | 2614436.1795 | 1212948.208
133 | 2614366.3115 | 1212975.7007
134 | 2614361.2497 | 1212971.3373
135 | 2614383.2723 | 1212903.731
136 | 2614383.1135 | 1212903.4875
137 | 2614379.3931 | 1212897.7823
138 | 2614356.954 | 1212967.4343
139 | 2614345.1122 | 1212938.61
140 | 2614337.8068 | 1212921.9629
141 | 2614364.1637 | 1212906.3876
142 | 2614332.3882 | 1212910.31
143 | 2614367.7193 | 1212904.3786
144 | 2614286.4603 | 1212896.597
145 | 2614373.4195 | 1212886.3504
146 | 2614358.1682 | 1212863.4232
147 | 2614392.0502 | 1212875.1537
148 | 2614396.832 | 1212872.2799
149 | 2614399.1775 | 1212870.8703
150 | 2614385.8332 | 1212855.3
151 | 2614348.1367 | 1212823.2399
152 | 2614333.4556 | 1212829.3013
153 | 2614329.9795 | 1212831.9948
154 | 2614310.3878 | 1212845.4611
155 | 2614308.4912 | 1212846.5056
156 | 2614216.5865 | 1212911.2281
157 | 2614220.0111 | 1212908.4012
158 | 2614234.8246 | 1212896.1736
159 | 2614240.6531 | 1212891.3624
160 | 2614250.1896 | 1212883.4906
161 | 2614250.6884 | 1212883.0789
162 | 2614267.7104 | 1212871.3342
163 | 2614285.9566 | 1212859.2221
164 | 2614288.6541 | 1212857.4314
165 | 2614002.0724 | 1212937.9473
166 | 2613994.5237 | 1212917.465
167 | 2614021.391 | 1212888.7155
168 | 2614026.5001 | 1212883.4597
169 | 2614037.9076 | 1212870.0091
170 | 2614040.3361 | 1212895.9902
171 | 2614083.9662 | 1212906.7391
172 | 2614088.6295 | 1212900.7499
173 | 2614086.9501 | 1212893.3849
174 | 2614042.3302 | 1212897.7962
175 | 2614043.8522 | 1212862.9999
176 | 2613677.8869 | 1213026.6562
177 | 2613664.3505 | 1213012.7522
178 | 2613650.2266 | 1213021.3679
179 | 2613645.5264 | 1213013.9419
180 | 2613634.4636 | 1213028.4476
181 | 2613806.7239 | 1212925.5917
182 | 2613632.2657 | 1212994.0373
183 | 2613818.4185 | 1212917.4964
184 | 2613867.2769 | 1212891.1492
185 | 2613898.1713 | 1212830.4197
186 | 2613915.6372 | 1212800.121
187 | 2613910.8649 | 1212794.0182
188 | 2613916.9847 | 1212802.1141
189 | 2613909.976 | 1212792.8816
190 | 2613916.809 | 1212805.2935
191 | 2613909.7532 | 1212792.5967
192 | 2613916.2314 | 1212815.7422
193 | 2613909.3322 | 1212792.0584
194 | 2613892.5219 | 1212770.5618
195 | 2613870.3464 | 1212781.1608
196 | 2614087.2221 | 1212945.6482

## line_std_types
| c_nf_per_km | r_ohm_per_km | x_ohm_per_km | max_i_ka | type | q_mm2 | alpha | voltage_rating
NAYY 4x50 SE | 210 | 0.642 | 0.083 | 0.142 | cs | 50 | 0.00403 | LV
NAYY 4x120 SE | 264 | 0.225 | 0.08 | 0.242 | cs | 120 | 0.00403 | LV
NAYY 4x150 SE | 261 | 0.208 | 0.08 | 0.27 | cs | 150 | 0.00403 | LV
NA2XS2Y 1x95 RM/25 12/20 kV | 216 | 0.313 | 0.132 | 0.252 | cs | 95 | 0.00403 | MV
NA2XS2Y 1x185 RM/25 12/20 kV | 273 | 0.161 | 0.117 | 0.362 | cs | 185 | 0.00403 | MV
NA2XS2Y 1x240 RM/25 12/20 kV | 304 | 0.122 | 0.112 | 0.421 | cs | 240 | 0.00403 | MV
NA2XS2Y 1x95 RM/25 6/10 kV | 315 | 0.313 | 0.123 | 0.249 | cs | 95 | 0.00403 | MV
NA2XS2Y 1x185 RM/25 6/10 kV | 406 | 0.161 | 0.11 | 0.358 | cs | 185 | 0.00403 | MV
NA2XS2Y 1x240 RM/25 6/10 kV | 456 | 0.122 | 0.105 | 0.416 | cs | 240 | 0.00403 | MV
NA2XS2Y 1x150 RM/25 12/20 kV | 250 | 0.206 | 0.116 | 0.319 | cs | 150 | 0.00403 | MV
NA2XS2Y 1x120 RM/25 12/20 kV | 230 | 0.253 | 0.119 | 0.283 | cs | 120 | 0.00403 | MV
NA2XS2Y 1x70 RM/25 12/20 kV | 190 | 0.443 | 0.132 | 0.22 | cs | 70 | 0.00403 | MV
NA2XS2Y 1x150 RM/25 6/10 kV | 360 | 0.206 | 0.11 | 0.315 | cs | 150 | 0.00403 | MV
NA2XS2Y 1x120 RM/25 6/10 kV | 340 | 0.253 | 0.113 | 0.28 | cs | 120 | 0.00403 | MV
NA2XS2Y 1x70 RM/25 6/10 kV | 280 | 0.443 | 0.123 | 0.217 | cs | 70 | 0.00403 | MV
N2XS(FL)2Y 1x120 RM/35 64/110 kV | 112 | 0.153 | 0.166 | 0.366 | cs | 120 | 0.00393 | HV
N2XS(FL)2Y 1x185 RM/35 64/110 kV | 125 | 0.099 | 0.156 | 0.457 | cs | 185 | 0.00393 | HV
N2XS(FL)2Y 1x240 RM/35 64/110 kV | 135 | 0.075 | 0.149 | 0.526 | cs | 240 | 0.00393 | HV
N2XS(FL)2Y 1x300 RM/35 64/110 kV | 144 | 0.06 | 0.144 | 0.588 | cs | 300 | 0.00393 | HV
15-AL1/3-ST1A 0.4 | 11 | 1.8769 | 0.35 | 0.105 | ol | 16 | 0.00403 | LV
24-AL1/4-ST1A 0.4 | 11.25 | 1.2012 | 0.335 | 0.14 | ol | 24 | 0.00403 | LV
48-AL1/8-ST1A 0.4 | 12.2 | 0.5939 | 0.3 | 0.21 | ol | 48 | 0.00403 | LV
94-AL1/15-ST1A 0.4 | 13.2 | 0.306 | 0.29 | 0.35 | ol | 94 | 0.00403 | LV
34-AL1/6-ST1A 10.0 | 9.7 | 0.8342 | 0.36 | 0.17 | ol | 34 | 0.00403 | MV
48-AL1/8-ST1A 10.0 | 10.1 | 0.5939 | 0.35 | 0.21 | ol | 48 | 0.00403 | MV
70-AL1/11-ST1A 10.0 | 10.4 | 0.4132 | 0.339 | 0.29 | ol | 70 | 0.00403 | MV
94-AL1/15-ST1A 10.0 | 10.75 | 0.306 | 0.33 | 0.35 | ol | 94 | 0.00403 | MV
122-AL1/20-ST1A 10.0 | 11.1 | 0.2376 | 0.323 | 0.41 | ol | 122 | 0.00403 | MV
149-AL1/24-ST1A 10.0 | 11.25 | 0.194 | 0.315 | 0.47 | ol | 149 | 0.00403 | MV
34-AL1/6-ST1A 20.0 | 9.15 | 0.8342 | 0.382 | 0.17 | ol | 34 | 0.00403 | MV
48-AL1/8-ST1A 20.0 | 9.5 | 0.5939 | 0.372 | 0.21 | ol | 48 | 0.00403 | MV
70-AL1/11-ST1A 20.0 | 9.7 | 0.4132 | 0.36 | 0.29 | ol | 70 | 0.00403 | MV
94-AL1/15-ST1A 20.0 | 10 | 0.306 | 0.35 | 0.35 | ol | 94 | 0.00403 | MV
122-AL1/20-ST1A 20.0 | 10.3 | 0.2376 | 0.344 | 0.41 | ol | 122 | 0.00403 | MV
149-AL1/24-ST1A 20.0 | 10.5 | 0.194 | 0.337 | 0.47 | ol | 149 | 0.00403 | MV
184-AL1/30-ST1A 20.0 | 10.75 | 0.1571 | 0.33 | 0.535 | ol | 184 | 0.00403 | MV
243-AL1/39-ST1A 20.0 | 11 | 0.1188 | 0.32 | 0.645 | ol | 243 | 0.00403 | MV
48-AL1/8-ST1A 110.0 | 8 | 0.5939 | 0.46 | 0.21 | ol | 48 | 0.00403 | HV
70-AL1/11-ST1A 110.0 | 8.4 | 0.4132 | 0.45 | 0.29 | ol | 70 | 0.00403 | HV
94-AL1/15-ST1A 110.0 | 8.65 | 0.306 | 0.44 | 0.35 | ol | 94 | 0.00403 | HV
122-AL1/20-ST1A 110.0 | 8.5 | 0.2376 | 0.43 | 0.41 | ol | 122 | 0.00403 | HV
149-AL1/24-ST1A 110.0 | 8.75 | 0.194 | 0.41 | 0.47 | ol | 149 | 0.00403 | HV
184-AL1/30-ST1A 110.0 | 8.8 | 0.1571 | 0.4 | 0.535 | ol | 184 | 0.00403 | HV
243-AL1/39-ST1A 110.0 | 9 | 0.1188 | 0.39 | 0.645 | ol | 243 | 0.00403 | HV
305-AL1/39-ST1A 110.0 | 9.2 | 0.0949 | 0.38 | 0.74 | ol | 305 | 0.00403 | HV
490-AL1/64-ST1A 110.0 | 9.75 | 0.059 | 0.37 | 0.96 | ol | 490 | 0.00403 | HV
679-AL1/86-ST1A 110.0 | 9.95 | 0.042 | 0.36 | 1.15 | ol | 679 | 0.00403 | HV
490-AL1/64-ST1A 220.0 | 10 | 0.059 | 0.285 | 0.96 | ol | 490 | 0.00403 | HV
679-AL1/86-ST1A 220.0 | 11.7 | 0.042 | 0.275 | 1.15 | ol | 679 | 0.00403 | HV
490-AL1/64-ST1A 380.0 | 11 | 0.059 | 0.253 | 0.96 | ol | 490 | 0.00403 | HV
679-AL1/86-ST1A 380.0 | 14.6 | 0.042 | 0.25 | 1.15 | ol | 679 | 0.00403 | HV

## trafo_std_types
| i0_percent | pfe_kw | vkr_percent | sn_mva | vn_lv_kv | vn_hv_kv | vk_percent | shift_degree | vector_group | tap_side | tap_neutral | tap_min | tap_max | tap_step_degree | tap_step_percent | tap_phase_shifter
160 MVA 380/110 kV | 0.06 | 60 | 0.25 | 160 | 110 | 380 | 12.2 | 0 | Yy0 | hv | 0 | -9 | 9 | 0 | 1.5 | FALSE
100 MVA 220/110 kV | 0.06 | 55 | 0.26 | 100 | 110 | 220 | 12 | 0 | Yy0 | hv | 0 | -9 | 9 | 0 | 1.5 | FALSE
63 MVA 110/20 kV | 0.04 | 22 | 0.32 | 63 | 20 | 110 | 18 | 150 | YNd5 | hv | 0 | -9 | 9 | 0 | 1.5 | FALSE
40 MVA 110/20 kV | 0.05 | 18 | 0.34 | 40 | 20 | 110 | 16.2 | 150 | YNd5 | hv | 0 | -9 | 9 | 0 | 1.5 | FALSE
25 MVA 110/20 kV | 0.07 | 14 | 0.41 | 25 | 20 | 110 | 12 | 150 | YNd5 | hv | 0 | -9 | 9 | 0 | 1.5 | FALSE
63 MVA 110/10 kV | 0.04 | 22 | 0.32 | 63 | 10 | 110 | 18 | 150 | YNd5 | hv | 0 | -9 | 9 | 0 | 1.5 | FALSE
40 MVA 110/10 kV | 0.05 | 18 | 0.34 | 40 | 10 | 110 | 16.2 | 150 | YNd5 | hv | 0 | -9 | 9 | 0 | 1.5 | FALSE
25 MVA 110/10 kV | 0.07 | 14 | 0.41 | 25 | 10 | 110 | 12 | 150 | YNd5 | hv | 0 | -9 | 9 | 0 | 1.5 | FALSE
0.25 MVA 20/0.4 kV | 0.32 | 0.8 | 1.44 | 0.25 | 0.4 | 20 | 6 | 150 | Yzn5 | hv | 0 | -2 | 2 | 0 | 2.5 | FALSE
0.4 MVA 20/0.4 kV | 0.3375 | 1.35 | 1.425 | 0.4 | 0.4 | 20 | 6 | 150 | Dyn5 | hv | 0 | -2 | 2 | 0 | 2.5 | FALSE
0.63 MVA 20/0.4 kV | 0.2619 | 1.65 | 1.206 | 0.63 | 0.4 | 20 | 6 | 150 | Dyn5 | hv | 0 | -2 | 2 | 0 | 2.5 | FALSE
0.25 MVA 10/0.4 kV | 0.24 | 0.6 | 1.2 | 0.25 | 0.4 | 10 | 4 | 150 | Dyn5 | hv | 0 | -2 | 2 | 0 | 2.5 | FALSE
0.4 MVA 10/0.4 kV | 0.2375 | 0.95 | 1.325 | 0.4 | 0.4 | 10 | 4 | 150 | Dyn5 | hv | 0 | -2 | 2 | 0 | 2.5 | FALSE
0.63 MVA 10/0.4 kV | 0.1873 | 1.18 | 1.0794 | 0.63 | 0.4 | 10 | 4 | 150 | Dyn5 | hv | 0 | -2 | 2 | 0 | 2.5 | FALSE

## trafo3w_std_types
| sn_hv_mva | sn_mv_mva | sn_lv_mva | vn_hv_kv | vn_mv_kv | vn_lv_kv | vk_hv_percent | vk_mv_percent | vk_lv_percent | vkr_hv_percent | vkr_mv_percent | vkr_lv_percent | pfe_kw | i0_percent | shift_mv_degree | shift_lv_degree | vector_group | tap_side | tap_neutral | tap_min | tap_max | tap_step_percent
63/25/38 MVA 110/20/10 kV | 63 | 25 | 38 | 110 | 20 | 10 | 10.4 | 10.4 | 10.4 | 0.28 | 0.32 | 0.35 | 35 | 0.89 | 0 | 0 | YN0yn0yn0 | hv | 0 | -10 | 10 | 1.2
63/25/38 MVA 110/10/10 kV | 63 | 25 | 38 | 110 | 10 | 10 | 10.4 | 10.4 | 10.4 | 0.28 | 0.32 | 0.35 | 35 | 0.89 | 0 | 0 | YN0yn0yn0 | hv | 0 | -10 | 10 | 1.2

## fuse_std_types
| fuse_type | i_rated_a | t_avg | t_min | t_total | x_avg | x_min | x_total
HV 100A | HV 100A | 100 | 0 | [10.0, 3.64, 0.854, 0.281, 0.1, 0.0531, 0.022, 0.01] | [10.0, 4.267, 1.21, 0.403, 0.1, 0.058, 0.022, 0.01] | 0 | [300.0, 350.0, 450.0, 550.0, 700.0, 850.0, 1200.0, 1752.0] | [600.0, 700.0, 900.0, 1150.0, 1665.0, 2000.0, 3000.0, 4313.0]
HV 10A | HV 10A | 10 | 0 | [10.0, 1675.0, 0.344, 0.156, 0.1, 0.0417, 0.0171, 0.01] | [10.0, 1.3, 0.3, 0.155, 0.1, 0.0555, 0.023, 0.01] | 0 | [30.0, 32.0, 35.0, 37.0, 39.0, 50.0, 70.0, 88.0] | [60.0, 70.0, 80.0, 87.0, 94.0, 110.0, 150.0, 216.0]
HV 125A | HV 125A | 125 | 0 | [10.0, 1.82, 0.344, 0.1, 0.0467, 0.0269, 0.01] | [10.0, 2.478, 0.426, 0.1, 0.0427, 0.0211, 0.01] | 0 | [375.0, 500.0, 700.0, 925.0, 1200.0, 1500.0, 2341.0] | [750.0, 1000.0, 1500.0, 2200.0, 3000.0, 4000.0, 5765.0]
HV 160A | HV 160A | 160 | 0 | [10.0, 4.15, 1.03, 0.198, 0.1, 0.051, 0.0172, 0.01] | [10.0, 2.3, 0.734, 0.274, 0.1, 0.046, 0.0177, 0.01] | 0 | [480.0, 550.0, 700.0, 1000.0, 1260.0, 1600.0, 2500.0, 3227.0] | [960.0, 1300.0, 1700.0, 2200.0, 2996.0, 4000.0, 6000.0, 7946.0]
HV 16A | HV 16A | 16 | 0 | [10.0, 0.352, 0.164, 0.1, 0.0649, 0.0342, 0.01] | [10.0, 2.34, 0.722, 0.181, 0.1, 0.055, 0.0296, 0.01] | 0 | [48.0, 60.0, 65.0, 71.0, 80.0, 100.0, 162.0] | [96.0, 110.0, 125.0, 150.0, 168.0, 200.0, 250.0, 398.0]
HV 200A | HV 200A | 200 | 0 | [10.0, 4.267, 1.21, 0.403, 0.1, 0.058, 0.022, 0.01] | [10.0, 3.73, 1.654, 0.328, 0.1, 0.0531, 0.019, 0.01] | 0 | [600.0, 700.0, 900.0, 1150.0, 1665.0, 2000.0, 3000.0, 4313.0] | [1200.0, 1500.0, 1800.0, 2700.0, 3960.0, 5000.0, 7500.0, 10620.0]
HV 20A | HV 20A | 20 | 0 | [10.0, 1.3, 0.3, 0.155, 0.1, 0.0555, 0.023, 0.01] | [10.0, 1.3, 0.161, 0.1, 0.0611, 0.0399, 0.0141, 0.01] | 0 | [60.0, 70.0, 80.0, 87.0, 94.0, 110.0, 150.0, 216.0] | [120.0, 150.0, 200.0, 223.0, 260.0, 300.0, 450.0, 532.0]
HV 25A | HV 25A | 25 | 0 | [10.0, 2.512, 0.833, 0.299, 0.1, 0.0372, 0.0223, 0.01] | [10.0, 3.125, 0.597, 0.198, 0.1, 0.0378, 0.022, 0.01] | 0 | [75.0, 82.0, 90.0, 100.0, 124.0, 170.0, 200.0, 289.0] | [150.0, 170.0, 210.0, 250.0, 294.0, 400.0, 500.0, 711.0]
HV 31.5A | HV 31.5A | 31.5 | 0 | [10.0, 2.34, 0.722, 0.181, 0.1, 0.055, 0.0296, 0.01] | [10.0, 2.84, 0.368, 0.164, 0.1, 0.0621, 0.0378, 0.0195, 0.01] | 0 | [95.0, 110.0, 125.0, 150.0, 165.0, 200.0, 250.0, 390.0] | [189.0, 220.0, 300.0, 350.0, 393.0, 450.0, 530.0, 700.0, 960.0]
HV 40A | HV 40A | 40 | 0 | [10.0, 1.3, 0.161, 0.1, 0.0611, 0.0399, 0.0141, 0.01] | [10.0, 2.05, 0.369, 0.198, 0.1, 0.051, 0.0298, 0.01] | 0 | [120.0, 150.0, 200.0, 223.0, 260.0, 300.0, 450.0, 532.0] | [240.0, 300.0, 400.0, 450.0, 530.0, 650.0, 800.0, 1311.0]
HV 50A | HV 50A | 50 | 0 | [10.0, 3.215, 0.597, 0.198, 0.1, 0.0378, 0.022, 0.01] | [10.0, 3.64, 0.854, 0.281, 0.1, 0.0531, 0.022, 0.01] | 0 | [150.0, 170.0, 210.0, 250.0, 294.0, 400.0, 500.0, 711.0] | [300.0, 350.0, 450.0, 550.0, 700.0, 850.0, 1200.0, 1752.0]
HV 6.3A | HV 6.3A | 6.3 | 0 | [10.0, 1.39, 0.344, 0.168, 0.1, 0.056, 0.0263, 0.01] | [10.0, 1.711, 0.516, 0.198, 0.1, 0.0634, 0.0303, 0.01] | 0 | [19.0, 19.5, 20.4, 20.8, 22.0, 25.0, 32.0, 48.0] | [38.0, 40.0, 43.0, 48.0, 53.0, 60.0, 75.0, 118.0]
HV 63A | HV 63A | 63 | 0 | [10.0, 2.84, 0.368, 0.164, 0.1, 0.0621, 0.0378, 0.0195, 0.01] | [10.0, 1.82, 0.344, 0.1, 0.0467, 0.0269, 0.01] | 0 | [189.0, 220.0, 300.0, 350.0, 393.0, 450.0, 530.0, 700.0, 961.0] | [378.0, 500.0, 700.0, 934.0, 1200.0, 1500.0, 2366.0]
HV 80A | HV 80A | 80 | 0 | [10.0, 2.05, 0.369, 0.198, 0.1, 0.051, 0.0298, 0.01] | [10.0, 4.15, 1.03, 0.198, 0.1, 0.051, 0.0172, 0.01] | 0 | [240.0, 300.0, 400.0, 450.0, 530.0, 650.0, 800.0, 1311.0] | [480.0, 550.0, 700.0, 1000.0, 1260.0, 1600.0, 2500.0, 3227.0]
Siemens NH-1-100 | Siemens NH-1-100 | 100 | [5400.0, 2000.0, 400.0, 20.0, 1.0, 0.2, 0.012, 0.004] | 0 | 0 | [150.0, 190.0, 250.0, 430.0, 900.0, 1250.0, 2700.0, 3600.0] | 0 | 0
Siemens NH-1-125 | Siemens NH-1-125 | 125 | [4800.0, 120.0, 7.0, 0.1, 0.004] | 0 | 0 | [180.0, 400.0, 740.0, 2000.0, 4250.0] | 0 | 0
Siemens NH-1-16 | Siemens NH-1-16 | 16 | [4000.0, 400.0, 2.0, 0.1, 0.04, 0.01] | 0 | 0 | [26.0, 35.0, 75.0, 150.0, 200.0, 300.0] | 0 | 0
Siemens NH-1-160 | Siemens NH-1-160 | 160 | [4800.0, 120.0, 7.0, 0.1, 0.004] | 0 | 0 | [210.0, 500.0, 900.0, 2300.0, 5000.0] | 0 | 0
Siemens NH-1-25 | Siemens NH-1-25 | 25 | [4000.0, 1000.0, 10.0, 0.2, 0.02, 0.01] | 0 | 0 | [40.0, 50.0, 100.0, 210.0, 400.0, 500.0] | 0 | 0
Siemens NH-1-50 | Siemens NH-1-50 | 50 | [4000.0, 40.0, 4.0, 1.0, 0.02, 0.01] | 0 | 0 | [86.0, 200.0, 300.0, 400.0, 1000.0, 1280.0] | 0 | 0
Siemens NH-1-63 | Siemens NH-1-63 | 63 | [4000.0, 100.0, 10.0, 2.0, 0.04, 0.01] | 0 | 0 | [100.0, 200.0, 300.0, 400.0, 1000.0, 1500.0] | 0 | 0
Siemens NH-1-80 | Siemens NH-1-80 | 80 | [4800.0, 120.0, 7.0, 0.1, 0.01] | 0 | 0 | [150.58, 250.0, 450.0, 1150.0, 2470.0] | 0 | 0
Siemens NH-2-1000 | Siemens NH-2-1000 | 1000 | [4800.0, 120.0, 7.0, 0.1, 0.004] | 0 | 0 | [1900.0, 3500.0, 8400.0, 24000.0, 52000.0] | 0 | 0
Siemens NH-2-200 | Siemens NH-2-200 | 200 | [4800.0, 120.0, 7.0, 0.1, 0.004] | 0 | 0 | [280.0, 650.0, 1200.0, 3000.0, 7000.0] | 0 | 0
Siemens NH-2-224 | Siemens NH-2-224 | 224 | [4800.0, 120.0, 7.0, 0.2, 0.04, 0.004] | 0 | 0 | [400.0, 750.0, 1453.0, 3025.0, 4315.0, 7600.0] | 0 | 0
Siemens NH-2-250 | Siemens NH-2-250 | 250 | [4800.0, 120.0, 7.0, 0.1, 0.004] | 0 | 0 | [450.0, 800.0, 1650.0, 4000.0, 8500.0] | 0 | 0
Siemens NH-2-315 | Siemens NH-2-315 | 315 | [4800.0, 120.0, 7.0, 0.1, 0.004] | 0 | 0 | [550.0, 920.0, 1900.0, 5000.0, 11000.0] | 0 | 0
Siemens NH-2-355 | Siemens NH-2-355 | 355 | [4800.0, 120.0, 6.0, 0.1, 0.004] | 0 | 0 | [650.0, 1116.27, 2350.0, 5840.0, 12790.0] | 0 | 0
Siemens NH-2-400 | Siemens NH-2-400 | 400 | [4800.0, 120.0, 7.0, 0.1, 0.004] | 0 | 0 | [720.0, 1350.0, 2800.0, 6500.0, 15000.0] | 0 | 0
Siemens NH-2-425 | Siemens NH-2-425 | 425 | [4800.0, 120.0, 7.0, 0.1, 0.004] | 0 | 0 | [850.0, 1500.0, 3050.0, 7500.0, 16500.0] | 0 | 0
Siemens NH-2-630 | Siemens NH-2-630 | 630 | [4800.0, 120.0, 7.0, 0.1, 0.004] | 0 | 0 | [1200.0, 2000.0, 4800.0, 12000.0, 26000.0] | 0 | 0

## dtypes
| element | column | dtype
0 | bus | name | object
1 | bus | vn_kv | float64
2 | bus | type | object
3 | bus | zone | object
4 | bus | in_service | bool
5 | load | name | object
6 | load | bus | uint32
7 | load | p_mw | float64
8 | load | q_mvar | float64
9 | load | const_z_percent | float64
10 | load | const_i_percent | float64
11 | load | sn_mva | float64
12 | load | scaling | float64
13 | load | in_service | bool
14 | load | type | object
15 | ext_grid | name | object
16 | ext_grid | bus | uint32
17 | ext_grid | vm_pu | float64
18 | ext_grid | va_degree | float64
19 | ext_grid | slack_weight | float64
20 | ext_grid | in_service | bool
21 | line | name | object
22 | line | std_type | object
23 | line | from_bus | uint32
24 | line | to_bus | uint32
25 | line | length_km | float64
26 | line | r_ohm_per_km | float64
27 | line | x_ohm_per_km | float64
28 | line | c_nf_per_km | float64
29 | line | g_us_per_km | float64
30 | line | max_i_ka | float64
31 | line | df | float64
32 | line | parallel | uint32
33 | line | type | object
34 | line | in_service | bool
35 | trafo | name | object
36 | trafo | std_type | object
37 | trafo | hv_bus | uint32
38 | trafo | lv_bus | uint32
39 | trafo | sn_mva | float64
40 | trafo | vn_hv_kv | float64
41 | trafo | vn_lv_kv | float64
42 | trafo | vk_percent | float64
43 | trafo | vkr_percent | float64
44 | trafo | pfe_kw | float64
45 | trafo | i0_percent | float64
46 | trafo | shift_degree | float64
47 | trafo | tap_side | object
48 | trafo | tap_neutral | int32
49 | trafo | tap_min | int32
50 | trafo | tap_max | int32
51 | trafo | tap_step_percent | float64
52 | trafo | tap_step_degree | float64
53 | trafo | tap_pos | int32
54 | trafo | tap_phase_shifter | bool
55 | trafo | parallel | uint32
56 | trafo | df | float64
57 | trafo | in_service | bool
58 | line_geodata | coords | object
59 | bus_geodata | x | float64
60 | bus_geodata | y | float64
61 | bus_geodata | coords | object

## parameters
| version | format_version | converged | OPF_converged | name | f_hz | sn_mva
0 | 2.14.6 | 2.14.0 | FALSE | FALSE |  | 50 | 1