## bus
| name | vn_kv | type | zone | in_service
0 | bus_LV_4123-16_0_7_node_0 | 0.4 | n |  | TRUE
1 | bus_LV_4123-16_0_7_node_1 | 0.4 | n |  | TRUE
2 | bus_LV_4123-16_0_7_node_2 | 0.4 | n |  | TRUE
3 | bus_LV_4123-16_0_7_node_85 | 0.4 | n |  | TRUE
4 | bus_LV_4123-16_0_7_node_86 | 0.4 | n |  | TRUE
5 | bus_LV_4123-16_0_7_node_4 | 0.4 | n |  | TRUE
6 | bus_LV_4123-16_0_7_node_107 | 0.4 | n |  | TRUE
7 | bus_LV_4123-16_0_7_node_106 | 0.4 | n |  | TRUE
8 | bus_LV_4123-16_0_7_node_5 | 0.4 | n |  | TRUE
9 | bus_LV_4123-16_0_7_node_6 | 0.4 | n |  | TRUE
10 | bus_LV_4123-16_0_7_node_7 | 0.4 | n |  | TRUE
11 | bus_LV_4123-16_0_7_node_8 | 0.4 | n |  | TRUE
12 | bus_LV_4123-16_0_7_node_21 | 0.4 | n |  | TRUE
13 | bus_LV_4123-16_0_7_node_22 | 0.4 | n |  | TRUE
14 | bus_LV_4123-16_0_7_node_23 | 0.4 | n |  | TRUE
15 | bus_LV_4123-16_0_7_node_9 | 0.4 | n |  | TRUE
16 | bus_LV_4123-16_0_7_node_10 | 0.4 | n |  | TRUE
17 | bus_LV_4123-16_0_7_node_11 | 0.4 | n |  | TRUE
18 | bus_LV_4123-16_0_7_node_12 | 0.4 | n |  | TRUE
19 | bus_LV_4123-16_0_7_node_30 | 0.4 | n |  | TRUE
20 | bus_LV_4123-16_0_7_node_28 | 0.4 | n |  | TRUE
21 | bus_LV_4123-16_0_7_node_104 | 0.4 | n |  | TRUE
22 | bus_LV_4123-16_0_7_node_13 | 0.4 | n |  | TRUE
23 | bus_LV_4123-16_0_7_node_14 | 0.4 | n |  | TRUE
24 | bus_LV_4123-16_0_7_node_15 | 0.4 | n |  | TRUE
25 | bus_LV_4123-16_0_7_node_33 | 0.4 | n |  | TRUE
26 | bus_LV_4123-16_0_7_node_82 | 0.4 | n |  | TRUE
27 | bus_LV_4123-16_0_7_node_81 | 0.4 | n |  | TRUE
28 | bus_LV_4123-16_0_7_node_83 | 0.4 | n |  | TRUE
29 | bus_LV_4123-16_0_7_node_80 | 0.4 | n |  | TRUE
30 | bus_LV_4123-16_0_7_node_110 | 0.4 | n |  | TRUE
31 | bus_LV_4123-16_0_7_node_34 | 0.4 | n |  | TRUE
32 | bus_LV_4123-16_0_7_node_16 | 0.4 | n |  | TRUE
33 | bus_LV_4123-16_0_7_node_17 | 0.4 | n |  | TRUE
34 | bus_LV_4123-16_0_7_node_18 | 0.4 | n |  | TRUE
35 | bus_LV_4123-16_0_7_node_19 | 0.4 | n |  | TRUE
36 | bus_LV_4123-16_0_7_node_20 | 0.4 | n |  | TRUE
37 | bus_LV_4123-16_0_7_node_31 | 0.4 | n |  | TRUE
38 | bus_LV_4123-16_0_7_node_29 | 0.4 | n |  | TRUE
39 | bus_LV_4123-16_0_7_node_26 | 0.4 | n |  | TRUE
40 | bus_LV_4123-16_0_7_node_131 | 0.4 | n |  | TRUE
41 | bus_LV_4123-16_0_7_node_129 | 0.4 | n |  | TRUE
42 | bus_LV_4123-16_0_7_node_102 | 0.4 | n |  | TRUE
43 | bus_LV_4123-16_0_7_node_35 | 0.4 | n |  | TRUE
44 | bus_LV_4123-16_0_7_node_24 | 0.4 | n |  | TRUE
45 | bus_LV_4123-16_0_7_node_25 | 0.4 | n |  | TRUE
46 | bus_LV_4123-16_0_7_node_27 | 0.4 | n |  | TRUE
47 | bus_LV_4123-16_0_7_node_210 | 0.4 | n |  | TRUE
48 | bus_LV_4123-16_0_7_node_53 | 0.4 | n |  | TRUE
49 | bus_LV_4123-16_0_7_node_54 | 0.4 | n |  | TRUE
50 | bus_LV_4123-16_0_7_node_36 | 0.4 | n |  | TRUE
51 | bus_LV_4123-16_0_7_node_37 | 0.4 | n |  | TRUE
52 | bus_LV_4123-16_0_7_node_39 | 0.4 | n |  | TRUE
53 | bus_LV_4123-16_0_7_node_40 | 0.4 | n |  | TRUE
54 | bus_LV_4123-16_0_7_node_43 | 0.4 | n |  | TRUE
55 | bus_LV_4123-16_0_7_node_41 | 0.4 | n |  | TRUE
56 | bus_LV_4123-16_0_7_node_42 | 0.4 | n |  | TRUE
57 | bus_LV_4123-16_0_7_node_79 | 0.4 | n |  | TRUE
58 | bus_LV_4123-16_0_7_node_62 | 0.4 | n |  | TRUE
59 | bus_LV_4123-16_0_7_node_60 | 0.4 | n |  | TRUE
60 | bus_LV_4123-16_0_7_node_58 | 0.4 | n |  | TRUE
61 | bus_LV_4123-16_0_7_node_55 | 0.4 | n |  | TRUE
62 | bus_LV_4123-16_0_7_node_63 | 0.4 | n |  | TRUE
63 | bus_LV_4123-16_0_7_node_61 | 0.4 | n |  | TRUE
64 | bus_LV_4123-16_0_7_node_56 | 0.4 | n |  | TRUE
65 | bus_LV_4123-16_0_7_node_44 | 0.4 | n |  | TRUE
66 | bus_LV_4123-16_0_7_node_45 | 0.4 | n |  | TRUE
67 | bus_LV_4123-16_0_7_node_46 | 0.4 | n |  | TRUE
68 | bus_LV_4123-16_0_7_node_47 | 0.4 | n |  | TRUE
69 | bus_LV_4123-16_0_7_node_48 | 0.4 | n |  | TRUE
70 | bus_LV_4123-16_0_7_node_51 | 0.4 | n |  | TRUE
71 | bus_LV_4123-16_0_7_node_49 | 0.4 | n |  | TRUE
72 | bus_LV_4123-16_0_7_node_50 | 0.4 | n |  | TRUE
73 | bus_LV_4123-16_0_7_node_52 | 0.4 | n |  | TRUE
74 | bus_LV_4123-16_0_7_node_88 | 0.4 | n |  | TRUE
75 | bus_LV_4123-16_0_7_node_89 | 0.4 | n |  | TRUE
76 | bus_LV_4123-16_0_7_node_71 | 0.4 | n |  | TRUE
77 | bus_LV_4123-16_0_7_node_73 | 0.4 | n |  | TRUE
78 | bus_LV_4123-16_0_7_node_99 | 0.4 | n |  | TRUE
79 | bus_LV_4123-16_0_7_node_111 | 0.4 | n |  | TRUE
80 | bus_LV_4123-16_0_7_node_109 | 0.4 | n |  | TRUE
81 | bus_LV_4123-16_0_7_node_57 | 0.4 | n |  | TRUE
82 | bus_LV_4123-16_0_7_node_59 | 0.4 | n |  | TRUE
83 | bus_LV_4123-16_0_7_node_97 | 0.4 | n |  | TRUE
84 | bus_LV_4123-16_0_7_node_95 | 0.4 | n |  | TRUE
85 | bus_LV_4123-16_0_7_node_219 | 0.4 | n |  | TRUE
86 | bus_LV_4123-16_0_7_node_64 | 0.4 | n |  | TRUE
87 | bus_LV_4123-16_0_7_node_65 | 0.4 | n |  | TRUE
88 | bus_LV_4123-16_0_7_node_84 | 0.4 | n |  | TRUE
89 | bus_LV_4123-16_0_7_node_114 | 0.4 | n |  | TRUE
90 | bus_LV_4123-16_0_7_node_66 | 0.4 | n |  | TRUE
91 | bus_LV_4123-16_0_7_node_67 | 0.4 | n |  | TRUE
92 | bus_LV_4123-16_0_7_node_68 | 0.4 | n |  | TRUE
93 | bus_LV_4123-16_0_7_node_69 | 0.4 | n |  | TRUE
94 | bus_LV_4123-16_0_7_node_70 | 0.4 | n |  | TRUE
95 | bus_LV_4123-16_0_7_node_72 | 0.4 | n |  | TRUE
96 | bus_LV_4123-16_0_7_node_90 | 0.4 | n |  | TRUE
97 | bus_LV_4123-16_0_7_node_182 | 0.4 | n |  | TRUE
98 | bus_LV_4123-16_0_7_node_209 | 0.4 | n |  | TRUE
99 | bus_LV_4123-16_0_7_node_116 | 0.4 | n |  | TRUE
100 | bus_LV_4123-16_0_7_node_91 | 0.4 | n |  | TRUE
101 | bus_LV_4123-16_0_7_node_127 | 0.4 | n |  | TRUE
102 | bus_LV_4123-16_0_7_node_208 | 0.4 | n |  | TRUE
103 | bus_LV_4123-16_0_7_node_206 | 0.4 | n |  | TRUE
104 | bus_LV_4123-16_0_7_node_117 | 0.4 | n |  | TRUE
105 | bus_LV_4123-16_0_7_node_98 | 0.4 | n |  | TRUE
106 | bus_LV_4123-16_0_7_node_74 | 0.4 | n |  | TRUE
107 | bus_LV_4123-16_0_7_node_75 | 0.4 | n |  | TRUE
108 | bus_LV_4123-16_0_7_node_76 | 0.4 | n |  | TRUE
109 | bus_LV_4123-16_0_7_node_77 | 0.4 | n |  | TRUE
110 | bus_LV_4123-16_0_7_node_78 | 0.4 | n |  | TRUE
111 | bus_LV_4123-16_0_7_node_92 | 0.4 | n |  | TRUE
112 | bus_LV_4123-16_0_7_node_87 | 0.4 | n |  | TRUE
113 | bus_LV_4123-16_0_7_node_93 | 0.4 | n |  | TRUE
114 | bus_LV_4123-16_0_7_node_101 | 0.4 | n |  | TRUE
115 | bus_LV_4123-16_0_7_node_115 | 0.4 | n |  | TRUE
116 | bus_LV_4123-16_0_7_node_108 | 0.4 | n |  | TRUE
117 | bus_LV_4123-16_0_7_node_94 | 0.4 | n |  | TRUE
118 | bus_LV_4123-16_0_7_node_100 | 0.4 | n |  | TRUE
119 | bus_LV_4123-16_0_7_node_103 | 0.4 | n |  | TRUE
120 | bus_LV_4123-16_0_7_node_105 | 0.4 | n |  | TRUE
121 | bus_LV_4123-16_0_7_node_118 | 0.4 | n |  | TRUE
122 | bus_LV_4123-16_0_7_node_119 | 0.4 | n |  | TRUE
123 | bus_LV_4123-16_0_7_node_120 | 0.4 | n |  | TRUE
124 | bus_LV_4123-16_0_7_node_121 | 0.4 | n |  | TRUE
125 | bus_LV_4123-16_0_7_node_122 | 0.4 | n |  | TRUE
126 | bus_LV_4123-16_0_7_node_186 | 0.4 | n |  | TRUE
127 | bus_LV_4123-16_0_7_node_144 | 0.4 | n |  | TRUE
128 | bus_LV_4123-16_0_7_node_187 | 0.4 | n |  | TRUE
129 | bus_LV_4123-16_0_7_node_213 | 0.4 | n |  | TRUE
130 | bus_LV_4123-16_0_7_node_142 | 0.4 | n |  | TRUE
131 | bus_LV_4123-16_0_7_node_123 | 0.4 | n |  | TRUE
132 | bus_LV_4123-16_0_7_node_124 | 0.4 | n |  | TRUE
133 | bus_LV_4123-16_0_7_node_125 | 0.4 | n |  | TRUE
134 | bus_LV_4123-16_0_7_node_126 | 0.4 | n |  | TRUE
135 | bus_LV_4123-16_0_7_node_128 | 0.4 | n |  | TRUE
136 | bus_LV_4123-16_0_7_node_185 | 0.4 | n |  | TRUE
137 | bus_LV_4123-16_0_7_node_204 | 0.4 | n |  | TRUE
138 | bus_LV_4123-16_0_7_node_203 | 0.4 | n |  | TRUE
139 | bus_LV_4123-16_0_7_node_130 | 0.4 | n |  | TRUE
140 | bus_LV_4123-16_0_7_node_132 | 0.4 | n |  | TRUE
141 | bus_LV_4123-16_0_7_node_175 | 0.4 | n |  | TRUE
142 | bus_LV_4123-16_0_7_node_207 | 0.4 | n |  | TRUE
143 | bus_LV_4123-16_0_7_node_174 | 0.4 | n |  | TRUE
144 | bus_LV_4123-16_0_7_node_202 | 0.4 | n |  | TRUE
145 | bus_LV_4123-16_0_7_node_133 | 0.4 | n |  | TRUE
146 | bus_LV_4123-16_0_7_node_147 | 0.4 | n |  | TRUE
147 | bus_LV_4123-16_0_7_node_149 | 0.4 | n |  | TRUE
148 | bus_LV_4123-16_0_7_node_146 | 0.4 | n |  | TRUE
149 | bus_LV_4123-16_0_7_node_135 | 0.4 | n |  | TRUE
150 | bus_LV_4123-16_0_7_node_137 | 0.4 | n |  | TRUE
151 | bus_LV_4123-16_0_7_node_167 | 0.4 | n |  | TRUE
152 | bus_LV_4123-16_0_7_node_191 | 0.4 | n |  | TRUE
153 | bus_LV_4123-16_0_7_node_193 | 0.4 | n |  | TRUE
154 | bus_LV_4123-16_0_7_node_189 | 0.4 | n |  | TRUE
155 | bus_LV_4123-16_0_7_node_136 | 0.4 | n |  | TRUE
156 | bus_LV_4123-16_0_7_node_165 | 0.4 | n |  | TRUE
157 | bus_LV_4123-16_0_7_node_196 | 0.4 | n |  | TRUE
158 | bus_LV_4123-16_0_7_node_138 | 0.4 | n |  | TRUE
159 | bus_LV_4123-16_0_7_node_139 | 0.4 | n |  | TRUE
160 | bus_LV_4123-16_0_7_node_140 | 0.4 | n |  | TRUE
161 | bus_LV_4123-16_0_7_node_141 | 0.4 | n |  | TRUE
162 | bus_LV_4123-16_0_7_node_143 | 0.4 | n |  | TRUE
163 | bus_LV_4123-16_0_7_node_145 | 0.4 | n |  | TRUE
164 | bus_LV_4123-16_0_7_node_192 | 0.4 | n |  | TRUE
165 | bus_LV_4123-16_0_7_node_176 | 0.4 | n |  | TRUE
166 | bus_LV_4123-16_0_7_node_173 | 0.4 | n |  | TRUE
167 | bus_LV_4123-16_0_7_node_190 | 0.4 | n |  | TRUE
168 | bus_LV_4123-16_0_7_node_217 | 0.4 | n |  | TRUE
169 | bus_LV_4123-16_0_7_node_150 | 0.4 | n |  | TRUE
170 | bus_LV_4123-16_0_7_node_148 | 0.4 | n |  | TRUE
171 | bus_LV_4123-16_0_7_node_181 | 0.4 | n |  | TRUE
172 | bus_LV_4123-16_0_7_node_151 | 0.4 | n |  | TRUE
173 | bus_LV_4123-16_0_7_node_152 | 0.4 | n |  | TRUE
174 | bus_LV_4123-16_0_7_node_153 | 0.4 | n |  | TRUE
175 | bus_LV_4123-16_0_7_node_154 | 0.4 | n |  | TRUE
176 | bus_LV_4123-16_0_7_node_155 | 0.4 | n |  | TRUE
177 | bus_LV_4123-16_0_7_node_194 | 0.4 | n |  | TRUE
178 | bus_LV_4123-16_0_7_node_161 | 0.4 | n |  | TRUE
179 | bus_LV_4123-16_0_7_node_195 | 0.4 | n |  | TRUE
180 | bus_LV_4123-16_0_7_node_162 | 0.4 | n |  | TRUE
181 | bus_LV_4123-16_0_7_node_156 | 0.4 | n |  | TRUE
182 | bus_LV_4123-16_0_7_node_157 | 0.4 | n |  | TRUE
183 | bus_LV_4123-16_0_7_node_158 | 0.4 | n |  | TRUE
184 | bus_LV_4123-16_0_7_node_159 | 0.4 | n |  | TRUE
185 | bus_LV_4123-16_0_7_node_160 | 0.4 | n |  | TRUE
186 | bus_LV_4123-16_0_7_node_164 | 0.4 | n |  | TRUE
187 | bus_LV_4123-16_0_7_node_216 | 0.4 | n |  | TRUE
188 | bus_LV_4123-16_0_7_node_171 | 0.4 | n |  | TRUE
189 | bus_LV_4123-16_0_7_node_197 | 0.4 | n |  | TRUE
190 | bus_LV_4123-16_0_7_node_172 | 0.4 | n |  | TRUE
191 | bus_LV_4123-16_0_7_node_169 | 0.4 | n |  | TRUE
192 | bus_LV_4123-16_0_7_node_163 | 0.4 | n |  | TRUE
193 | bus_LV_4123-16_0_7_node_183 | 0.4 | n |  | TRUE
194 | bus_LV_4123-16_0_7_node_184 | 0.4 | n |  | TRUE
195 | bus_LV_4123-16_0_7_node_188 | 0.4 | n |  | TRUE
196 | bus_LV_4123-16_0_7_node_166 | 0.4 | n |  | TRUE
197 | bus_LV_4123-16_0_7_node_168 | 0.4 | n |  | TRUE
198 | bus_LV_4123-16_0_7_node_170 | 0.4 | n |  | TRUE
199 | bus_LV_4123-16_0_7_node_214 | 0.4 | n |  | TRUE
200 | bus_LV_4123-16_0_7_node_215 | 0.4 | n |  | TRUE
201 | bus_LV_4123-16_0_7_node_177 | 0.4 | n |  | TRUE
202 | bus_LV_4123-16_0_7_node_178 | 0.4 | n |  | TRUE
203 | bus_LV_4123-16_0_7_node_180 | 0.4 | n |  | TRUE
204 | bus_LV_4123-16_0_7_node_198 | 0.4 | n |  | TRUE
205 | bus_LV_4123-16_0_7_node_199 | 0.4 | n |  | TRUE
206 | bus_LV_4123-16_0_7_node_200 | 0.4 | n |  | TRUE
207 | bus_LV_4123-16_0_7_node_201 | 0.4 | n |  | TRUE
208 | bus_LV_4123-16_0_7_node_205 | 0.4 | n |  | TRUE
209 | bus_MV_421_0_node_154 | 20 | n |  | TRUE

## load
| name | bus | p_mw | q_mvar | const_z_percent | const_i_percent | sn_mva | scaling | in_service | type
0 | LV_4123-16_0_7_load_0 | 0 | 0.0026422 | 0.00066219 | 0 | 0 |  | 1 | TRUE | wye
1 | LV_4123-16_0_7_load_1 | 1 | 0.0026753 | 0.0006705 | 0 | 0 |  | 1 | TRUE | wye
2 | LV_4123-16_0_7_load_85 | 3 | 0.0018784 | 0.00047078 | 0 | 0 |  | 1 | TRUE | wye
3 | LV_4123-16_0_7_load_86 | 4 | 0.001785 | 0.00044735 | 0 | 0 |  | 1 | TRUE | wye
4 | LV_4123-16_0_7_load_4 | 5 | 0.0034936 | 0.00087557 | 0 | 0 |  | 1 | TRUE | wye
5 | LV_4123-16_0_7_load_107 | 6 | 0.002954 | 0.00074034 | 0 | 0 |  | 1 | TRUE | wye
6 | LV_4123-16_0_7_load_106 | 7 | 0.0039444 | 0.00098856 | 0 | 0 |  | 1 | TRUE | wye
7 | LV_4123-16_0_7_load_5 | 8 | 0.0017424 | 0.00043669 | 0 | 0 |  | 1 | TRUE | wye
8 | LV_4123-16_0_7_load_6 | 9 | 0.0020896 | 0.0005237 | 0 | 0 |  | 1 | TRUE | wye
9 | LV_4123-16_0_7_load_7 | 10 | 0.0024327 | 0.00060968 | 0 | 0 |  | 1 | TRUE | wye
10 | LV_4123-16_0_7_load_8 | 11 | 0.00199 | 0.00049873 | 0 | 0 |  | 1 | TRUE | wye
11 | LV_4123-16_0_7_load_23 | 14 | 0.0018465 | 0.00046278 | 0 | 0 |  | 1 | TRUE | wye
12 | LV_4123-16_0_7_load_9 | 15 | 0.0015735 | 0.00039435 | 0 | 0 |  | 1 | TRUE | wye
13 | LV_4123-16_0_7_load_10 | 16 | 0.0021264 | 0.00053294 | 0 | 0 |  | 1 | TRUE | wye
14 | LV_4123-16_0_7_load_11 | 17 | 0.0016133 | 0.00040434 | 0 | 0 |  | 1 | TRUE | wye
15 | LV_4123-16_0_7_load_30 | 19 | 0.001269 | 0.00031803 | 0 | 0 |  | 1 | TRUE | wye
16 | LV_4123-16_0_7_load_104 | 21 | 0.0017391 | 0.00043585 | 0 | 0 |  | 1 | TRUE | wye
17 | LV_4123-16_0_7_load_13 | 22 | 0.0033082 | 0.00082911 | 0 | 0 |  | 1 | TRUE | wye
18 | LV_4123-16_0_7_load_15 | 24 | 0.0025022 | 0.00062712 | 0 | 0 |  | 1 | TRUE | wye
19 | LV_4123-16_0_7_load_33 | 25 | 0.002171 | 0.00054411 | 0 | 0 |  | 1 | TRUE | wye
20 | LV_4123-16_0_7_load_82 | 26 | 0.0017199 | 0.00043105 | 0 | 0 |  | 1 | TRUE | wye
21 | LV_4123-16_0_7_load_81 | 27 | 0.0013934 | 0.00034921 | 0 | 0 |  | 1 | TRUE | wye
22 | LV_4123-16_0_7_load_83 | 28 | 0.0013981 | 0.0003504 | 0 | 0 |  | 1 | TRUE | wye
23 | LV_4123-16_0_7_load_80 | 29 | 0.0012463 | 0.00031236 | 0 | 0 |  | 1 | TRUE | wye
24 | LV_4123-16_0_7_load_110 | 30 | 0.0018603 | 0.00046623 | 0 | 0 |  | 1 | TRUE | wye
25 | LV_4123-16_0_7_load_16 | 32 | 0.0075003 | 0.0018798 | 0 | 0 |  | 1 | TRUE | wye
26 | LV_4123-16_0_7_load_17 | 33 | 0.0028324 | 0.00070987 | 0 | 0 |  | 1 | TRUE | wye
27 | LV_4123-16_0_7_load_18 | 34 | 0.0020228 | 0.00050695 | 0 | 0 |  | 1 | TRUE | wye
28 | LV_4123-16_0_7_load_19 | 35 | 0.003406 | 0.00085363 | 0 | 0 |  | 1 | TRUE | wye
29 | LV_4123-16_0_7_load_31 | 37 | 0.0025417 | 0.00063701 | 0 | 0 |  | 1 | TRUE | wye
30 | LV_4123-16_0_7_load_29 | 38 | 0.0033413 | 0.00083741 | 0 | 0 |  | 1 | TRUE | wye
31 | LV_4123-16_0_7_load_131 | 40 | 0.0033816 | 0.00084751 | 0 | 0 |  | 1 | TRUE | wye
32 | LV_4123-16_0_7_load_129 | 41 | 0.0024778 | 0.000621 | 0 | 0 |  | 1 | TRUE | wye
33 | LV_4123-16_0_7_load_102 | 42 | 0.0018464 | 0.00046276 | 0 | 0 |  | 1 | TRUE | wye
34 | LV_4123-16_0_7_load_35 | 43 | 0.0019511 | 0.000489 | 0 | 0 |  | 1 | TRUE | wye
35 | LV_4123-16_0_7_load_24 | 44 | 0.0019434 | 0.00048707 | 0 | 0 |  | 1 | TRUE | wye
36 | LV_4123-16_0_7_load_25 | 45 | 0.0017324 | 0.00043419 | 0 | 0 |  | 1 | TRUE | wye
37 | LV_4123-16_0_7_load_27 | 46 | 0.0017708 | 0.00044379 | 0 | 0 |  | 1 | TRUE | wye
38 | LV_4123-16_0_7_load_210 | 47 | 0.001222 | 0.00030626 | 0 | 0 |  | 1 | TRUE | wye
39 | LV_4123-16_0_7_load_53 | 48 | 0.001177 | 0.00029499 | 0 | 0 |  | 1 | TRUE | wye
40 | LV_4123-16_0_7_load_54 | 49 | 0.0027807 | 0.00069691 | 0 | 0 |  | 1 | TRUE | wye
41 | LV_4123-16_0_7_load_36 | 50 | 0.011105 | 0.0027831 | 0 | 0 |  | 1 | TRUE | wye
42 | LV_4123-16_0_7_load_39 | 52 | 0.0052398 | 0.0013132 | 0 | 0 |  | 1 | TRUE | wye
43 | LV_4123-16_0_7_load_79 | 57 | 0.0034546 | 0.0008658 | 0 | 0 |  | 1 | TRUE | wye
44 | LV_4123-16_0_7_load_62 | 58 | 0.0038043 | 0.00095345 | 0 | 0 |  | 1 | TRUE | wye
45 | LV_4123-16_0_7_load_60 | 59 | 0.002564 | 0.0006426 | 0 | 0 |  | 1 | TRUE | wye
46 | LV_4123-16_0_7_load_58 | 60 | 0.0017654 | 0.00044244 | 0 | 0 |  | 1 | TRUE | wye
47 | LV_4123-16_0_7_load_55 | 61 | 0.0074103 | 0.0018572 | 0 | 0 |  | 1 | TRUE | wye
48 | LV_4123-16_0_7_load_63 | 62 | 0.0064262 | 0.0016106 | 0 | 0 |  | 1 | TRUE | wye
49 | LV_4123-16_0_7_load_61 | 63 | 0.0017944 | 0.00044973 | 0 | 0 |  | 1 | TRUE | wye
50 | LV_4123-16_0_7_load_56 | 64 | 0.004481 | 0.001123 | 0 | 0 |  | 1 | TRUE | wye
51 | LV_4123-16_0_7_load_44 | 65 | 0.0092308 | 0.0023135 | 0 | 0 |  | 1 | TRUE | wye
52 | LV_4123-16_0_7_load_45 | 66 | 0.0092831 | 0.0023266 | 0 | 0 |  | 1 | TRUE | wye
53 | LV_4123-16_0_7_load_46 | 67 | 0.0048203 | 0.0012081 | 0 | 0 |  | 1 | TRUE | wye
54 | LV_4123-16_0_7_load_47 | 68 | 0.006709 | 0.0016814 | 0 | 0 |  | 1 | TRUE | wye
55 | LV_4123-16_0_7_load_48 | 69 | 0.0070138 | 0.0017578 | 0 | 0 |  | 1 | TRUE | wye
56 | LV_4123-16_0_7_load_51 | 70 | 0.0019412 | 0.00048651 | 0 | 0 |  | 1 | TRUE | wye
57 | LV_4123-16_0_7_load_49 | 71 | 0.0051305 | 0.0012858 | 0 | 0 |  | 1 | TRUE | wye
58 | LV_4123-16_0_7_load_50 | 72 | 0.0040144 | 0.0010061 | 0 | 0 |  | 1 | TRUE | wye
59 | LV_4123-16_0_7_load_52 | 73 | 0.0027608 | 0.00069192 | 0 | 0 |  | 1 | TRUE | wye
60 | LV_4123-16_0_7_load_89 | 75 | 0.0018135 | 0.00045452 | 0 | 0 |  | 1 | TRUE | wye
61 | LV_4123-16_0_7_load_71 | 76 | 0.00171 | 0.00042856 | 0 | 0 |  | 1 | TRUE | wye
62 | LV_4123-16_0_7_load_73 | 77 | 0.00073037 | 0.00018305 | 0 | 0 |  | 1 | TRUE | wye
63 | LV_4123-16_0_7_load_99 | 78 | 0.0036823 | 0.00092288 | 0 | 0 |  | 1 | TRUE | wye
64 | LV_4123-16_0_7_load_111 | 79 | 0.0055747 | 0.0013971 | 0 | 0 |  | 1 | TRUE | wye
65 | LV_4123-16_0_7_load_109 | 80 | 0.001671 | 0.00041879 | 0 | 0 |  | 1 | TRUE | wye
66 | LV_4123-16_0_7_load_57 | 81 | 0.010033 | 0.0025145 | 0 | 0 |  | 1 | TRUE | wye
67 | LV_4123-16_0_7_load_59 | 82 | 0.010214 | 0.0025598 | 0 | 0 |  | 1 | TRUE | wye
68 | LV_4123-16_0_7_load_95 | 84 | 0.006036 | 0.0015128 | 0 | 0 |  | 1 | TRUE | wye
69 | LV_4123-16_0_7_load_219 | 85 | 0.012609 | 0.0031601 | 0 | 0 |  | 1 | TRUE | wye
70 | LV_4123-16_0_7_load_64 | 86 | 0.0028945 | 0.00072544 | 0 | 0 |  | 1 | TRUE | wye
71 | LV_4123-16_0_7_load_65 | 87 | 0.0018211 | 0.00045641 | 0 | 0 |  | 1 | TRUE | wye
72 | LV_4123-16_0_7_load_114 | 89 | 0.002633 | 0.0006599 | 0 | 0 |  | 1 | TRUE | wye
73 | LV_4123-16_0_7_load_66 | 90 | 0.0024268 | 0.0006082 | 0 | 0 |  | 1 | TRUE | wye
74 | LV_4123-16_0_7_load_67 | 91 | 0.0017128 | 0.00042926 | 0 | 0 |  | 1 | TRUE | wye
75 | LV_4123-16_0_7_load_69 | 93 | 0.001677 | 0.00042031 | 0 | 0 |  | 1 | TRUE | wye
76 | LV_4123-16_0_7_load_72 | 95 | 0.0021831 | 0.00054715 | 0 | 0 |  | 1 | TRUE | wye
77 | LV_4123-16_0_7_load_90 | 96 | 0.0017625 | 0.00044172 | 0 | 0 |  | 1 | TRUE | wye
78 | LV_4123-16_0_7_load_182 | 97 | 0.0012138 | 0.00030422 | 0 | 0 |  | 1 | TRUE | wye
79 | LV_4123-16_0_7_load_116 | 99 | 0.0024315 | 0.0006094 | 0 | 0 |  | 1 | TRUE | wye
80 | LV_4123-16_0_7_load_91 | 100 | 0.0040524 | 0.0010156 | 0 | 0 |  | 1 | TRUE | wye
81 | LV_4123-16_0_7_load_127 | 101 | 0.0021113 | 0.00052914 | 0 | 0 |  | 1 | TRUE | wye
82 | LV_4123-16_0_7_load_208 | 102 | 0.0014275 | 0.00035776 | 0 | 0 |  | 1 | TRUE | wye
83 | LV_4123-16_0_7_load_117 | 104 | 0.0014524 | 0.000364 | 0 | 0 |  | 1 | TRUE | wye
84 | LV_4123-16_0_7_load_98 | 105 | 0.0015036 | 0.00037685 | 0 | 0 |  | 1 | TRUE | wye
85 | LV_4123-16_0_7_load_74 | 106 | 0.0030254 | 0.00075823 | 0 | 0 |  | 1 | TRUE | wye
86 | LV_4123-16_0_7_load_75 | 107 | 0.0025005 | 0.00062668 | 0 | 0 |  | 1 | TRUE | wye
87 | LV_4123-16_0_7_load_76 | 108 | 0.0013419 | 0.00033632 | 0 | 0 |  | 1 | TRUE | wye
88 | LV_4123-16_0_7_load_77 | 109 | 0.0017339 | 0.00043456 | 0 | 0 |  | 1 | TRUE | wye
89 | LV_4123-16_0_7_load_78 | 110 | 0.0024141 | 0.00060503 | 0 | 0 |  | 1 | TRUE | wye
90 | LV_4123-16_0_7_load_92 | 111 | 0.0018626 | 0.0004668 | 0 | 0 |  | 1 | TRUE | wye
91 | LV_4123-16_0_7_load_87 | 112 | 0.0014688 | 0.00036811 | 0 | 0 |  | 1 | TRUE | wye
92 | LV_4123-16_0_7_load_93 | 113 | 0.0014044 | 0.00035198 | 0 | 0 |  | 1 | TRUE | wye
93 | LV_4123-16_0_7_load_101 | 114 | 0.0028726 | 0.00071994 | 0 | 0 |  | 1 | TRUE | wye
94 | LV_4123-16_0_7_load_115 | 115 | 0.0017032 | 0.00042685 | 0 | 0 |  | 1 | TRUE | wye
95 | LV_4123-16_0_7_load_108 | 116 | 0.002541 | 0.00063683 | 0 | 0 |  | 1 | TRUE | wye
96 | LV_4123-16_0_7_load_94 | 117 | 0.0018279 | 0.00045811 | 0 | 0 |  | 1 | TRUE | wye
97 | LV_4123-16_0_7_load_100 | 118 | 0.0016244 | 0.00040712 | 0 | 0 |  | 1 | TRUE | wye
98 | LV_4123-16_0_7_load_103 | 119 | 0.0018725 | 0.00046929 | 0 | 0 |  | 1 | TRUE | wye
99 | LV_4123-16_0_7_load_105 | 120 | 0.0030552 | 0.00076571 | 0 | 0 |  | 1 | TRUE | wye
100 | LV_4123-16_0_7_load_118 | 121 | 0.0053652 | 0.0013447 | 0 | 0 |  | 1 | TRUE | wye
101 | LV_4123-16_0_7_load_119 | 122 | 0.0013636 | 0.00034174 | 0 | 0 |  | 1 | TRUE | wye
102 | LV_4123-16_0_7_load_120 | 123 | 0.0032594 | 0.00081689 | 0 | 0 |  | 1 | TRUE | wye
103 | LV_4123-16_0_7_load_121 | 124 | 0.0018029 | 0.00045186 | 0 | 0 |  | 1 | TRUE | wye
104 | LV_4123-16_0_7_load_122 | 125 | 0.0023175 | 0.00058082 | 0 | 0 |  | 1 | TRUE | wye
105 | LV_4123-16_0_7_load_186 | 126 | 0.0011331 | 0.00028399 | 0 | 0 |  | 1 | TRUE | wye
106 | LV_4123-16_0_7_load_187 | 128 | 0.0014929 | 0.00037416 | 0 | 0 |  | 1 | TRUE | wye
107 | LV_4123-16_0_7_load_213 | 129 | 0.0015665 | 0.00039261 | 0 | 0 |  | 1 | TRUE | wye
108 | LV_4123-16_0_7_load_123 | 131 | 0.0018462 | 0.00046269 | 0 | 0 |  | 1 | TRUE | wye
109 | LV_4123-16_0_7_load_124 | 132 | 0.0036052 | 0.00090354 | 0 | 0 |  | 1 | TRUE | wye
110 | LV_4123-16_0_7_load_126 | 134 | 0.0015058 | 0.00037738 | 0 | 0 |  | 1 | TRUE | wye
111 | LV_4123-16_0_7_load_128 | 135 | 0.0012396 | 0.00031068 | 0 | 0 |  | 1 | TRUE | wye
112 | LV_4123-16_0_7_load_185 | 136 | 0.001907 | 0.00047795 | 0 | 0 |  | 1 | TRUE | wye
113 | LV_4123-16_0_7_load_204 | 137 | 0.0013353 | 0.00033466 | 0 | 0 |  | 1 | TRUE | wye
114 | LV_4123-16_0_7_load_203 | 138 | 0.0015644 | 0.00039209 | 0 | 0 |  | 1 | TRUE | wye
115 | LV_4123-16_0_7_load_130 | 139 | 0.0021608 | 0.00054154 | 0 | 0 |  | 1 | TRUE | wye
116 | LV_4123-16_0_7_load_175 | 141 | 0.0037467 | 0.000939 | 0 | 0 |  | 1 | TRUE | wye
117 | LV_4123-16_0_7_load_207 | 142 | 0.001581 | 0.00039625 | 0 | 0 |  | 1 | TRUE | wye
118 | LV_4123-16_0_7_load_174 | 143 | 0.0040403 | 0.0010126 | 0 | 0 |  | 1 | TRUE | wye
119 | LV_4123-16_0_7_load_202 | 144 | 0.0021763 | 0.00054543 | 0 | 0 |  | 1 | TRUE | wye
120 | LV_4123-16_0_7_load_133 | 145 | 0.00096902 | 0.00024286 | 0 | 0 |  | 1 | TRUE | wye
121 | LV_4123-16_0_7_load_147 | 146 | 0.0016237 | 0.00040693 | 0 | 0 |  | 1 | TRUE | wye
122 | LV_4123-16_0_7_load_149 | 147 | 0.00084379 | 0.00021147 | 0 | 0 |  | 1 | TRUE | wye
123 | LV_4123-16_0_7_load_146 | 148 | 0.00092108 | 0.00023085 | 0 | 0 |  | 1 | TRUE | wye
124 | LV_4123-16_0_7_load_137 | 150 | 0.0029803 | 0.00074693 | 0 | 0 |  | 1 | TRUE | wye
125 | LV_4123-16_0_7_load_193 | 153 | 0.0024623 | 0.0006171 | 0 | 0 |  | 1 | TRUE | wye
126 | LV_4123-16_0_7_load_189 | 154 | 0.00076896 | 0.00019272 | 0 | 0 |  | 1 | TRUE | wye
127 | LV_4123-16_0_7_load_136 | 155 | 0.0012965 | 0.00032494 | 0 | 0 |  | 1 | TRUE | wye
128 | LV_4123-16_0_7_load_165 | 156 | 0.0039806 | 0.00099763 | 0 | 0 |  | 1 | TRUE | wye
129 | LV_4123-16_0_7_load_196 | 157 | 0.0036832 | 0.00092311 | 0 | 0 |  | 1 | TRUE | wye
130 | LV_4123-16_0_7_load_138 | 158 | 0.001363 | 0.00034161 | 0 | 0 |  | 1 | TRUE | wye
131 | LV_4123-16_0_7_load_139 | 159 | 0.0022818 | 0.00057187 | 0 | 0 |  | 1 | TRUE | wye
132 | LV_4123-16_0_7_load_140 | 160 | 0.0019009 | 0.00047641 | 0 | 0 |  | 1 | TRUE | wye
133 | LV_4123-16_0_7_load_141 | 161 | 0.0017779 | 0.00044559 | 0 | 0 |  | 1 | TRUE | wye
134 | LV_4123-16_0_7_load_143 | 162 | 0.0018318 | 0.00045909 | 0 | 0 |  | 1 | TRUE | wye
135 | LV_4123-16_0_7_load_192 | 164 | 0.0016378 | 0.00041048 | 0 | 0 |  | 1 | TRUE | wye
136 | LV_4123-16_0_7_load_176 | 165 | 0.0037658 | 0.00094379 | 0 | 0 |  | 1 | TRUE | wye
137 | LV_4123-16_0_7_load_173 | 166 | 0.0034755 | 0.00087104 | 0 | 0 |  | 1 | TRUE | wye
138 | LV_4123-16_0_7_load_190 | 167 | 0.0014641 | 0.00036693 | 0 | 0 |  | 1 | TRUE | wye
139 | LV_4123-16_0_7_load_217 | 168 | 0.0022683 | 0.0005685 | 0 | 0 |  | 1 | TRUE | wye
140 | LV_4123-16_0_7_load_150 | 169 | 0.0040418 | 0.001013 | 0 | 0 |  | 1 | TRUE | wye
141 | LV_4123-16_0_7_load_148 | 170 | 0.0017412 | 0.00043639 | 0 | 0 |  | 1 | TRUE | wye
142 | LV_4123-16_0_7_load_181 | 171 | 0.0026465 | 0.00066327 | 0 | 0 |  | 1 | TRUE | wye
143 | LV_4123-16_0_7_load_151 | 172 | 0.0014042 | 0.00035194 | 0 | 0 |  | 1 | TRUE | wye
144 | LV_4123-16_0_7_load_152 | 173 | 0.0015768 | 0.00039518 | 0 | 0 |  | 1 | TRUE | wye
145 | LV_4123-16_0_7_load_153 | 174 | 0.001461 | 0.00036616 | 0 | 0 |  | 1 | TRUE | wye
146 | LV_4123-16_0_7_load_154 | 175 | 0.0016926 | 0.0004242 | 0 | 0 |  | 1 | TRUE | wye
147 | LV_4123-16_0_7_load_155 | 176 | 0.0013806 | 0.00034602 | 0 | 0 |  | 1 | TRUE | wye
148 | LV_4123-16_0_7_load_194 | 177 | 0.0015375 | 0.00038534 | 0 | 0 |  | 1 | TRUE | wye
149 | LV_4123-16_0_7_load_161 | 178 | 0.0018747 | 0.00046983 | 0 | 0 |  | 1 | TRUE | wye
150 | LV_4123-16_0_7_load_195 | 179 | 0.0016638 | 0.00041699 | 0 | 0 |  | 1 | TRUE | wye
151 | LV_4123-16_0_7_load_162 | 180 | 0.0015816 | 0.00039638 | 0 | 0 |  | 1 | TRUE | wye
152 | LV_4123-16_0_7_load_156 | 181 | 0.001799 | 0.00045087 | 0 | 0 |  | 1 | TRUE | wye
153 | LV_4123-16_0_7_load_157 | 182 | 0.0024703 | 0.00061912 | 0 | 0 |  | 1 | TRUE | wye
154 | LV_4123-16_0_7_load_159 | 184 | 0.0010825 | 0.00027131 | 0 | 0 |  | 1 | TRUE | wye
155 | LV_4123-16_0_7_load_164 | 186 | 0.0015586 | 0.00039062 | 0 | 0 |  | 1 | TRUE | wye
156 | LV_4123-16_0_7_load_216 | 187 | 0.0018668 | 0.00046786 | 0 | 0 |  | 1 | TRUE | wye
157 | LV_4123-16_0_7_load_197 | 189 | 0.0018661 | 0.00046768 | 0 | 0 |  | 1 | TRUE | wye
158 | LV_4123-16_0_7_load_172 | 190 | 0.0018511 | 0.00046394 | 0 | 0 |  | 1 | TRUE | wye
159 | LV_4123-16_0_7_load_169 | 191 | 0.0028001 | 0.00070177 | 0 | 0 |  | 1 | TRUE | wye
160 | LV_4123-16_0_7_load_163 | 192 | 0.0015386 | 0.00038561 | 0 | 0 |  | 1 | TRUE | wye
161 | LV_4123-16_0_7_load_183 | 193 | 0.0014153 | 0.00035471 | 0 | 0 |  | 1 | TRUE | wye
162 | LV_4123-16_0_7_load_184 | 194 | 0.0020588 | 0.00051599 | 0 | 0 |  | 1 | TRUE | wye
163 | LV_4123-16_0_7_load_188 | 195 | 0.001095 | 0.00027444 | 0 | 0 |  | 1 | TRUE | wye
164 | LV_4123-16_0_7_load_166 | 196 | 0.0032786 | 0.00082169 | 0 | 0 |  | 1 | TRUE | wye
165 | LV_4123-16_0_7_load_168 | 197 | 0.0016401 | 0.00041106 | 0 | 0 |  | 1 | TRUE | wye
166 | LV_4123-16_0_7_load_170 | 198 | 0.001949 | 0.00048846 | 0 | 0 |  | 1 | TRUE | wye
167 | LV_4123-16_0_7_load_214 | 199 | 0.0031736 | 0.00079538 | 0 | 0 |  | 1 | TRUE | wye
168 | LV_4123-16_0_7_load_215 | 200 | 0.0031636 | 0.00079288 | 0 | 0 |  | 1 | TRUE | wye
169 | LV_4123-16_0_7_load_177 | 201 | 0.0023627 | 0.00059215 | 0 | 0 |  | 1 | TRUE | wye
170 | LV_4123-16_0_7_load_178 | 202 | 0.0020962 | 0.00052535 | 0 | 0 |  | 1 | TRUE | wye
171 | LV_4123-16_0_7_load_180 | 203 | 0.0012322 | 0.00030883 | 0 | 0 |  | 1 | TRUE | wye
172 | LV_4123-16_0_7_load_198 | 204 | 0.0035148 | 0.0008809 | 0 | 0 |  | 1 | TRUE | wye
173 | LV_4123-16_0_7_load_199 | 205 | 0.00086871 | 0.00021772 | 0 | 0 |  | 1 | TRUE | wye
174 | LV_4123-16_0_7_load_200 | 206 | 0.00077748 | 0.00019485 | 0 | 0 |  | 1 | TRUE | wye
175 | LV_4123-16_0_7_load_201 | 207 | 0.0021078 | 0.00052827 | 0 | 0 |  | 1 | TRUE | wye
176 | LV_4123-16_0_7_load_205 | 208 | 0.0014687 | 0.00036808 | 0 | 0 |  | 1 | TRUE | wye

## ext_grid
| name | bus | vm_pu | va_degree | slack_weight | in_service
0 |  | 94 | 1 | 0 | 1 | TRUE

## line
| name | std_type | from_bus | to_bus | length_km | r_ohm_per_km | x_ohm_per_km | c_nf_per_km | g_us_per_km | max_i_ka | df | parallel | type | in_service
0 | LV_4123-16_0_7_line_0 |  | 0 | 1 | 0.0028591 | 0.125 | 0.08 | 261 | 0 | 0.364 | 1 | 1 | cs | TRUE
1 | LV_4123-16_0_7_line_1 |  | 1 | 2 | 0.042363 | 0.125 | 0.08 | 261 | 0 | 0.364 | 1 | 1 | cs | TRUE
2 | LV_4123-16_0_7_line_2 |  | 2 | 3 | 0.024053 | 0.125 | 0.08 | 261 | 0 | 0.364 | 1 | 1 | cs | TRUE
3 | LV_4123-16_0_7_line_3 |  | 3 | 4 | 0.0058297 | 0.125 | 0.08 | 261 | 0 | 0.364 | 1 | 1 | cs | TRUE
4 | LV_4123-16_0_7_line_4 |  | 4 | 112 | 0.02763 | 0.125 | 0.08 | 261 | 0 | 0.364 | 1 | 1 | cs | TRUE
5 | LV_4123-16_0_7_line_5 |  | 5 | 6 | 0.016531 | 0.125 | 0.08 | 261 | 0 | 0.364 | 1 | 1 | cs | TRUE
6 | LV_4123-16_0_7_line_6 |  | 6 | 7 | 0.0071745 | 0.125 | 0.08 | 261 | 0 | 0.364 | 1 | 1 | cs | TRUE
7 | LV_4123-16_0_7_line_7 |  | 7 | 69 | 0.014636 | 0.125 | 0.08 | 261 | 0 | 0.364 | 1 | 1 | cs | TRUE
8 | LV_4123-16_0_7_line_8 |  | 8 | 9 | 0.0068028 | 0.125 | 0.08 | 261 | 0 | 0.364 | 1 | 1 | cs | TRUE
9 | LV_4123-16_0_7_line_9 |  | 8 | 10 | 0.023331 | 0.125 | 0.08 | 261 | 0 | 0.364 | 1 | 1 | cs | TRUE
10 | LV_4123-16_0_7_line_10 |  | 9 | 11 | 0.035121 | 0.125 | 0.08 | 261 | 0 | 0.364 | 1 | 1 | cs | TRUE
11 | LV_4123-16_0_7_line_11 |  | 11 | 12 | 0.024827 | 0.125 | 0.08 | 261 | 0 | 0.364 | 1 | 1 | cs | TRUE
12 | LV_4123-16_0_7_line_12 |  | 12 | 13 | 0.027761 | 0.125 | 0.08 | 261 | 0 | 0.364 | 1 | 4 | cs | TRUE
13 | LV_4123-16_0_7_line_13 |  | 12 | 14 | 0.004459 | 0.125 | 0.08 | 261 | 0 | 0.364 | 1 | 4 | cs | TRUE
14 | LV_4123-16_0_7_line_14 |  | 13 | 21 | 0.014372 | 0.125 | 0.08 | 261 | 0 | 0.364 | 1 | 4 | cs | TRUE
15 | LV_4123-16_0_7_line_15 |  | 13 | 18 | 0.024989 | 0.125 | 0.08 | 261 | 0 | 0.364 | 1 | 1 | cs | TRUE
16 | LV_4123-16_0_7_line_16 |  | 14 | 31 | 0.020385 | 0.125 | 0.08 | 261 | 0 | 0.364 | 1 | 4 | cs | TRUE
17 | LV_4123-16_0_7_line_17 |  | 15 | 16 | 0.021394 | 0.125 | 0.08 | 261 | 0 | 0.364 | 1 | 1 | cs | TRUE
18 | LV_4123-16_0_7_line_18 |  | 15 | 17 | 0.019262 | 0.125 | 0.08 | 261 | 0 | 0.364 | 1 | 1 | cs | TRUE
19 | LV_4123-16_0_7_line_19 |  | 17 | 18 | 0.031099 | 0.125 | 0.08 | 261 | 0 | 0.364 | 1 | 1 | cs | TRUE
20 | LV_4123-16_0_7_line_20 |  | 18 | 19 | 0.0056268 | 0.125 | 0.08 | 261 | 0 | 0.364 | 1 | 1 | cs | TRUE
21 | LV_4123-16_0_7_line_21 |  | 19 | 20 | 0.019013 | 0.125 | 0.08 | 261 | 0 | 0.364 | 1 | 1 | cs | TRUE
22 | LV_4123-16_0_7_line_22 |  | 20 | 47 | 0.010644 | 0.125 | 0.08 | 261 | 0 | 0.364 | 1 | 1 | cs | TRUE
23 | LV_4123-16_0_7_line_23 |  | 20 | 39 | 0.027323 | 0.125 | 0.08 | 261 | 0 | 0.364 | 1 | 1 | cs | TRUE
24 | LV_4123-16_0_7_line_24 |  | 21 | 42 | 0.00033636 | 0.125 | 0.08 | 261 | 0 | 0.364 | 1 | 4 | cs | TRUE
25 | LV_4123-16_0_7_line_25 |  | 22 | 23 | 0.021054 | 0.125 | 0.08 | 261 | 0 | 0.364 | 1 | 1 | cs | TRUE
26 | LV_4123-16_0_7_line_26 |  | 23 | 24 | 0.006959 | 0.125 | 0.08 | 261 | 0 | 0.364 | 1 | 1 | cs | TRUE
27 | LV_4123-16_0_7_line_27 |  | 24 | 25 | 0.02626 | 0.125 | 0.08 | 261 | 0 | 0.364 | 1 | 1 | cs | TRUE
28 | LV_4123-16_0_7_line_28 |  | 24 | 26 | 0.039638 | 0.125 | 0.08 | 261 | 0 | 0.364 | 1 | 1 | cs | TRUE
29 | LV_4123-16_0_7_line_29 |  | 25 | 31 | 0.020432 | 0.125 | 0.08 | 261 | 0 | 0.364 | 1 | 1 | cs | TRUE
30 | LV_4123-16_0_7_line_30 |  | 26 | 29 | 0.0016558 | 0.125 | 0.08 | 261 | 0 | 0.364 | 1 | 1 | cs | TRUE
31 | LV_4123-16_0_7_line_31 |  | 27 | 28 | 0.014168 | 0.125 | 0.08 | 261 | 0 | 0.364 | 1 | 1 | cs | TRUE
32 | LV_4123-16_0_7_line_32 |  | 27 | 29 | 0.015255 | 0.125 | 0.08 | 261 | 0 | 0.364 | 1 | 1 | cs | TRUE
33 | LV_4123-16_0_7_line_33 |  | 28 | 30 | 0.029409 | 0.125 | 0.08 | 261 | 0 | 0.364 | 1 | 1 | cs | TRUE
34 | LV_4123-16_0_7_line_34 |  | 30 | 80 | 0.02381 | 0.125 | 0.08 | 261 | 0 | 0.364 | 1 | 1 | cs | TRUE
35 | LV_4123-16_0_7_line_35 |  | 31 | 43 | 0.017787 | 0.125 | 0.08 | 261 | 0 | 0.364 | 1 | 4 | cs | TRUE
36 | LV_4123-16_0_7_line_36 |  | 32 | 33 | 0.021804 | 0.125 | 0.08 | 261 | 0 | 0.364 | 1 | 1 | cs | TRUE
37 | LV_4123-16_0_7_line_37 |  | 32 | 34 | 0.010337 | 0.125 | 0.08 | 261 | 0 | 0.364 | 1 | 1 | cs | TRUE
38 | LV_4123-16_0_7_line_38 |  | 33 | 35 | 0.016116 | 0.125 | 0.08 | 261 | 0 | 0.364 | 1 | 1 | cs | TRUE
39 | LV_4123-16_0_7_line_39 |  | 34 | 36 | 0.015279 | 0.125 | 0.08 | 261 | 0 | 0.364 | 1 | 1 | cs | TRUE
40 | LV_4123-16_0_7_line_40 |  | 35 | 37 | 0.014512 | 0.125 | 0.08 | 261 | 0 | 0.364 | 1 | 1 | cs | TRUE
41 | LV_4123-16_0_7_line_41 |  | 36 | 38 | 0.0078535 | 0.125 | 0.08 | 261 | 0 | 0.364 | 1 | 1 | cs | TRUE
42 | LV_4123-16_0_7_line_42 |  | 38 | 39 | 0.011211 | 0.125 | 0.08 | 261 | 0 | 0.364 | 1 | 1 | cs | TRUE
43 | LV_4123-16_0_7_line_43 |  | 39 | 44 | 0.023099 | 0.125 | 0.08 | 261 | 0 | 0.364 | 1 | 1 | cs | TRUE
44 | LV_4123-16_0_7_line_44 |  | 40 | 41 | 0.010873 | 0.125 | 0.08 | 261 | 0 | 0.364 | 1 | 1 | cs | TRUE
45 | LV_4123-16_0_7_line_45 |  | 41 | 139 | 0.017638 | 0.125 | 0.08 | 261 | 0 | 0.364 | 1 | 1 | cs | TRUE
46 | LV_4123-16_0_7_line_46 |  | 42 | 119 | 0.023469 | 0.125 | 0.08 | 261 | 0 | 0.364 | 1 | 4 | cs | TRUE
47 | LV_4123-16_0_7_line_47 |  | 43 | 48 | 0.024139 | 0.125 | 0.08 | 261 | 0 | 0.364 | 1 | 4 | cs | TRUE
48 | LV_4123-16_0_7_line_48 |  | 44 | 45 | 0.015626 | 0.125 | 0.08 | 261 | 0 | 0.364 | 1 | 1 | cs | TRUE
49 | LV_4123-16_0_7_line_49 |  | 45 | 46 | 0.0046578 | 0.125 | 0.08 | 261 | 0 | 0.364 | 1 | 1 | cs | TRUE
50 | LV_4123-16_0_7_line_50 |  | 48 | 49 | 0.0060147 | 0.125 | 0.08 | 261 | 0 | 0.364 | 1 | 4 | cs | TRUE
51 | LV_4123-16_0_7_line_51 |  | 49 | 77 | 0.015633 | 0.125 | 0.08 | 261 | 0 | 0.364 | 1 | 4 | cs | TRUE
52 | LV_4123-16_0_7_line_52 |  | 50 | 51 | 0.003227 | 0.125 | 0.08 | 261 | 0 | 0.364 | 1 | 1 | cs | TRUE
53 | LV_4123-16_0_7_line_53 |  | 51 | 52 | 0.028263 | 0.125 | 0.08 | 261 | 0 | 0.364 | 1 | 1 | cs | TRUE
54 | LV_4123-16_0_7_line_54 |  | 52 | 53 | 0.029416 | 0.125 | 0.08 | 261 | 0 | 0.364 | 1 | 1 | cs | TRUE
55 | LV_4123-16_0_7_line_55 |  | 53 | 54 | 0.007281 | 0.125 | 0.08 | 261 | 0 | 0.364 | 1 | 1 | cs | TRUE
56 | LV_4123-16_0_7_line_56 |  | 54 | 60 | 0.0016151 | 0.125 | 0.08 | 261 | 0 | 0.364 | 1 | 1 | cs | TRUE
57 | LV_4123-16_0_7_line_57 |  | 54 | 61 | 0.021871 | 0.125 | 0.08 | 261 | 0 | 0.364 | 1 | 1 | cs | TRUE
58 | LV_4123-16_0_7_line_58 |  | 55 | 56 | 0.028053 | 0.125 | 0.08 | 261 | 0 | 0.364 | 1 | 1 | cs | TRUE
59 | LV_4123-16_0_7_line_59 |  | 55 | 57 | 0.010066 | 0.125 | 0.08 | 261 | 0 | 0.364 | 1 | 1 | cs | TRUE
60 | LV_4123-16_0_7_line_60 |  | 56 | 58 | 0.026268 | 0.125 | 0.08 | 261 | 0 | 0.364 | 1 | 2 | cs | TRUE
61 | LV_4123-16_0_7_line_61 |  | 56 | 59 | 0.027678 | 0.125 | 0.08 | 261 | 0 | 0.364 | 1 | 1 | cs | TRUE
62 | LV_4123-16_0_7_line_62 |  | 57 | 60 | 0.020585 | 0.125 | 0.08 | 261 | 0 | 0.364 | 1 | 1 | cs | TRUE
63 | LV_4123-16_0_7_line_63 |  | 58 | 62 | 0.0053051 | 0.125 | 0.08 | 261 | 0 | 0.364 | 1 | 4 | cs | TRUE
64 | LV_4123-16_0_7_line_64 |  | 59 | 63 | 0.017727 | 0.125 | 0.08 | 261 | 0 | 0.364 | 1 | 1 | cs | TRUE
65 | LV_4123-16_0_7_line_65 |  | 61 | 64 | 0.025822 | 0.125 | 0.08 | 261 | 0 | 0.364 | 1 | 1 | cs | TRUE
66 | LV_4123-16_0_7_line_66 |  | 62 | 86 | 0.023883 | 0.125 | 0.08 | 261 | 0 | 0.364 | 1 | 4 | cs | TRUE
67 | LV_4123-16_0_7_line_67 |  | 63 | 85 | 0.071014 | 0.125 | 0.08 | 261 | 0 | 0.364 | 1 | 1 | cs | TRUE
68 | LV_4123-16_0_7_line_68 |  | 64 | 81 | 0.029536 | 0.125 | 0.08 | 261 | 0 | 0.364 | 1 | 1 | cs | TRUE
69 | LV_4123-16_0_7_line_69 |  | 65 | 66 | 0.016157 | 0.125 | 0.08 | 261 | 0 | 0.364 | 1 | 1 | cs | TRUE
70 | LV_4123-16_0_7_line_70 |  | 65 | 67 | 0.0092912 | 0.125 | 0.08 | 261 | 0 | 0.364 | 1 | 1 | cs | TRUE
71 | LV_4123-16_0_7_line_71 |  | 66 | 68 | 0.012312 | 0.125 | 0.08 | 261 | 0 | 0.364 | 1 | 1 | cs | TRUE
72 | LV_4123-16_0_7_line_72 |  | 67 | 69 | 0.019442 | 0.125 | 0.08 | 261 | 0 | 0.364 | 1 | 1 | cs | TRUE
73 | LV_4123-16_0_7_line_73 |  | 68 | 70 | 0.023478 | 0.125 | 0.08 | 261 | 0 | 0.364 | 1 | 1 | cs | TRUE
74 | LV_4123-16_0_7_line_74 |  | 70 | 71 | 0.0049876 | 0.125 | 0.08 | 261 | 0 | 0.364 | 1 | 1 | cs | TRUE
75 | LV_4123-16_0_7_line_75 |  | 71 | 72 | 0.022851 | 0.125 | 0.08 | 261 | 0 | 0.364 | 1 | 1 | cs | TRUE
76 | LV_4123-16_0_7_line_76 |  | 72 | 73 | 0.0050204 | 0.125 | 0.08 | 261 | 0 | 0.364 | 1 | 1 | cs | TRUE
77 | LV_4123-16_0_7_line_77 |  | 73 | 74 | 0.0083627 | 0.125 | 0.08 | 261 | 0 | 0.364 | 1 | 1 | cs | TRUE
78 | LV_4123-16_0_7_line_78 |  | 74 | 75 | 0.017252 | 0.125 | 0.08 | 261 | 0 | 0.364 | 1 | 1 | cs | TRUE
79 | LV_4123-16_0_7_line_79 |  | 74 | 76 | 0.019793 | 0.125 | 0.08 | 261 | 0 | 0.364 | 1 | 1 | cs | TRUE
80 | LV_4123-16_0_7_line_80 |  | 75 | 88 | 0.0026091 | 0.125 | 0.08 | 261 | 0 | 0.364 | 1 | 1 | cs | TRUE
81 | LV_4123-16_0_7_line_81 |  | 77 | 78 | 0.014637 | 0.125 | 0.08 | 261 | 0 | 0.364 | 1 | 4 | cs | TRUE
82 | LV_4123-16_0_7_line_82 |  | 78 | 105 | 3.1104e-05 | 0.125 | 0.08 | 261 | 0 | 0.364 | 1 | 4 | cs | TRUE
83 | LV_4123-16_0_7_line_83 |  | 79 | 80 | 0.013945 | 0.125 | 0.08 | 261 | 0 | 0.364 | 1 | 1 | cs | TRUE
84 | LV_4123-16_0_7_line_84 |  | 81 | 82 | 0.028305 | 0.125 | 0.08 | 261 | 0 | 0.364 | 1 | 1 | cs | TRUE
85 | LV_4123-16_0_7_line_85 |  | 82 | 83 | 0.00057616 | 0.125 | 0.08 | 261 | 0 | 0.364 | 1 | 1 | cs | TRUE
86 | LV_4123-16_0_7_line_86 |  | 83 | 84 | 0.025916 | 0.125 | 0.08 | 261 | 0 | 0.364 | 1 | 1 | cs | TRUE
87 | LV_4123-16_0_7_line_87 |  | 86 | 87 | 0.021506 | 0.125 | 0.08 | 261 | 0 | 0.364 | 1 | 4 | cs | TRUE
88 | LV_4123-16_0_7_line_88 |  | 87 | 88 | 0.0066363 | 0.125 | 0.08 | 261 | 0 | 0.364 | 1 | 4 | cs | TRUE
89 | LV_4123-16_0_7_line_89 |  | 88 | 89 | 0.019336 | 0.125 | 0.08 | 261 | 0 | 0.364 | 1 | 4 | cs | TRUE
90 | LV_4123-16_0_7_line_90 |  | 89 | 114 | 0.0055772 | 0.125 | 0.08 | 261 | 0 | 0.364 | 1 | 4 | cs | TRUE
91 | LV_4123-16_0_7_line_91 |  | 90 | 91 | 0.0047894 | 0.125 | 0.08 | 261 | 0 | 0.364 | 1 | 4 | cs | TRUE
92 | LV_4123-16_0_7_line_92 |  | 90 | 92 | 0.018615 | 0.125 | 0.08 | 261 | 0 | 0.364 | 1 | 4 | cs | TRUE
93 | LV_4123-16_0_7_line_93 |  | 91 | 93 | 0.022098 | 0.125 | 0.08 | 261 | 0 | 0.364 | 1 | 4 | cs | TRUE
94 | LV_4123-16_0_7_line_94 |  | 92 | 94 | 0.026944 | 0.125 | 0.08 | 261 | 0 | 0.364 | 1 | 4 | cs | TRUE
95 | LV_4123-16_0_7_line_95 |  | 92 | 95 | 0.016376 | 0.125 | 0.08 | 261 | 0 | 0.364 | 1 | 1 | cs | TRUE
96 | LV_4123-16_0_7_line_96 |  | 93 | 96 | 0.011278 | 0.125 | 0.08 | 261 | 0 | 0.364 | 1 | 4 | cs | TRUE
97 | LV_4123-16_0_7_line_97 |  | 94 | 97 | 0.017954 | 0.125 | 0.08 | 261 | 0 | 0.364 | 1 | 1 | cs | TRUE
98 | LV_4123-16_0_7_line_98 |  | 94 | 98 | 0.023537 | 0.125 | 0.08 | 261 | 0 | 0.364 | 1 | 2 | cs | TRUE
99 | LV_4123-16_0_7_line_99 |  | 95 | 99 | 0.0030354 | 0.125 | 0.08 | 261 | 0 | 0.364 | 1 | 1 | cs | TRUE
100 | LV_4123-16_0_7_line_100 |  | 96 | 100 | 0.0095435 | 0.125 | 0.08 | 261 | 0 | 0.364 | 1 | 4 | cs | TRUE
101 | LV_4123-16_0_7_line_101 |  | 97 | 101 | 0.029392 | 0.125 | 0.08 | 261 | 0 | 0.364 | 1 | 1 | cs | TRUE
102 | LV_4123-16_0_7_line_102 |  | 98 | 102 | 0.010224 | 0.125 | 0.08 | 261 | 0 | 0.364 | 1 | 1 | cs | TRUE
103 | LV_4123-16_0_7_line_103 |  | 98 | 103 | 0.008595 | 0.125 | 0.08 | 261 | 0 | 0.364 | 1 | 1 | cs | TRUE
104 | LV_4123-16_0_7_line_104 |  | 99 | 104 | 0.024317 | 0.125 | 0.08 | 261 | 0 | 0.364 | 1 | 1 | cs | TRUE
105 | LV_4123-16_0_7_line_105 |  | 100 | 115 | 0.022266 | 0.125 | 0.08 | 261 | 0 | 0.364 | 1 | 4 | cs | TRUE
106 | LV_4123-16_0_7_line_106 |  | 102 | 194 | 0.020789 | 0.125 | 0.08 | 261 | 0 | 0.364 | 1 | 1 | cs | TRUE
107 | LV_4123-16_0_7_line_107 |  | 103 | 168 | 0.0083514 | 0.125 | 0.08 | 261 | 0 | 0.364 | 1 | 1 | cs | TRUE
108 | LV_4123-16_0_7_line_108 |  | 103 | 208 | 0.018851 | 0.125 | 0.08 | 261 | 0 | 0.364 | 1 | 1 | cs | TRUE
109 | LV_4123-16_0_7_line_109 |  | 104 | 117 | 0.0029134 | 0.125 | 0.08 | 261 | 0 | 0.364 | 1 | 1 | cs | TRUE
110 | LV_4123-16_0_7_line_110 |  | 105 | 118 | 0.024147 | 0.125 | 0.08 | 261 | 0 | 0.364 | 1 | 4 | cs | TRUE
111 | LV_4123-16_0_7_line_111 |  | 106 | 107 | 0.00345 | 0.125 | 0.08 | 261 | 0 | 0.364 | 1 | 1 | cs | TRUE
112 | LV_4123-16_0_7_line_112 |  | 106 | 108 | 0.012277 | 0.125 | 0.08 | 261 | 0 | 0.364 | 1 | 1 | cs | TRUE
113 | LV_4123-16_0_7_line_113 |  | 107 | 109 | 0.0041686 | 0.125 | 0.08 | 261 | 0 | 0.364 | 1 | 1 | cs | TRUE
114 | LV_4123-16_0_7_line_114 |  | 108 | 110 | 0.01768 | 0.125 | 0.08 | 261 | 0 | 0.364 | 1 | 1 | cs | TRUE
115 | LV_4123-16_0_7_line_115 |  | 109 | 111 | 0.025024 | 0.125 | 0.08 | 261 | 0 | 0.364 | 1 | 1 | cs | TRUE
116 | LV_4123-16_0_7_line_116 |  | 110 | 112 | 0.0042968 | 0.125 | 0.08 | 261 | 0 | 0.364 | 1 | 1 | cs | TRUE
117 | LV_4123-16_0_7_line_117 |  | 111 | 113 | 0.00022985 | 0.125 | 0.08 | 261 | 0 | 0.364 | 1 | 1 | cs | TRUE
118 | LV_4123-16_0_7_line_118 |  | 113 | 117 | 0.025662 | 0.125 | 0.08 | 261 | 0 | 0.364 | 1 | 1 | cs | TRUE
119 | LV_4123-16_0_7_line_119 |  | 114 | 118 | 0.020882 | 0.125 | 0.08 | 261 | 0 | 0.364 | 1 | 4 | cs | TRUE
120 | LV_4123-16_0_7_line_120 |  | 115 | 116 | 0.0063692 | 0.125 | 0.08 | 261 | 0 | 0.364 | 1 | 4 | cs | TRUE
121 | LV_4123-16_0_7_line_121 |  | 116 | 120 | 0.02101 | 0.125 | 0.08 | 261 | 0 | 0.364 | 1 | 4 | cs | TRUE
122 | LV_4123-16_0_7_line_122 |  | 119 | 120 | 0.0093882 | 0.125 | 0.08 | 261 | 0 | 0.364 | 1 | 4 | cs | TRUE
123 | LV_4123-16_0_7_line_123 |  | 121 | 122 | 0.0073333 | 0.125 | 0.08 | 261 | 0 | 0.364 | 1 | 1 | cs | TRUE
124 | LV_4123-16_0_7_line_124 |  | 121 | 123 | 0.019246 | 0.125 | 0.08 | 261 | 0 | 0.364 | 1 | 1 | cs | TRUE
125 | LV_4123-16_0_7_line_125 |  | 122 | 124 | 0.02604 | 0.125 | 0.08 | 261 | 0 | 0.364 | 1 | 1 | cs | TRUE
126 | LV_4123-16_0_7_line_126 |  | 123 | 125 | 0.0062148 | 0.125 | 0.08 | 261 | 0 | 0.364 | 1 | 1 | cs | TRUE
127 | LV_4123-16_0_7_line_127 |  | 124 | 126 | 0.0034429 | 0.125 | 0.08 | 261 | 0 | 0.364 | 1 | 1 | cs | TRUE
128 | LV_4123-16_0_7_line_128 |  | 125 | 127 | 0.011098 | 0.125 | 0.08 | 261 | 0 | 0.364 | 1 | 1 | cs | TRUE
129 | LV_4123-16_0_7_line_129 |  | 126 | 128 | 0.021002 | 0.125 | 0.08 | 261 | 0 | 0.364 | 1 | 1 | cs | TRUE
130 | LV_4123-16_0_7_line_130 |  | 127 | 129 | 0.021839 | 0.125 | 0.08 | 261 | 0 | 0.364 | 1 | 1 | cs | TRUE
131 | LV_4123-16_0_7_line_131 |  | 127 | 130 | 0.024202 | 0.125 | 0.08 | 261 | 0 | 0.364 | 1 | 1 | cs | TRUE
132 | LV_4123-16_0_7_line_132 |  | 128 | 195 | 0.0030376 | 0.125 | 0.08 | 261 | 0 | 0.364 | 1 | 1 | cs | TRUE
133 | LV_4123-16_0_7_line_133 |  | 129 | 168 | 0.01577 | 0.125 | 0.08 | 261 | 0 | 0.364 | 1 | 1 | cs | TRUE
134 | LV_4123-16_0_7_line_134 |  | 130 | 163 | 0.0148 | 0.125 | 0.08 | 261 | 0 | 0.364 | 1 | 1 | cs | TRUE
135 | LV_4123-16_0_7_line_135 |  | 130 | 160 | 0.038678 | 0.125 | 0.08 | 261 | 0 | 0.364 | 1 | 1 | cs | TRUE
136 | LV_4123-16_0_7_line_136 |  | 131 | 132 | 0.010548 | 0.125 | 0.08 | 261 | 0 | 0.364 | 1 | 1 | cs | TRUE
137 | LV_4123-16_0_7_line_137 |  | 131 | 133 | 0.021136 | 0.125 | 0.08 | 261 | 0 | 0.364 | 1 | 1 | cs | TRUE
138 | LV_4123-16_0_7_line_138 |  | 132 | 134 | 0.021978 | 0.125 | 0.08 | 261 | 0 | 0.364 | 1 | 1 | cs | TRUE
139 | LV_4123-16_0_7_line_139 |  | 133 | 135 | 0.011431 | 0.125 | 0.08 | 261 | 0 | 0.364 | 1 | 1 | cs | TRUE
140 | LV_4123-16_0_7_line_140 |  | 134 | 136 | 0.0031692 | 0.125 | 0.08 | 261 | 0 | 0.364 | 1 | 1 | cs | TRUE
141 | LV_4123-16_0_7_line_141 |  | 135 | 137 | 0.0058594 | 0.125 | 0.08 | 261 | 0 | 0.364 | 1 | 1 | cs | TRUE
142 | LV_4123-16_0_7_line_142 |  | 137 | 138 | 0.025694 | 0.125 | 0.08 | 261 | 0 | 0.364 | 1 | 1 | cs | TRUE
143 | LV_4123-16_0_7_line_143 |  | 138 | 208 | 0.0045301 | 0.125 | 0.08 | 261 | 0 | 0.364 | 1 | 1 | cs | TRUE
144 | LV_4123-16_0_7_line_144 |  | 139 | 140 | 0.013841 | 0.125 | 0.08 | 261 | 0 | 0.364 | 1 | 1 | cs | TRUE
145 | LV_4123-16_0_7_line_145 |  | 140 | 141 | 0.02023 | 0.125 | 0.08 | 261 | 0 | 0.364 | 1 | 1 | cs | TRUE
146 | LV_4123-16_0_7_line_146 |  | 140 | 142 | 0.015607 | 0.125 | 0.08 | 261 | 0 | 0.364 | 1 | 1 | cs | TRUE
147 | LV_4123-16_0_7_line_147 |  | 141 | 143 | 0.017576 | 0.125 | 0.08 | 261 | 0 | 0.364 | 1 | 1 | cs | TRUE
148 | LV_4123-16_0_7_line_148 |  | 142 | 144 | 0.0029733 | 0.125 | 0.08 | 261 | 0 | 0.364 | 1 | 1 | cs | TRUE
149 | LV_4123-16_0_7_line_149 |  | 143 | 166 | 0.0075345 | 0.125 | 0.08 | 261 | 0 | 0.364 | 1 | 1 | cs | TRUE
150 | LV_4123-16_0_7_line_150 |  | 144 | 206 | 0.020949 | 0.125 | 0.08 | 261 | 0 | 0.364 | 1 | 1 | cs | TRUE
151 | LV_4123-16_0_7_line_151 |  | 145 | 146 | 0.067065 | 0.125 | 0.08 | 261 | 0 | 0.364 | 1 | 1 | cs | TRUE
152 | LV_4123-16_0_7_line_152 |  | 146 | 147 | 0.0045254 | 0.125 | 0.08 | 261 | 0 | 0.364 | 1 | 1 | cs | TRUE
153 | LV_4123-16_0_7_line_153 |  | 146 | 148 | 0.015912 | 0.125 | 0.08 | 261 | 0 | 0.364 | 1 | 1 | cs | TRUE
154 | LV_4123-16_0_7_line_154 |  | 147 | 171 | 0.0090869 | 0.125 | 0.08 | 261 | 0 | 0.364 | 1 | 1 | cs | TRUE
155 | LV_4123-16_0_7_line_155 |  | 148 | 170 | 0.0038453 | 0.125 | 0.08 | 261 | 0 | 0.364 | 1 | 1 | cs | TRUE
156 | LV_4123-16_0_7_line_156 |  | 149 | 150 | 0.0066876 | 0.125 | 0.08 | 261 | 0 | 0.364 | 1 | 1 | cs | TRUE
157 | LV_4123-16_0_7_line_157 |  | 149 | 151 | 0.017571 | 0.125 | 0.08 | 261 | 0 | 0.364 | 1 | 1 | cs | TRUE
158 | LV_4123-16_0_7_line_158 |  | 150 | 155 | 0.020608 | 0.125 | 0.08 | 261 | 0 | 0.364 | 1 | 1 | cs | TRUE
159 | LV_4123-16_0_7_line_159 |  | 151 | 156 | 0.015527 | 0.125 | 0.08 | 261 | 0 | 0.364 | 1 | 1 | cs | TRUE
160 | LV_4123-16_0_7_line_160 |  | 152 | 153 | 0.023793 | 0.125 | 0.08 | 261 | 0 | 0.364 | 1 | 1 | cs | TRUE
161 | LV_4123-16_0_7_line_161 |  | 152 | 154 | 0.011975 | 0.125 | 0.08 | 261 | 0 | 0.364 | 1 | 1 | cs | TRUE
162 | LV_4123-16_0_7_line_162 |  | 153 | 157 | 0.032783 | 0.125 | 0.08 | 261 | 0 | 0.364 | 1 | 1 | cs | TRUE
163 | LV_4123-16_0_7_line_163 |  | 154 | 167 | 0.024932 | 0.125 | 0.08 | 261 | 0 | 0.364 | 1 | 1 | cs | TRUE
164 | LV_4123-16_0_7_line_164 |  | 155 | 158 | 0.014699 | 0.125 | 0.08 | 261 | 0 | 0.364 | 1 | 1 | cs | TRUE
165 | LV_4123-16_0_7_line_165 |  | 156 | 196 | 0.024415 | 0.125 | 0.08 | 261 | 0 | 0.364 | 1 | 1 | cs | TRUE
166 | LV_4123-16_0_7_line_166 |  | 157 | 189 | 0.012947 | 0.125 | 0.08 | 261 | 0 | 0.364 | 1 | 1 | cs | TRUE
167 | LV_4123-16_0_7_line_167 |  | 158 | 159 | 0.018978 | 0.125 | 0.08 | 261 | 0 | 0.364 | 1 | 1 | cs | TRUE
168 | LV_4123-16_0_7_line_168 |  | 160 | 161 | 0.0035199 | 0.125 | 0.08 | 261 | 0 | 0.364 | 1 | 1 | cs | TRUE
169 | LV_4123-16_0_7_line_169 |  | 161 | 162 | 0.020786 | 0.125 | 0.08 | 261 | 0 | 0.364 | 1 | 1 | cs | TRUE
170 | LV_4123-16_0_7_line_170 |  | 162 | 164 | 0.005793 | 0.125 | 0.08 | 261 | 0 | 0.364 | 1 | 1 | cs | TRUE
171 | LV_4123-16_0_7_line_171 |  | 163 | 165 | 0.020024 | 0.125 | 0.08 | 261 | 0 | 0.364 | 1 | 1 | cs | TRUE
172 | LV_4123-16_0_7_line_172 |  | 163 | 166 | 0.010503 | 0.125 | 0.08 | 261 | 0 | 0.364 | 1 | 1 | cs | TRUE
173 | LV_4123-16_0_7_line_173 |  | 164 | 167 | 0.020286 | 0.125 | 0.08 | 261 | 0 | 0.364 | 1 | 1 | cs | TRUE
174 | LV_4123-16_0_7_line_174 |  | 165 | 169 | 0.0046405 | 0.125 | 0.08 | 261 | 0 | 0.364 | 1 | 1 | cs | TRUE
175 | LV_4123-16_0_7_line_175 |  | 169 | 170 | 0.010627 | 0.125 | 0.08 | 261 | 0 | 0.364 | 1 | 1 | cs | TRUE
176 | LV_4123-16_0_7_line_176 |  | 172 | 173 | 0.00042906 | 0.125 | 0.08 | 261 | 0 | 0.364 | 1 | 1 | cs | TRUE
177 | LV_4123-16_0_7_line_177 |  | 172 | 174 | 0.020277 | 0.125 | 0.08 | 261 | 0 | 0.364 | 1 | 1 | cs | TRUE
178 | LV_4123-16_0_7_line_178 |  | 173 | 175 | 0.021159 | 0.125 | 0.08 | 261 | 0 | 0.364 | 1 | 1 | cs | TRUE
179 | LV_4123-16_0_7_line_179 |  | 174 | 176 | 0.0033201 | 0.125 | 0.08 | 261 | 0 | 0.364 | 1 | 1 | cs | TRUE
180 | LV_4123-16_0_7_line_180 |  | 175 | 177 | 0.00096033 | 0.125 | 0.08 | 261 | 0 | 0.364 | 1 | 1 | cs | TRUE
181 | LV_4123-16_0_7_line_181 |  | 176 | 178 | 0.016377 | 0.125 | 0.08 | 261 | 0 | 0.364 | 1 | 1 | cs | TRUE
182 | LV_4123-16_0_7_line_182 |  | 177 | 179 | 0.019941 | 0.125 | 0.08 | 261 | 0 | 0.364 | 1 | 1 | cs | TRUE
183 | LV_4123-16_0_7_line_183 |  | 178 | 180 | 0.008666 | 0.125 | 0.08 | 261 | 0 | 0.364 | 1 | 1 | cs | TRUE
184 | LV_4123-16_0_7_line_184 |  | 179 | 203 | 0.0011326 | 0.125 | 0.08 | 261 | 0 | 0.364 | 1 | 1 | cs | TRUE
185 | LV_4123-16_0_7_line_185 |  | 180 | 192 | 0.0094299 | 0.125 | 0.08 | 261 | 0 | 0.364 | 1 | 1 | cs | TRUE
186 | LV_4123-16_0_7_line_186 |  | 181 | 182 | 0.0081815 | 0.125 | 0.08 | 261 | 0 | 0.364 | 1 | 1 | cs | TRUE
187 | LV_4123-16_0_7_line_187 |  | 181 | 183 | 0.020156 | 0.125 | 0.08 | 261 | 0 | 0.364 | 1 | 1 | cs | TRUE
188 | LV_4123-16_0_7_line_188 |  | 182 | 184 | 0.010291 | 0.125 | 0.08 | 261 | 0 | 0.364 | 1 | 1 | cs | TRUE
189 | LV_4123-16_0_7_line_189 |  | 183 | 185 | 0.039861 | 0.125 | 0.08 | 261 | 0 | 0.364 | 1 | 1 | cs | TRUE
190 | LV_4123-16_0_7_line_190 |  | 184 | 186 | 0.020427 | 0.125 | 0.08 | 261 | 0 | 0.364 | 1 | 1 | cs | TRUE
191 | LV_4123-16_0_7_line_191 |  | 185 | 187 | 0.0225 | 0.125 | 0.08 | 261 | 0 | 0.364 | 1 | 1 | cs | TRUE
192 | LV_4123-16_0_7_line_192 |  | 185 | 188 | 0.057345 | 0.125 | 0.08 | 261 | 0 | 0.364 | 1 | 1 | cs | TRUE
193 | LV_4123-16_0_7_line_193 |  | 187 | 189 | 0.022046 | 0.125 | 0.08 | 261 | 0 | 0.364 | 1 | 1 | cs | TRUE
194 | LV_4123-16_0_7_line_194 |  | 188 | 190 | 0.040772 | 0.125 | 0.08 | 261 | 0 | 0.364 | 1 | 1 | cs | TRUE
195 | LV_4123-16_0_7_line_195 |  | 188 | 191 | 0.016402 | 0.125 | 0.08 | 261 | 0 | 0.364 | 1 | 1 | cs | TRUE
196 | LV_4123-16_0_7_line_196 |  | 190 | 199 | 0.01726 | 0.125 | 0.08 | 261 | 0 | 0.364 | 1 | 1 | cs | TRUE
197 | LV_4123-16_0_7_line_197 |  | 191 | 198 | 0.0084745 | 0.125 | 0.08 | 261 | 0 | 0.364 | 1 | 1 | cs | TRUE
198 | LV_4123-16_0_7_line_198 |  | 192 | 193 | 0.014729 | 0.125 | 0.08 | 261 | 0 | 0.364 | 1 | 1 | cs | TRUE
199 | LV_4123-16_0_7_line_199 |  | 193 | 194 | 0.0044845 | 0.125 | 0.08 | 261 | 0 | 0.364 | 1 | 1 | cs | TRUE
200 | LV_4123-16_0_7_line_200 |  | 196 | 197 | 0.0013103 | 0.125 | 0.08 | 261 | 0 | 0.364 | 1 | 1 | cs | TRUE
201 | LV_4123-16_0_7_line_201 |  | 197 | 198 | 0.024669 | 0.125 | 0.08 | 261 | 0 | 0.364 | 1 | 1 | cs | TRUE
202 | LV_4123-16_0_7_line_202 |  | 199 | 200 | 0.0263 | 0.125 | 0.08 | 261 | 0 | 0.364 | 1 | 1 | cs | TRUE
203 | LV_4123-16_0_7_line_203 |  | 201 | 202 | 0.0015467 | 0.125 | 0.08 | 261 | 0 | 0.364 | 1 | 1 | cs | TRUE
204 | LV_4123-16_0_7_line_204 |  | 202 | 203 | 0.020168 | 0.125 | 0.08 | 261 | 0 | 0.364 | 1 | 1 | cs | TRUE
205 | LV_4123-16_0_7_line_205 |  | 204 | 205 | 0.018559 | 0.125 | 0.08 | 261 | 0 | 0.364 | 1 | 1 | cs | TRUE
206 | LV_4123-16_0_7_line_206 |  | 204 | 206 | 0.0064045 | 0.125 | 0.08 | 261 | 0 | 0.364 | 1 | 1 | cs | TRUE
207 | LV_4123-16_0_7_line_207 |  | 205 | 207 | 0.010946 | 0.125 | 0.08 | 261 | 0 | 0.364 | 1 | 1 | cs | TRUE

## trafo
| name | std_type | hv_bus | lv_bus | sn_mva | vn_hv_kv | vn_lv_kv | vk_percent | vkr_percent | pfe_kw | i0_percent | shift_degree | tap_side | tap_neutral | tap_min | tap_max | tap_step_percent | tap_step_degree | tap_pos | tap_phase_shifter | parallel | df | in_service
0 | LV_4123-16_0_7_trafo_70 | 0.63 MVA 20/0.4 kV | 209 | 94 | 0.63 | 20 | 0.4 | 6 | 1.206 | 1.65 | 0.2619 | 150 | hv | 0 | -2 | 2 | 2.5 | 0 | 0 | FALSE | 1 | 1 | TRUE

## line_geodata
| x0 | y0 | x1 | y1 | x2 | y2
0 | 2658662.7897 | 1258215.6794 | 2658665.3663 | 1258214.4403
1 | 2658703.5444 | 1258196.0803 | 2658665.3663 | 1258214.4403
2 | 2658703.5444 | 1258196.0803 | 2658712.5213 | 1258218.3956
3 | 2658713.885 | 1258224.0599 | 2658712.6384 | 1258218.6867 | 2658712.5213 | 1258218.3956
4 | 2658718.8261 | 1258251.1844 | 2658717.9596 | 1258241.6226 | 2658713.885 | 1258224.0599
5 | 2658628.5268 | 1258272.5142 | 2658628.5268 | 1258272.5142 | 2658636.6146 | 1258286.9315
6 | 2658640.1247 | 1258293.1887 | 2658636.6146 | 1258286.9315
7 | 2658640.1247 | 1258293.1887 | 2658647.2853 | 1258305.9532
8 | 2658831.8275 | 1258607.5457 | 2658828.5946 | 1258601.5602
9 | 2658831.8275 | 1258607.5457 | 2658842.9151 | 1258628.074
10 | 2658828.5946 | 1258601.5602 | 2658811.9043 | 1258570.6585
11 | 2658800.1059 | 1258548.8141 | 2658811.9043 | 1258570.6585
12 | 2658800.1059 | 1258548.8141 | 2658822.9549 | 1258532.9519
13 | 2658800.1059 | 1258548.8141 | 2658796.4849 | 1258551.4164
14 | 2658822.9549 | 1258532.9519 | 2658816.8652 | 1258519.9341
15 | 2658844.2991 | 1258519.8545 | 2658822.9549 | 1258532.9519
16 | 2658779.9316 | 1258563.3131 | 2658796.4849 | 1258551.4164
17 | 2658868.3215 | 1258564.1169 | 2658878.5263 | 1258582.9196
18 | 2658859.1333 | 1258547.1872 | 2658868.3215 | 1258564.1169
19 | 2658844.2991 | 1258519.8545 | 2658859.1333 | 1258547.1872
20 | 2658844.2991 | 1258519.8545 | 2658848.9647 | 1258516.7092
21 | 2658864.7303 | 1258506.081 | 2658848.9647 | 1258516.7092
22 | 2658864.7303 | 1258506.081 | 2658860.8015 | 1258496.1886
23 | 2658888.2771 | 1258492.1051 | 2658864.7303 | 1258506.081
24 | 2658816.7227 | 1258519.6295 | 2658816.8652 | 1258519.9341
25 | 2658755.9218 | 1258611.0648 | 2658770.7961 | 1258625.9646
26 | 2658755.9218 | 1258611.0648 | 2658759.2586 | 1258604.958
27 | 2658770.2177 | 1258581.1671 | 2658765.7959 | 1258592.9942 | 2658759.2586 | 1258604.958
28 | 2658759.2586 | 1258604.958 | 2658727.8853 | 1258580.7315
29 | 2658779.9316 | 1258563.3131 | 2658772.6961 | 1258574.5383 | 2658770.2177 | 1258581.1671
30 | 2658727.8853 | 1258580.7315 | 2658726.834 | 1258582.0107
31 | 2658717.1489 | 1258593.7964 | 2658714.127 | 1258597.4737 | 2658704.861 | 1258599.1053
32 | 2658726.834 | 1258582.0107 | 2658717.1489 | 1258593.7964
33 | 2658691.7248 | 1258572.7935 | 2658704.861 | 1258599.1053
34 | 2658706.5909 | 1258554.195 | 2658691.8251 | 1258572.6681 | 2658691.7248 | 1258572.7935
35 | 2658779.9316 | 1258563.3131 | 2658774.8992 | 1258554.6236 | 2658772.6117 | 1258547.2234
36 | 2658928.4319 | 1258458.4483 | 2658907.2722 | 1258463.7086
37 | 2658897.3298 | 1258466.4365 | 2658898.2473 | 1258465.9521 | 2658907.2722 | 1258463.7086
38 | 2658928.4319 | 1258458.4483 | 2658944.072 | 1258454.5603
39 | 2658883.8177 | 1258473.5696 | 2658897.3298 | 1258466.4365
40 | 2658944.072 | 1258454.5603 | 2658948.3913 | 1258453.4865 | 2658957.4372 | 1258449.0814
41 | 2658883.8177 | 1258473.5696 | 2658885.6547 | 1258481.2052
42 | 2658888.2771 | 1258492.1051 | 2658885.6547 | 1258481.2052
43 | 2658888.2771 | 1258492.1051 | 2658895.986 | 1258513.8796
44 | 2658879.2209 | 1258444.8592 | 2658877.5019 | 1258434.1229
45 | 2658874.7135 | 1258416.7071 | 2658877.5019 | 1258434.1229
46 | 2658816.7227 | 1258519.6295 | 2658806.7782 | 1258498.3717
47 | 2658772.6117 | 1258547.2234 | 2658768.8003 | 1258534.8933 | 2658763.7534 | 1258524.8572
48 | 2658895.986 | 1258513.8796 | 2658899.5399 | 1258523.9178 | 2658901.4999 | 1258528.4926
49 | 2658903.3341 | 1258532.7741 | 2658901.4999 | 1258528.4926
50 | 2658763.7534 | 1258524.8572 | 2658761.0512 | 1258519.4837
51 | 2658761.0512 | 1258519.4837 | 2658754.028 | 1258505.5176
52 | 2658612.9462 | 1258479.2752 | 2658615.2813 | 1258477.0479
53 | 2658612.9462 | 1258479.2752 | 2658622.472 | 1258456.0084 | 2658621.6832 | 1258452.9878
54 | 2658633.1745 | 1258434.9659 | 2658618.2158 | 1258439.7101 | 2658621.6832 | 1258452.9878
55 | 2658633.1745 | 1258434.9659 | 2658638.9482 | 1258430.5087
56 | 2658638.9482 | 1258430.5087 | 2658639.5715 | 1258431.9987
57 | 2658638.9482 | 1258430.5087 | 2658630.0705 | 1258410.52
58 | 2658651.4013 | 1258460.2757 | 2658655.8535 | 1258487.973
59 | 2658651.4013 | 1258460.2757 | 2658647.5162 | 1258450.9892
60 | 2658655.8535 | 1258487.973 | 2658674.7575 | 1258469.7342
61 | 2658655.8535 | 1258487.973 | 2658658.8947 | 1258515.4836
62 | 2658647.5162 | 1258450.9892 | 2658639.5715 | 1258431.9987
63 | 2658678.5753 | 1258466.0506 | 2658674.7575 | 1258469.7342
64 | 2658658.8947 | 1258515.4836 | 2658660.8425 | 1258533.1034
65 | 2658630.0705 | 1258410.52 | 2658619.8118 | 1258387.4216 | 2658619.5459 | 1258386.9428
66 | 2658678.5753 | 1258466.0506 | 2658695.7629 | 1258449.4678
67 | 2658660.8425 | 1258533.1034 | 2658592.4789 | 1258552.3252
68 | 2658605.2051 | 1258361.1223 | 2658611.3236 | 1258372.1377 | 2658619.5459 | 1258386.9428
69 | 2658661.3432 | 1258331.0131 | 2658669.2479 | 1258345.1041
70 | 2658661.3432 | 1258331.0131 | 2658656.7975 | 1258322.9098
71 | 2658669.2479 | 1258345.1041 | 2658675.2713 | 1258355.8416
72 | 2658656.7975 | 1258322.9098 | 2658647.2853 | 1258305.9532
73 | 2658675.2713 | 1258355.8416 | 2658686.7579 | 1258376.3177
74 | 2658689.1981 | 1258380.6676 | 2658686.7579 | 1258376.3177
75 | 2658689.1981 | 1258380.6676 | 2658700.378 | 1258400.5972
76 | 2658702.8343 | 1258404.9757 | 2658700.378 | 1258400.5972
77 | 2658706.9257 | 1258412.2692 | 2658702.8343 | 1258404.9757
78 | 2658706.9257 | 1258412.2692 | 2658714.8216 | 1258427.6078
79 | 2658706.9257 | 1258412.2692 | 2658723.9936 | 1258402.2459
80 | 2658716.0157 | 1258429.9275 | 2658714.8216 | 1258427.6078
81 | 2658747.4522 | 1258492.4411 | 2658754.028 | 1258505.5176
82 | 2658747.4382 | 1258492.4133 | 2658747.4522 | 1258492.4411
83 | 2658715.2978 | 1258543.3019 | 2658706.5909 | 1258554.195
84 | 2658605.2051 | 1258361.1223 | 2658595.3693 | 1258343.4147 | 2658591.5843 | 1258336.311
85 | 2658591.5843 | 1258336.311 | 2658591.3134 | 1258335.8025
86 | 2658591.3134 | 1258335.8025 | 2658579.1219 | 1258312.933
87 | 2658695.7629 | 1258449.4678 | 2658711.2399 | 1258434.5353
88 | 2658716.0157 | 1258429.9275 | 2658711.2399 | 1258434.5353
89 | 2658716.0157 | 1258429.9275 | 2658724.7027 | 1258447.2021
90 | 2658727.2083 | 1258452.1847 | 2658724.7027 | 1258447.2021
91 | 2658763.5774 | 1258406.0238 | 2658761.548 | 1258401.6856
92 | 2658753.6601 | 1258384.8241 | 2658761.548 | 1258401.6856
93 | 2658763.5774 | 1258406.0238 | 2658772.9411 | 1258426.04
94 | 2658753.6601 | 1258384.8241 | 2658775.8787 | 1258369.4891
95 | 2658753.6601 | 1258384.8241 | 2658746.5772 | 1258370.0595
96 | 2658777.7198 | 1258436.2553 | 2658772.9411 | 1258426.04
97 | 2658775.8787 | 1258369.4891 | 2658783.0864 | 1258385.9324
98 | 2658796.7944 | 1258358.5778 | 2658775.8787 | 1258369.4891
99 | 2658745.2643 | 1258367.3227 | 2658746.5772 | 1258370.0595
100 | 2658777.7198 | 1258436.2553 | 2658781.7637 | 1258444.8997
101 | 2658783.0864 | 1258385.9324 | 2658794.8861 | 1258412.8519
102 | 2658796.7944 | 1258358.5778 | 2658794.0009 | 1258348.7425
103 | 2658796.7944 | 1258358.5778 | 2658804.4332 | 1258354.5952
104 | 2658745.2643 | 1258367.3227 | 2658740.8453 | 1258358.111 | 2658735.8731 | 1258344.917
105 | 2658781.7637 | 1258444.8997 | 2658791.1985 | 1258465.0678
106 | 2658794.0009 | 1258348.7425 | 2658788.3209 | 1258328.745
107 | 2658804.4332 | 1258354.5952 | 2658812.2061 | 1258351.5408
108 | 2658804.4332 | 1258354.5952 | 2658811.4243 | 1258372.1019
109 | 2658734.8457 | 1258342.1908 | 2658735.8731 | 1258344.917
110 | 2658747.4382 | 1258492.4133 | 2658736.59 | 1258470.8409
111 | 2658721.9314 | 1258285.2975 | 2658722.4231 | 1258288.7123
112 | 2658720.8096 | 1258273.0719 | 2658721.8939 | 1258285.0372 | 2658721.9314 | 1258285.2975
113 | 2658723.0172 | 1258292.8384 | 2658722.4231 | 1258288.7123
114 | 2658720.8096 | 1258273.0719 | 2658719.2139 | 1258255.4636
115 | 2658723.0172 | 1258292.8384 | 2658724.7926 | 1258305.1693 | 2658727.4483 | 1258317.4515
116 | 2658718.8261 | 1258251.1844 | 2658719.2139 | 1258255.4636
117 | 2658727.4968 | 1258317.6762 | 2658727.4483 | 1258317.4515
118 | 2658734.8457 | 1258342.1908 | 2658730.0401 | 1258329.4388 | 2658727.4968 | 1258317.6762
119 | 2658736.59 | 1258470.8409 | 2658727.2083 | 1258452.1847
120 | 2658793.8973 | 1258470.837 | 2658791.1985 | 1258465.0678
121 | 2658802.8001 | 1258489.868 | 2658793.8973 | 1258470.837
122 | 2658802.8001 | 1258489.868 | 2658806.7782 | 1258498.3717
123 | 2658837.7219 | 1258294.9713 | 2658838.8407 | 1258302.2188
124 | 2658842.9995 | 1258320.9926 | 2658839.7197 | 1258307.9122 | 2658838.8407 | 1258302.2188
125 | 2658837.7219 | 1258294.9713 | 2658833.7489 | 1258269.2361
126 | 2658844.5111 | 1258327.0207 | 2658842.9995 | 1258320.9926
127 | 2658833.6497 | 1258265.7946 | 2658833.7489 | 1258269.2361 | 2658833.7489 | 1258269.2361
128 | 2658847.2104 | 1258337.7858 | 2658844.5111 | 1258327.0207
129 | 2658833.6497 | 1258265.7946 | 2658833.0447 | 1258244.8017
130 | 2658847.2104 | 1258337.7858 | 2658826.8839 | 1258345.7732
131 | 2658847.2104 | 1258337.7858 | 2658870.9048 | 1258332.5287
132 | 2658833.0447 | 1258244.8017 | 2658832.9572 | 1258241.7654
133 | 2658812.2061 | 1258351.5408 | 2658826.8839 | 1258345.7732
134 | 2658870.7425 | 1258347.3266 | 2658870.9048 | 1258332.5287
135 | 2658870.9048 | 1258332.5287 | 2658877.7913 | 1258309.4472 | 2658882.1037 | 1258295.5082
136 | 2658840.7406 | 1258445.6758 | 2658836.8472 | 1258435.8723
137 | 2658829.0457 | 1258416.2284 | 2658836.8472 | 1258435.8723
138 | 2658840.7406 | 1258445.6758 | 2658848.8528 | 1258466.1022
139 | 2658829.0457 | 1258416.2284 | 2658824.8064 | 1258405.6126
140 | 2658850.0226 | 1258469.0476 | 2658848.8528 | 1258466.1022
141 | 2658824.8064 | 1258405.6126 | 2658822.6334 | 1258400.171
142 | 2658813.1044 | 1258376.3089 | 2658822.6334 | 1258400.171
143 | 2658813.1044 | 1258376.3089 | 2658811.4243 | 1258372.1019
144 | 2658872.5252 | 1258403.0399 | 2658874.7135 | 1258416.7071
145 | 2658872.5252 | 1258403.0399 | 2658870.7264 | 1258382.8901
146 | 2658872.5252 | 1258403.0399 | 2658888.1202 | 1258402.4269
147 | 2658870.7264 | 1258382.8901 | 2658869.8934 | 1258373.5592 | 2658870.159 | 1258365.355
148 | 2658888.1202 | 1258402.4269 | 2658891.0912 | 1258402.3101
149 | 2658870.159 | 1258365.355 | 2658870.4027 | 1258357.8245
150 | 2658912.0237 | 1258401.4872 | 2658891.0912 | 1258402.3101
151 | 2658925.7089 | 1258350.3422 | 2658970.5015 | 1258300.4285
152 | 2658925.7616 | 1258354.8672 | 2658925.7089 | 1258350.3422 | 2658925.7089 | 1258350.3422
153 | 2658909.8208 | 1258349.4705 | 2658925.7089 | 1258350.3422
154 | 2658925.8674 | 1258363.9535 | 2658925.7616 | 1258354.8672
155 | 2658905.9812 | 1258349.2599 | 2658909.8208 | 1258349.4705
156 | 2658973.0166 | 1258155.0727 | 2658977.7114 | 1258150.31
157 | 2658960.6632 | 1258167.6032 | 2658973.0166 | 1258155.0727
158 | 2658992.1783 | 1258135.6336 | 2658977.7114 | 1258150.31
159 | 2658960.6632 | 1258167.6032 | 2658950.9947 | 1258155.4534
160 | 2658916.854 | 1258215.9797 | 2658903.4518 | 1258196.3204
161 | 2658916.854 | 1258215.9797 | 2658910.6648 | 1258226.2318
162 | 2658903.4518 | 1258196.3204 | 2658884.9857 | 1258169.2329
163 | 2658910.6648 | 1258226.2318 | 2658899.1851 | 1258245.2472 | 2658898.2402 | 1258247.7974
164 | 2659002.4974 | 1258125.1651 | 2658992.1783 | 1258135.6336
165 | 2658935.7922 | 1258136.3494 | 2658950.9947 | 1258155.4534
166 | 2658877.6929 | 1258158.5354 | 2658884.9857 | 1258169.2329
167 | 2659015.8202 | 1258111.6494 | 2659002.4974 | 1258125.1651
168 | 2658883.144 | 1258292.1456 | 2658882.1037 | 1258295.5082
169 | 2658889.2875 | 1258272.288 | 2658883.144 | 1258292.1456
170 | 2658889.2875 | 1258272.288 | 2658889.9041 | 1258270.2951 | 2658891.192 | 1258266.8191
171 | 2658870.7425 | 1258347.3266 | 2658890.7364 | 1258348.4235
172 | 2658870.7425 | 1258347.3266 | 2658870.4027 | 1258357.8245
173 | 2658891.192 | 1258266.8191 | 2658898.2402 | 1258247.7974
174 | 2658890.7364 | 1258348.4235 | 2658895.3699 | 1258348.6777
175 | 2658895.3699 | 1258348.6777 | 2658905.9812 | 1258349.2599
176 | 2658777.3498 | 1258252.5829 | 2658777.3299 | 1258252.1543
177 | 2658778.2919 | 1258272.8378 | 2658777.3498 | 1258252.5829
178 | 2658775.6981 | 1258231.0641 | 2658776.9826 | 1258244.6881 | 2658777.3299 | 1258252.1543
179 | 2658778.4462 | 1258276.1544 | 2658778.2919 | 1258272.8378
180 | 2658775.6981 | 1258231.0641 | 2658775.608 | 1258230.108
181 | 2658778.4462 | 1258276.1544 | 2658778.896 | 1258285.8256 | 2658780.0235 | 1258292.4249
182 | 2658773.287 | 1258210.3107 | 2658774.459 | 1258217.9216 | 2658775.608 | 1258230.108
183 | 2658781.483 | 1258300.9672 | 2658780.0235 | 1258292.4249
184 | 2658773.287 | 1258210.3107 | 2658773.1146 | 1258209.1913
185 | 2658781.483 | 1258300.9672 | 2658783.0711 | 1258310.2623
186 | 2658823.3836 | 1258158.6445 | 2658826.0342 | 1258166.3848
187 | 2658816.8535 | 1258139.5752 | 2658823.3836 | 1258158.6445
188 | 2658828.7669 | 1258176.2579 | 2658828.4147 | 1258173.3365 | 2658826.0342 | 1258166.3848
189 | 2658816.8535 | 1258139.5752 | 2658852.6009 | 1258121.7286
190 | 2658831.2117 | 1258196.5379 | 2658828.7669 | 1258176.2579
191 | 2658852.6009 | 1258121.7286 | 2658865.2748 | 1258140.3196
192 | 2658852.6009 | 1258121.7286 | 2658904.1256 | 1258096.5562
193 | 2658877.6929 | 1258158.5354 | 2658865.2748 | 1258140.3196
194 | 2658904.1256 | 1258096.5562 | 2658942.6682 | 1258083.2577
195 | 2658904.1256 | 1258096.5562 | 2658914.3385 | 1258109.39
196 | 2658942.6682 | 1258083.2577 | 2658952.8005 | 1258079.7618 | 2658959.0799 | 1258077.9289
197 | 2658919.6154 | 1258116.0211 | 2658914.3385 | 1258109.39
198 | 2658787.0956 | 1258324.4312 | 2658783.0711 | 1258310.2623 | 2658783.0711 | 1258310.2623
199 | 2658787.0956 | 1258324.4312 | 2658788.3209 | 1258328.745
200 | 2658935.7922 | 1258136.3494 | 2658934.9762 | 1258135.3241
201 | 2658934.9762 | 1258135.3241 | 2658919.6154 | 1258116.0211
202 | 2658959.0799 | 1258077.9289 | 2658984.3266 | 1258070.5599
203 | 2658767.7192 | 1258189.8495 | 2658767.1966 | 1258188.3937
204 | 2658767.7192 | 1258189.8495 | 2658771.9519 | 1258201.6406 | 2658773.1146 | 1258209.1913
205 | 2658918.4233 | 1258401.2356 | 2658936.9676 | 1258400.5066
206 | 2658918.4233 | 1258401.2356 | 2658912.0237 | 1258401.4872
207 | 2658947.9056 | 1258400.0766 | 2658936.9676 | 1258400.5066

## bus_geodata
| x | y | coords
0 | 2658662.7897 | 1258215.6794
1 | 2658665.3663 | 1258214.4403
2 | 2658703.5444 | 1258196.0803
3 | 2658712.5213 | 1258218.3956
4 | 2658713.885 | 1258224.0599
5 | 2658628.5268 | 1258272.5142
6 | 2658636.6146 | 1258286.9315
7 | 2658640.1247 | 1258293.1887
8 | 2658831.8275 | 1258607.5457
9 | 2658828.5946 | 1258601.5602
10 | 2658842.9151 | 1258628.074
11 | 2658811.9043 | 1258570.6585
12 | 2658800.1059 | 1258548.8141
13 | 2658822.9549 | 1258532.9519
14 | 2658796.4849 | 1258551.4164
15 | 2658868.3215 | 1258564.1169
16 | 2658878.5263 | 1258582.9196
17 | 2658859.1333 | 1258547.1872
18 | 2658844.2991 | 1258519.8545
19 | 2658848.9647 | 1258516.7092
20 | 2658864.7303 | 1258506.081
21 | 2658816.8652 | 1258519.9341
22 | 2658770.7961 | 1258625.9646
23 | 2658755.9218 | 1258611.0648
24 | 2658759.2586 | 1258604.958
25 | 2658770.2177 | 1258581.1671
26 | 2658727.8853 | 1258580.7315
27 | 2658717.1489 | 1258593.7964
28 | 2658704.861 | 1258599.1053
29 | 2658726.834 | 1258582.0107
30 | 2658691.7248 | 1258572.7935
31 | 2658779.9316 | 1258563.3131
32 | 2658907.2722 | 1258463.7086
33 | 2658928.4319 | 1258458.4483
34 | 2658897.3298 | 1258466.4365
35 | 2658944.072 | 1258454.5603
36 | 2658883.8177 | 1258473.5696
37 | 2658957.4372 | 1258449.0814
38 | 2658885.6547 | 1258481.2052
39 | 2658888.2771 | 1258492.1051
40 | 2658879.2209 | 1258444.8592
41 | 2658877.5019 | 1258434.1229
42 | 2658816.7227 | 1258519.6295
43 | 2658772.6117 | 1258547.2234
44 | 2658895.9861 | 1258513.8796
45 | 2658901.4999 | 1258528.4926
46 | 2658903.3341 | 1258532.7741
47 | 2658860.8015 | 1258496.1886
48 | 2658763.7534 | 1258524.8572
49 | 2658761.0512 | 1258519.4837
50 | 2658615.2813 | 1258477.0479
51 | 2658612.9462 | 1258479.2752
52 | 2658621.6832 | 1258452.9878
53 | 2658633.1745 | 1258434.9659
54 | 2658638.9482 | 1258430.5087
55 | 2658651.4013 | 1258460.2757
56 | 2658655.8535 | 1258487.973
57 | 2658647.5162 | 1258450.9892
58 | 2658674.7575 | 1258469.7342
59 | 2658658.8947 | 1258515.4836
60 | 2658639.5715 | 1258431.9987
61 | 2658630.0705 | 1258410.52
62 | 2658678.5753 | 1258466.0506
63 | 2658660.8425 | 1258533.1034
64 | 2658619.5459 | 1258386.9428
65 | 2658661.3432 | 1258331.0131
66 | 2658669.2479 | 1258345.1041
67 | 2658656.7975 | 1258322.9098
68 | 2658675.2713 | 1258355.8416
69 | 2658647.2853 | 1258305.9532
70 | 2658686.7579 | 1258376.3177
71 | 2658689.1981 | 1258380.6676
72 | 2658700.378 | 1258400.5972
73 | 2658702.8343 | 1258404.9757
74 | 2658706.9257 | 1258412.2692
75 | 2658714.8216 | 1258427.6078
76 | 2658723.9936 | 1258402.2459
77 | 2658754.028 | 1258505.5176
78 | 2658747.4522 | 1258492.4411
79 | 2658715.2978 | 1258543.3019
80 | 2658706.5909 | 1258554.195
81 | 2658605.2051 | 1258361.1223
82 | 2658591.5843 | 1258336.311
83 | 2658591.3134 | 1258335.8025
84 | 2658579.1219 | 1258312.933
85 | 2658592.4789 | 1258552.3252
86 | 2658695.7629 | 1258449.4678
87 | 2658711.2399 | 1258434.5353
88 | 2658716.0157 | 1258429.9275
89 | 2658724.7027 | 1258447.2021
90 | 2658761.548 | 1258401.6856
91 | 2658763.5774 | 1258406.0238
92 | 2658753.6601 | 1258384.8241
93 | 2658772.9411 | 1258426.04
94 | 2658775.8787 | 1258369.4891
95 | 2658746.5772 | 1258370.0595
96 | 2658777.7198 | 1258436.2553
97 | 2658783.0864 | 1258385.9324
98 | 2658796.7944 | 1258358.5778
99 | 2658745.2643 | 1258367.3227
100 | 2658781.7637 | 1258444.8997
101 | 2658794.8861 | 1258412.8519
102 | 2658794.0009 | 1258348.7425
103 | 2658804.4332 | 1258354.5952
104 | 2658735.8731 | 1258344.917
105 | 2658747.4382 | 1258492.4133
106 | 2658721.9314 | 1258285.2975
107 | 2658722.4231 | 1258288.7123
108 | 2658720.8096 | 1258273.0719
109 | 2658723.0171 | 1258292.8384
110 | 2658719.2139 | 1258255.4636
111 | 2658727.4483 | 1258317.4515
112 | 2658718.8261 | 1258251.1844
113 | 2658727.4968 | 1258317.6762
114 | 2658727.2083 | 1258452.1847
115 | 2658791.1985 | 1258465.0678
116 | 2658793.8973 | 1258470.837
117 | 2658734.8457 | 1258342.1908
118 | 2658736.59 | 1258470.8409
119 | 2658806.7782 | 1258498.3717
120 | 2658802.8001 | 1258489.868
121 | 2658838.8407 | 1258302.2188
122 | 2658837.7219 | 1258294.9713
123 | 2658842.9995 | 1258320.9926
124 | 2658833.7489 | 1258269.2361
125 | 2658844.5111 | 1258327.0207
126 | 2658833.6497 | 1258265.7946
127 | 2658847.2104 | 1258337.7858
128 | 2658833.0447 | 1258244.8017
129 | 2658826.8839 | 1258345.7732
130 | 2658870.9048 | 1258332.5287
131 | 2658836.8472 | 1258435.8723
132 | 2658840.7406 | 1258445.6758
133 | 2658829.0457 | 1258416.2284
134 | 2658848.8528 | 1258466.1022
135 | 2658824.8064 | 1258405.6126
136 | 2658850.0226 | 1258469.0476
137 | 2658822.6334 | 1258400.171
138 | 2658813.1044 | 1258376.3089
139 | 2658874.7135 | 1258416.7071
140 | 2658872.5252 | 1258403.0399
141 | 2658870.7264 | 1258382.8901
142 | 2658888.1202 | 1258402.4269
143 | 2658870.159 | 1258365.355
144 | 2658891.0912 | 1258402.3101
145 | 2658970.5015 | 1258300.4285
146 | 2658925.7089 | 1258350.3422
147 | 2658925.7616 | 1258354.8672
148 | 2658909.8208 | 1258349.4705
149 | 2658973.0166 | 1258155.0727
150 | 2658977.7114 | 1258150.31
151 | 2658960.6632 | 1258167.6032
152 | 2658916.854 | 1258215.9797
153 | 2658903.4518 | 1258196.3204
154 | 2658910.6648 | 1258226.2318
155 | 2658992.1783 | 1258135.6336
156 | 2658950.9947 | 1258155.4534
157 | 2658884.9857 | 1258169.2329
158 | 2659002.4974 | 1258125.1651
159 | 2659015.8202 | 1258111.6494
160 | 2658882.1037 | 1258295.5082
161 | 2658883.144 | 1258292.1456
162 | 2658889.2875 | 1258272.288
163 | 2658870.7425 | 1258347.3266
164 | 2658891.192 | 1258266.8191
165 | 2658890.7364 | 1258348.4235
166 | 2658870.4027 | 1258357.8245
167 | 2658898.2402 | 1258247.7974
168 | 2658812.2061 | 1258351.5408
169 | 2658895.3699 | 1258348.6777
170 | 2658905.9812 | 1258349.2599
171 | 2658925.8674 | 1258363.9535
172 | 2658777.3498 | 1258252.5829
173 | 2658777.3299 | 1258252.1543
174 | 2658778.2919 | 1258272.8378
175 | 2658775.6981 | 1258231.0641
176 | 2658778.4462 | 1258276.1544
177 | 2658775.608 | 1258230.108
178 | 2658780.0235 | 1258292.4249
179 | 2658773.287 | 1258210.3107
180 | 2658781.483 | 1258300.9672
181 | 2658823.3836 | 1258158.6445
182 | 2658826.0342 | 1258166.3848
183 | 2658816.8535 | 1258139.5752
184 | 2658828.7669 | 1258176.2579
185 | 2658852.6009 | 1258121.7286
186 | 2658831.2117 | 1258196.5379
187 | 2658865.2748 | 1258140.3196
188 | 2658904.1256 | 1258096.5562
189 | 2658877.6929 | 1258158.5354
190 | 2658942.6682 | 1258083.2577
191 | 2658914.3385 | 1258109.39
192 | 2658783.0711 | 1258310.2623
193 | 2658787.0956 | 1258324.4312
194 | 2658788.3209 | 1258328.745
195 | 2658832.9572 | 1258241.7654
196 | 2658935.7922 | 1258136.3494
197 | 2658934.9762 | 1258135.3241
198 | 2658919.6154 | 1258116.0211
199 | 2658959.0799 | 1258077.9289
200 | 2658984.3266 | 1258070.5599
201 | 2658767.1966 | 1258188.3937
202 | 2658767.7192 | 1258189.8495
203 | 2658773.1146 | 1258209.1913
204 | 2658918.4233 | 1258401.2356
205 | 2658936.9676 | 1258400.5066
206 | 2658912.0237 | 1258401.4872
207 | 2658947.9056 | 1258400.0766
208 | 2658811.4243 | 1258372.1019
209 | 2658796.7944 | 1258358.5778

## line_std_types
| c_nf_per_km | r_ohm_per_km | x_ohm_per_km | max_i_ka | type | q_mm2 | alpha | voltage_rating
NAYY 4x50 SE | 210 | 0.642 | 0.083 | 0.142 | cs | 50 | 0.00403 | LV
NAYY 4x120 SE | 264 | 0.225 | 0.08 | 0.242 | cs | 120 | 0.00403 | LV
NAYY 4x150 SE | 261 | 0.208 | 0.08 | 0.27 | cs | 150 | 0.00403 | LV
NA2XS2Y 1x95 RM/25 12/20 kV | 216 | 0.313 | 0.132 | 0.252 | cs | 95 | 0.00403 | MV
NA2XS2Y 1x185 RM/25 12/20 kV | 273 | 0.161 | 0.117 | 0.362 | cs | 185 | 0.00403 | MV
NA2XS2Y 1x240 RM/25 12/20 kV | 304 | 0.122 | 0.112 | 0.421 | cs | 240 | 0.00403 | MV
NA2XS2Y 1x95 RM/25 6/10 kV | 315 | 0.313 | 0.123 | 0.249 | cs | 95 | 0.00403 | MV
NA2XS2Y 1x185 RM/25 6/10 kV | 406 | 0.161 | 0.11 | 0.358 | cs | 185 | 0.00403 | MV
NA2XS2Y 1x240 RM/25 6/10 kV | 456 | 0.122 | 0.105 | 0.416 | cs | 240 | 0.00403 | MV
NA2XS2Y 1x150 RM/25 12/20 kV | 250 | 0.206 | 0.116 | 0.319 | cs | 150 | 0.00403 | MV
NA2XS2Y 1x120 RM/25 12/20 kV | 230 | 0.253 | 0.119 | 0.283 | cs | 120 | 0.00403 | MV
NA2XS2Y 1x70 RM/25 12/20 kV | 190 | 0.443 | 0.132 | 0.22 | cs | 70 | 0.00403 | MV
NA2XS2Y 1x150 RM/25 6/10 kV | 360 | 0.206 | 0.11 | 0.315 | cs | 150 | 0.00403 | MV
NA2XS2Y 1x120 RM/25 6/10 kV | 340 | 0.253 | 0.113 | 0.28 | cs | 120 | 0.00403 | MV
NA2XS2Y 1x70 RM/25 6/10 kV | 280 | 0.443 | 0.123 | 0.217 | cs | 70 | 0.00403 | MV
N2XS(FL)2Y 1x120 RM/35 64/110 kV | 112 | 0.153 | 0.166 | 0.366 | cs | 120 | 0.00393 | HV
N2XS(FL)2Y 1x185 RM/35 64/110 kV | 125 | 0.099 | 0.156 | 0.457 | cs | 185 | 0.00393 | HV
N2XS(FL)2Y 1x240 RM/35 64/110 kV | 135 | 0.075 | 0.149 | 0.526 | cs | 240 | 0.00393 | HV
N2XS(FL)2Y 1x300 RM/35 64/110 kV | 144 | 0.06 | 0.144 | 0.588 | cs | 300 | 0.00393 | HV
15-AL1/3-ST1A 0.4 | 11 | 1.8769 | 0.35 | 0.105 | ol | 16 | 0.00403 | LV
24-AL1/4-ST1A 0.4 | 11.25 | 1.2012 | 0.335 | 0.14 | ol | 24 | 0.00403 | LV
48-AL1/8-ST1A 0.4 | 12.2 | 0.5939 | 0.3 | 0.21 | ol | 48 | 0.00403 | LV
94-AL1/15-ST1A 0.4 | 13.2 | 0.306 | 0.29 | 0.35 | ol | 94 | 0.00403 | LV
34-AL1/6-ST1A 10.0 | 9.7 | 0.8342 | 0.36 | 0.17 | ol | 34 | 0.00403 | MV
48-AL1/8-ST1A 10.0 | 10.1 | 0.5939 | 0.35 | 0.21 | ol | 48 | 0.00403 | MV
70-AL1/11-ST1A 10.0 | 10.4 | 0.4132 | 0.339 | 0.29 | ol | 70 | 0.00403 | MV
94-AL1/15-ST1A 10.0 | 10.75 | 0.306 | 0.33 | 0.35 | ol | 94 | 0.00403 | MV
122-AL1/20-ST1A 10.0 | 11.1 | 0.2376 | 0.323 | 0.41 | ol | 122 | 0.00403 | MV
149-AL1/24-ST1A 10.0 | 11.25 | 0.194 | 0.315 | 0.47 | ol | 149 | 0.00403 | MV
34-AL1/6-ST1A 20.0 | 9.15 | 0.8342 | 0.382 | 0.17 | ol | 34 | 0.00403 | MV
48-AL1/8-ST1A 20.0 | 9.5 | 0.5939 | 0.372 | 0.21 | ol | 48 | 0.00403 | MV
70-AL1/11-ST1A 20.0 | 9.7 | 0.4132 | 0.36 | 0.29 | ol | 70 | 0.00403 | MV
94-AL1/15-ST1A 20.0 | 10 | 0.306 | 0.35 | 0.35 | ol | 94 | 0.00403 | MV
122-AL1/20-ST1A 20.0 | 10.3 | 0.2376 | 0.344 | 0.41 | ol | 122 | 0.00403 | MV
149-AL1/24-ST1A 20.0 | 10.5 | 0.194 | 0.337 | 0.47 | ol | 149 | 0.00403 | MV
184-AL1/30-ST1A 20.0 | 10.75 | 0.1571 | 0.33 | 0.535 | ol | 184 | 0.00403 | MV
243-AL1/39-ST1A 20.0 | 11 | 0.1188 | 0.32 | 0.645 | ol | 243 | 0.00403 | MV
48-AL1/8-ST1A 110.0 | 8 | 0.5939 | 0.46 | 0.21 | ol | 48 | 0.00403 | HV
70-AL1/11-ST1A 110.0 | 8.4 | 0.4132 | 0.45 | 0.29 | ol | 70 | 0.00403 | HV
94-AL1/15-ST1A 110.0 | 8.65 | 0.306 | 0.44 | 0.35 | ol | 94 | 0.00403 | HV
122-AL1/20-ST1A 110.0 | 8.5 | 0.2376 | 0.43 | 0.41 | ol | 122 | 0.00403 | HV
149-AL1/24-ST1A 110.0 | 8.75 | 0.194 | 0.41 | 0.47 | ol | 149 | 0.00403 | HV
184-AL1/30-ST1A 110.0 | 8.8 | 0.1571 | 0.4 | 0.535 | ol | 184 | 0.00403 | HV
243-AL1/39-ST1A 110.0 | 9 | 0.1188 | 0.39 | 0.645 | ol | 243 | 0.00403 | HV
305-AL1/39-ST1A 110.0 | 9.2 | 0.0949 | 0.38 | 0.74 | ol | 305 | 0.00403 | HV
490-AL1/64-ST1A 110.0 | 9.75 | 0.059 | 0.37 | 0.96 | ol | 490 | 0.00403 | HV
679-AL1/86-ST1A 110.0 | 9.95 | 0.042 | 0.36 | 1.15 | ol | 679 | 0.00403 | HV
490-AL1/64-ST1A 220.0 | 10 | 0.059 | 0.285 | 0.96 | ol | 490 | 0.00403 | HV
679-AL1/86-ST1A 220.0 | 11.7 | 0.042 | 0.275 | 1.15 | ol | 679 | 0.00403 | HV
490-AL1/64-ST1A 380.0 | 11 | 0.059 | 0.253 | 0.96 | ol | 490 | 0.00403 | HV
679-AL1/86-ST1A 380.0 | 14.6 | 0.042 | 0.25 | 1.15 | ol | 679 | 0.00403 | HV

## trafo_std_types
| i0_percent | pfe_kw | vkr_percent | sn_mva | vn_lv_kv | vn_hv_kv | vk_percent | shift_degree | vector_group | tap_side | tap_neutral | tap_min | tap_max | tap_step_degree | tap_step_percent | tap_phase_shifter
160 MVA 380/110 kV | 0.06 | 60 | 0.25 | 160 | 110 | 380 | 12.2 | 0 | Yy0 | hv | 0 | -9 | 9 | 0 | 1.5 | FALSE
100 MVA 220/110 kV | 0.06 | 55 | 0.26 | 100 | 110 | 220 | 12 | 0 | Yy0 | hv | 0 | -9 | 9 | 0 | 1.5 | FALSE
63 MVA 110/20 kV | 0.04 | 22 | 0.32 | 63 | 20 | 110 | 18 | 150 | YNd5 | hv | 0 | -9 | 9 | 0 | 1.5 | FALSE
40 MVA 110/20 kV | 0.05 | 18 | 0.34 | 40 | 20 | 110 | 16.2 | 150 | YNd5 | hv | 0 | -9 | 9 | 0 | 1.5 | FALSE
25 MVA 110/20 kV | 0.07 | 14 | 0.41 | 25 | 20 | 110 | 12 | 150 | YNd5 | hv | 0 | -9 | 9 | 0 | 1.5 | FALSE
63 MVA 110/10 kV | 0.04 | 22 | 0.32 | 63 | 10 | 110 | 18 | 150 | YNd5 | hv | 0 | -9 | 9 | 0 | 1.5 | FALSE
40 MVA 110/10 kV | 0.05 | 18 | 0.34 | 40 | 10 | 110 | 16.2 | 150 | YNd5 | hv | 0 | -9 | 9 | 0 | 1.5 | FALSE
25 MVA 110/10 kV | 0.07 | 14 | 0.41 | 25 | 10 | 110 | 12 | 150 | YNd5 | hv | 0 | -9 | 9 | 0 | 1.5 | FALSE
0.25 MVA 20/0.4 kV | 0.32 | 0.8 | 1.44 | 0.25 | 0.4 | 20 | 6 | 150 | Yzn5 | hv | 0 | -2 | 2 | 0 | 2.5 | FALSE
0.4 MVA 20/0.4 kV | 0.3375 | 1.35 | 1.425 | 0.4 | 0.4 | 20 | 6 | 150 | Dyn5 | hv | 0 | -2 | 2 | 0 | 2.5 | FALSE
0.63 MVA 20/0.4 kV | 0.2619 | 1.65 | 1.206 | 0.63 | 0.4 | 20 | 6 | 150 | Dyn5 | hv | 0 | -2 | 2 | 0 | 2.5 | FALSE
0.25 MVA 10/0.4 kV | 0.24 | 0.6 | 1.2 | 0.25 | 0.4 | 10 | 4 | 150 | Dyn5 | hv | 0 | -2 | 2 | 0 | 2.5 | FALSE
0.4 MVA 10/0.4 kV | 0.2375 | 0.95 | 1.325 | 0.4 | 0.4 | 10 | 4 | 150 | Dyn5 | hv | 0 | -2 | 2 | 0 | 2.5 | FALSE
0.63 MVA 10/0.4 kV | 0.1873 | 1.18 | 1.0794 | 0.63 | 0.4 | 10 | 4 | 150 | Dyn5 | hv | 0 | -2 | 2 | 0 | 2.5 | FALSE

## trafo3w_std_types
| sn_hv_mva | sn_mv_mva | sn_lv_mva | vn_hv_kv | vn_mv_kv | vn_lv_kv | vk_hv_percent | vk_mv_percent | vk_lv_percent | vkr_hv_percent | vkr_mv_percent | vkr_lv_percent | pfe_kw | i0_percent | shift_mv_degree | shift_lv_degree | vector_group | tap_side | tap_neutral | tap_min | tap_max | tap_step_percent
63/25/38 MVA 110/20/10 kV | 63 | 25 | 38 | 110 | 20 | 10 | 10.4 | 10.4 | 10.4 | 0.28 | 0.32 | 0.35 | 35 | 0.89 | 0 | 0 | YN0yn0yn0 | hv | 0 | -10 | 10 | 1.2
63/25/38 MVA 110/10/10 kV | 63 | 25 | 38 | 110 | 10 | 10 | 10.4 | 10.4 | 10.4 | 0.28 | 0.32 | 0.35 | 35 | 0.89 | 0 | 0 | YN0yn0yn0 | hv | 0 | -10 | 10 | 1.2

## fuse_std_types
| fuse_type | i_rated_a | t_avg | t_min | t_total | x_avg | x_min | x_total
HV 100A | HV 100A | 100 | 0 | [10.0, 3.64, 0.854, 0.281, 0.1, 0.0531, 0.022, 0.01] | [10.0, 4.267, 1.21, 0.403, 0.1, 0.058, 0.022, 0.01] | 0 | [300.0, 350.0, 450.0, 550.0, 700.0, 850.0, 1200.0, 1752.0] | [600.0, 700.0, 900.0, 1150.0, 1665.0, 2000.0, 3000.0, 4313.0]
HV 10A | HV 10A | 10 | 0 | [10.0, 1675.0, 0.344, 0.156, 0.1, 0.0417, 0.0171, 0.01] | [10.0, 1.3, 0.3, 0.155, 0.1, 0.0555, 0.023, 0.01] | 0 | [30.0, 32.0, 35.0, 37.0, 39.0, 50.0, 70.0, 88.0] | [60.0, 70.0, 80.0, 87.0, 94.0, 110.0, 150.0, 216.0]
HV 125A | HV 125A | 125 | 0 | [10.0, 1.82, 0.344, 0.1, 0.0467, 0.0269, 0.01] | [10.0, 2.478, 0.426, 0.1, 0.0427, 0.0211, 0.01] | 0 | [375.0, 500.0, 700.0, 925.0, 1200.0, 1500.0, 2341.0] | [750.0, 1000.0, 1500.0, 2200.0, 3000.0, 4000.0, 5765.0]
HV 160A | HV 160A | 160 | 0 | [10.0, 4.15, 1.03, 0.198, 0.1, 0.051, 0.0172, 0.01] | [10.0, 2.3, 0.734, 0.274, 0.1, 0.046, 0.0177, 0.01] | 0 | [480.0, 550.0, 700.0, 1000.0, 1260.0, 1600.0, 2500.0, 3227.0] | [960.0, 1300.0, 1700.0, 2200.0, 2996.0, 4000.0, 6000.0, 7946.0]
HV 16A | HV 16A | 16 | 0 | [10.0, 0.352, 0.164, 0.1, 0.0649, 0.0342, 0.01] | [10.0, 2.34, 0.722, 0.181, 0.1, 0.055, 0.0296, 0.01] | 0 | [48.0, 60.0, 65.0, 71.0, 80.0, 100.0, 162.0] | [96.0, 110.0, 125.0, 150.0, 168.0, 200.0, 250.0, 398.0]
HV 200A | HV 200A | 200 | 0 | [10.0, 4.267, 1.21, 0.403, 0.1, 0.058, 0.022, 0.01] | [10.0, 3.73, 1.654, 0.328, 0.1, 0.0531, 0.019, 0.01] | 0 | [600.0, 700.0, 900.0, 1150.0, 1665.0, 2000.0, 3000.0, 4313.0] | [1200.0, 1500.0, 1800.0, 2700.0, 3960.0, 5000.0, 7500.0, 10620.0]
HV 20A | HV 20A | 20 | 0 | [10.0, 1.3, 0.3, 0.155, 0.1, 0.0555, 0.023, 0.01] | [10.0, 1.3, 0.161, 0.1, 0.0611, 0.0399, 0.0141, 0.01] | 0 | [60.0, 70.0, 80.0, 87.0, 94.0, 110.0, 150.0, 216.0] | [120.0, 150.0, 200.0, 223.0, 260.0, 300.0, 450.0, 532.0]
HV 25A | HV 25A | 25 | 0 | [10.0, 2.512, 0.833, 0.299, 0.1, 0.0372, 0.0223, 0.01] | [10.0, 3.125, 0.597, 0.198, 0.1, 0.0378, 0.022, 0.01] | 0 | [75.0, 82.0, 90.0, 100.0, 124.0, 170.0, 200.0, 289.0] | [150.0, 170.0, 210.0, 250.0, 294.0, 400.0, 500.0, 711.0]
HV 31.5A | HV 31.5A | 31.5 | 0 | [10.0, 2.34, 0.722, 0.181, 0.1, 0.055, 0.0296, 0.01] | [10.0, 2.84, 0.368, 0.164, 0.1, 0.0621, 0.0378, 0.0195, 0.01] | 0 | [95.0, 110.0, 125.0, 150.0, 165.0, 200.0, 250.0, 390.0] | [189.0, 220.0, 300.0, 350.0, 393.0, 450.0, 530.0, 700.0, 960.0]
HV 40A | HV 40A | 40 | 0 | [10.0, 1.3, 0.161, 0.1, 0.0611, 0.0399, 0.0141, 0.01] | [10.0, 2.05, 0.369, 0.198, 0.1, 0.051, 0.0298, 0.01] | 0 | [120.0, 150.0, 200.0, 223.0, 260.0, 300.0, 450.0, 532.0] | [240.0, 300.0, 400.0, 450.0, 530.0, 650.0, 800.0, 1311.0]
HV 50A | HV 50A | 50 | 0 | [10.0, 3.215, 0.597, 0.198, 0.1, 0.0378, 0.022, 0.01] | [10.0, 3.64, 0.854, 0.281, 0.1, 0.0531, 0.022, 0.01] | 0 | [150.0, 170.0, 210.0, 250.0, 294.0, 400.0, 500.0, 711.0] | [300.0, 350.0, 450.0, 550.0, 700.0, 850.0, 1200.0, 1752.0]
HV 6.3A | HV 6.3A | 6.3 | 0 | [10.0, 1.39, 0.344, 0.168, 0.1, 0.056, 0.0263, 0.01] | [10.0, 1.711, 0.516, 0.198, 0.1, 0.0634, 0.0303, 0.01] | 0 | [19.0, 19.5, 20.4, 20.8, 22.0, 25.0, 32.0, 48.0] | [38.0, 40.0, 43.0, 48.0, 53.0, 60.0, 75.0, 118.0]
HV 63A | HV 63A | 63 | 0 | [10.0, 2.84, 0.368, 0.164, 0.1, 0.0621, 0.0378, 0.0195, 0.01] | [10.0, 1.82, 0.344, 0.1, 0.0467, 0.0269, 0.01] | 0 | [189.0, 220.0, 300.0, 350.0, 393.0, 450.0, 530.0, 700.0, 961.0] | [378.0, 500.0, 700.0, 934.0, 1200.0, 1500.0, 2366.0]
HV 80A | HV 80A | 80 | 0 | [10.0, 2.05, 0.369, 0.198, 0.1, 0.051, 0.0298, 0.01] | [10.0, 4.15, 1.03, 0.198, 0.1, 0.051, 0.0172, 0.01] | 0 | [240.0, 300.0, 400.0, 450.0, 530.0, 650.0, 800.0, 1311.0] | [480.0, 550.0, 700.0, 1000.0, 1260.0, 1600.0, 2500.0, 3227.0]
Siemens NH-1-100 | Siemens NH-1-100 | 100 | [5400.0, 2000.0, 400.0, 20.0, 1.0, 0.2, 0.012, 0.004] | 0 | 0 | [150.0, 190.0, 250.0, 430.0, 900.0, 1250.0, 2700.0, 3600.0] | 0 | 0
Siemens NH-1-125 | Siemens NH-1-125 | 125 | [4800.0, 120.0, 7.0, 0.1, 0.004] | 0 | 0 | [180.0, 400.0, 740.0, 2000.0, 4250.0] | 0 | 0
Siemens NH-1-16 | Siemens NH-1-16 | 16 | [4000.0, 400.0, 2.0, 0.1, 0.04, 0.01] | 0 | 0 | [26.0, 35.0, 75.0, 150.0, 200.0, 300.0] | 0 | 0
Siemens NH-1-160 | Siemens NH-1-160 | 160 | [4800.0, 120.0, 7.0, 0.1, 0.004] | 0 | 0 | [210.0, 500.0, 900.0, 2300.0, 5000.0] | 0 | 0
Siemens NH-1-25 | Siemens NH-1-25 | 25 | [4000.0, 1000.0, 10.0, 0.2, 0.02, 0.01] | 0 | 0 | [40.0, 50.0, 100.0, 210.0, 400.0, 500.0] | 0 | 0
Siemens NH-1-50 | Siemens NH-1-50 | 50 | [4000.0, 40.0, 4.0, 1.0, 0.02, 0.01] | 0 | 0 | [86.0, 200.0, 300.0, 400.0, 1000.0, 1280.0] | 0 | 0
Siemens NH-1-63 | Siemens NH-1-63 | 63 | [4000.0, 100.0, 10.0, 2.0, 0.04, 0.01] | 0 | 0 | [100.0, 200.0, 300.0, 400.0, 1000.0, 1500.0] | 0 | 0
Siemens NH-1-80 | Siemens NH-1-80 | 80 | [4800.0, 120.0, 7.0, 0.1, 0.01] | 0 | 0 | [150.58, 250.0, 450.0, 1150.0, 2470.0] | 0 | 0
Siemens NH-2-1000 | Siemens NH-2-1000 | 1000 | [4800.0, 120.0, 7.0, 0.1, 0.004] | 0 | 0 | [1900.0, 3500.0, 8400.0, 24000.0, 52000.0] | 0 | 0
Siemens NH-2-200 | Siemens NH-2-200 | 200 | [4800.0, 120.0, 7.0, 0.1, 0.004] | 0 | 0 | [280.0, 650.0, 1200.0, 3000.0, 7000.0] | 0 | 0
Siemens NH-2-224 | Siemens NH-2-224 | 224 | [4800.0, 120.0, 7.0, 0.2, 0.04, 0.004] | 0 | 0 | [400.0, 750.0, 1453.0, 3025.0, 4315.0, 7600.0] | 0 | 0
Siemens NH-2-250 | Siemens NH-2-250 | 250 | [4800.0, 120.0, 7.0, 0.1, 0.004] | 0 | 0 | [450.0, 800.0, 1650.0, 4000.0, 8500.0] | 0 | 0
Siemens NH-2-315 | Siemens NH-2-315 | 315 | [4800.0, 120.0, 7.0, 0.1, 0.004] | 0 | 0 | [550.0, 920.0, 1900.0, 5000.0, 11000.0] | 0 | 0
Siemens NH-2-355 | Siemens NH-2-355 | 355 | [4800.0, 120.0, 6.0, 0.1, 0.004] | 0 | 0 | [650.0, 1116.27, 2350.0, 5840.0, 12790.0] | 0 | 0
Siemens NH-2-400 | Siemens NH-2-400 | 400 | [4800.0, 120.0, 7.0, 0.1, 0.004] | 0 | 0 | [720.0, 1350.0, 2800.0, 6500.0, 15000.0] | 0 | 0
Siemens NH-2-425 | Siemens NH-2-425 | 425 | [4800.0, 120.0, 7.0, 0.1, 0.004] | 0 | 0 | [850.0, 1500.0, 3050.0, 7500.0, 16500.0] | 0 | 0
Siemens NH-2-630 | Siemens NH-2-630 | 630 | [4800.0, 120.0, 7.0, 0.1, 0.004] | 0 | 0 | [1200.0, 2000.0, 4800.0, 12000.0, 26000.0] | 0 | 0

## dtypes
| element | column | dtype
0 | bus | name | object
1 | bus | vn_kv | float64
2 | bus | type | object
3 | bus | zone | object
4 | bus | in_service | bool
5 | load | name | object
6 | load | bus | uint32
7 | load | p_mw | float64
8 | load | q_mvar | float64
9 | load | const_z_percent | float64
10 | load | const_i_percent | float64
11 | load | sn_mva | float64
12 | load | scaling | float64
13 | load | in_service | bool
14 | load | type | object
15 | ext_grid | name | object
16 | ext_grid | bus | uint32
17 | ext_grid | vm_pu | float64
18 | ext_grid | va_degree | float64
19 | ext_grid | slack_weight | float64
20 | ext_grid | in_service | bool
21 | line | name | object
22 | line | std_type | object
23 | line | from_bus | uint32
24 | line | to_bus | uint32
25 | line | length_km | float64
26 | line | r_ohm_per_km | float64
27 | line | x_ohm_per_km | float64
28 | line | c_nf_per_km | float64
29 | line | g_us_per_km | float64
30 | line | max_i_ka | float64
31 | line | df | float64
32 | line | parallel | uint32
33 | line | type | object
34 | line | in_service | bool
35 | trafo | name | object
36 | trafo | std_type | object
37 | trafo | hv_bus | uint32
38 | trafo | lv_bus | uint32
39 | trafo | sn_mva | float64
40 | trafo | vn_hv_kv | float64
41 | trafo | vn_lv_kv | float64
42 | trafo | vk_percent | float64
43 | trafo | vkr_percent | float64
44 | trafo | pfe_kw | float64
45 | trafo | i0_percent | float64
46 | trafo | shift_degree | float64
47 | trafo | tap_side | object
48 | trafo | tap_neutral | int32
49 | trafo | tap_min | int32
50 | trafo | tap_max | int32
51 | trafo | tap_step_percent | float64
52 | trafo | tap_step_degree | float64
53 | trafo | tap_pos | int32
54 | trafo | tap_phase_shifter | bool
55 | trafo | parallel | uint32
56 | trafo | df | float64
57 | trafo | in_service | bool
58 | line_geodata | coords | object
59 | bus_geodata | x | float64
60 | bus_geodata | y | float64
61 | bus_geodata | coords | object

## parameters
| version | format_version | converged | OPF_converged | name | f_hz | sn_mva
0 | 2.14.6 | 2.14.0 | FALSE | FALSE |  | 50 | 1