## bus
| name | vn_kv | type | zone | in_service
0 | bus_LV_4131-2_0_9_node_0 | 0.4 | n |  | TRUE
1 | bus_LV_4131-2_0_9_node_1 | 0.4 | n |  | TRUE
2 | bus_LV_4131-2_0_9_node_2 | 0.4 | n |  | TRUE
3 | bus_LV_4131-2_0_9_node_3 | 0.4 | n |  | TRUE
4 | bus_LV_4131-2_0_9_node_4 | 0.4 | n |  | TRUE
5 | bus_LV_4131-2_0_9_node_5 | 0.4 | n |  | TRUE
6 | bus_LV_4131-2_0_9_node_21 | 0.4 | n |  | TRUE
7 | bus_LV_4131-2_0_9_node_6 | 0.4 | n |  | TRUE
8 | bus_LV_4131-2_0_9_node_22 | 0.4 | n |  | TRUE
9 | bus_LV_4131-2_0_9_node_7 | 0.4 | n |  | TRUE
10 | bus_LV_4131-2_0_9_node_23 | 0.4 | n |  | TRUE
11 | bus_LV_4131-2_0_9_node_8 | 0.4 | n |  | TRUE
12 | bus_LV_4131-2_0_9_node_9 | 0.4 | n |  | TRUE
13 | bus_LV_4131-2_0_9_node_10 | 0.4 | n |  | TRUE
14 | bus_LV_4131-2_0_9_node_198 | 0.4 | n |  | TRUE
15 | bus_LV_4131-2_0_9_node_197 | 0.4 | n |  | TRUE
16 | bus_LV_4131-2_0_9_node_13 | 0.4 | n |  | TRUE
17 | bus_LV_4131-2_0_9_node_20 | 0.4 | n |  | TRUE
18 | bus_LV_4131-2_0_9_node_201 | 0.4 | n |  | TRUE
19 | bus_LV_4131-2_0_9_node_15 | 0.4 | n |  | TRUE
20 | bus_LV_4131-2_0_9_node_11 | 0.4 | n |  | TRUE
21 | bus_LV_4131-2_0_9_node_12 | 0.4 | n |  | TRUE
22 | bus_LV_4131-2_0_9_node_14 | 0.4 | n |  | TRUE
23 | bus_LV_4131-2_0_9_node_151 | 0.4 | n |  | TRUE
24 | bus_LV_4131-2_0_9_node_152 | 0.4 | n |  | TRUE
25 | bus_LV_4131-2_0_9_node_19 | 0.4 | n |  | TRUE
26 | bus_LV_4131-2_0_9_node_16 | 0.4 | n |  | TRUE
27 | bus_LV_4131-2_0_9_node_17 | 0.4 | n |  | TRUE
28 | bus_LV_4131-2_0_9_node_18 | 0.4 | n |  | TRUE
29 | bus_LV_4131-2_0_9_node_24 | 0.4 | n |  | TRUE
30 | bus_LV_4131-2_0_9_node_25 | 0.4 | n |  | TRUE
31 | bus_LV_4131-2_0_9_node_26 | 0.4 | n |  | TRUE
32 | bus_LV_4131-2_0_9_node_27 | 0.4 | n |  | TRUE
33 | bus_LV_4131-2_0_9_node_28 | 0.4 | n |  | TRUE
34 | bus_LV_4131-2_0_9_node_31 | 0.4 | n |  | TRUE
35 | bus_LV_4131-2_0_9_node_34 | 0.4 | n |  | TRUE
36 | bus_LV_4131-2_0_9_node_29 | 0.4 | n |  | TRUE
37 | bus_LV_4131-2_0_9_node_30 | 0.4 | n |  | TRUE
38 | bus_LV_4131-2_0_9_node_32 | 0.4 | n |  | TRUE
39 | bus_LV_4131-2_0_9_node_33 | 0.4 | n |  | TRUE
40 | bus_LV_4131-2_0_9_node_97 | 0.4 | n |  | TRUE
41 | bus_LV_4131-2_0_9_node_46 | 0.4 | n |  | TRUE
42 | bus_LV_4131-2_0_9_node_84 | 0.4 | n |  | TRUE
43 | bus_LV_4131-2_0_9_node_68 | 0.4 | n |  | TRUE
44 | bus_LV_4131-2_0_9_node_69 | 0.4 | n |  | TRUE
45 | bus_LV_4131-2_0_9_node_45 | 0.4 | n |  | TRUE
46 | bus_LV_4131-2_0_9_node_35 | 0.4 | n |  | TRUE
47 | bus_LV_4131-2_0_9_node_36 | 0.4 | n |  | TRUE
48 | bus_LV_4131-2_0_9_node_37 | 0.4 | n |  | TRUE
49 | bus_LV_4131-2_0_9_node_183 | 0.4 | n |  | TRUE
50 | bus_LV_4131-2_0_9_node_38 | 0.4 | n |  | TRUE
51 | bus_LV_4131-2_0_9_node_39 | 0.4 | n |  | TRUE
52 | bus_LV_4131-2_0_9_node_40 | 0.4 | n |  | TRUE
53 | bus_LV_4131-2_0_9_node_200 | 0.4 | n |  | TRUE
54 | bus_LV_4131-2_0_9_node_173 | 0.4 | n |  | TRUE
55 | bus_LV_4131-2_0_9_node_175 | 0.4 | n |  | TRUE
56 | bus_LV_4131-2_0_9_node_98 | 0.4 | n |  | TRUE
57 | bus_LV_4131-2_0_9_node_66 | 0.4 | n |  | TRUE
58 | bus_LV_4131-2_0_9_node_75 | 0.4 | n |  | TRUE
59 | bus_LV_4131-2_0_9_node_67 | 0.4 | n |  | TRUE
60 | bus_LV_4131-2_0_9_node_172 | 0.4 | n |  | TRUE
61 | bus_LV_4131-2_0_9_node_76 | 0.4 | n |  | TRUE
62 | bus_LV_4131-2_0_9_node_165 | 0.4 | n |  | TRUE
63 | bus_LV_4131-2_0_9_node_41 | 0.4 | n |  | TRUE
64 | bus_LV_4131-2_0_9_node_42 | 0.4 | n |  | TRUE
65 | bus_LV_4131-2_0_9_node_43 | 0.4 | n |  | TRUE
66 | bus_LV_4131-2_0_9_node_44 | 0.4 | n |  | TRUE
67 | bus_LV_4131-2_0_9_node_164 | 0.4 | n |  | TRUE
68 | bus_LV_4131-2_0_9_node_163 | 0.4 | n |  | TRUE
69 | bus_LV_4131-2_0_9_node_73 | 0.4 | n |  | TRUE
70 | bus_LV_4131-2_0_9_node_71 | 0.4 | n |  | TRUE
71 | bus_LV_4131-2_0_9_node_47 | 0.4 | n |  | TRUE
72 | bus_LV_4131-2_0_9_node_48 | 0.4 | n |  | TRUE
73 | bus_LV_4131-2_0_9_node_184 | 0.4 | n |  | TRUE
74 | bus_LV_4131-2_0_9_node_166 | 0.4 | n |  | TRUE
75 | bus_LV_4131-2_0_9_node_49 | 0.4 | n |  | TRUE
76 | bus_LV_4131-2_0_9_node_50 | 0.4 | n |  | TRUE
77 | bus_LV_4131-2_0_9_node_51 | 0.4 | n |  | TRUE
78 | bus_LV_4131-2_0_9_node_52 | 0.4 | n |  | TRUE
79 | bus_LV_4131-2_0_9_node_53 | 0.4 | n |  | TRUE
80 | bus_LV_4131-2_0_9_node_63 | 0.4 | n |  | TRUE
81 | bus_LV_4131-2_0_9_node_55 | 0.4 | n |  | TRUE
82 | bus_LV_4131-2_0_9_node_54 | 0.4 | n |  | TRUE
83 | bus_LV_4131-2_0_9_node_94 | 0.4 | n |  | TRUE
84 | bus_LV_4131-2_0_9_node_96 | 0.4 | n |  | TRUE
85 | bus_LV_4131-2_0_9_node_64 | 0.4 | n |  | TRUE
86 | bus_LV_4131-2_0_9_node_56 | 0.4 | n |  | TRUE
87 | bus_LV_4131-2_0_9_node_57 | 0.4 | n |  | TRUE
88 | bus_LV_4131-2_0_9_node_90 | 0.4 | n |  | TRUE
89 | bus_LV_4131-2_0_9_node_92 | 0.4 | n |  | TRUE
90 | bus_LV_4131-2_0_9_node_65 | 0.4 | n |  | TRUE
91 | bus_LV_4131-2_0_9_node_83 | 0.4 | n |  | TRUE
92 | bus_LV_4131-2_0_9_node_61 | 0.4 | n |  | TRUE
93 | bus_LV_4131-2_0_9_node_59 | 0.4 | n |  | TRUE
94 | bus_LV_4131-2_0_9_node_58 | 0.4 | n |  | TRUE
95 | bus_LV_4131-2_0_9_node_60 | 0.4 | n |  | TRUE
96 | bus_LV_4131-2_0_9_node_62 | 0.4 | n |  | TRUE
97 | bus_LV_4131-2_0_9_node_77 | 0.4 | n |  | TRUE
98 | bus_LV_4131-2_0_9_node_78 | 0.4 | n |  | TRUE
99 | bus_LV_4131-2_0_9_node_82 | 0.4 | n |  | TRUE
100 | bus_LV_4131-2_0_9_node_79 | 0.4 | n |  | TRUE
101 | bus_LV_4131-2_0_9_node_70 | 0.4 | n |  | TRUE
102 | bus_LV_4131-2_0_9_node_72 | 0.4 | n |  | TRUE
103 | bus_LV_4131-2_0_9_node_74 | 0.4 | n |  | TRUE
104 | bus_LV_4131-2_0_9_node_80 | 0.4 | n |  | TRUE
105 | bus_LV_4131-2_0_9_node_81 | 0.4 | n |  | TRUE
106 | bus_LV_4131-2_0_9_node_85 | 0.4 | n |  | TRUE
107 | bus_LV_4131-2_0_9_node_86 | 0.4 | n |  | TRUE
108 | bus_LV_4131-2_0_9_node_87 | 0.4 | n |  | TRUE
109 | bus_LV_4131-2_0_9_node_88 | 0.4 | n |  | TRUE
110 | bus_LV_4131-2_0_9_node_185 | 0.4 | n |  | TRUE
111 | bus_LV_4131-2_0_9_node_89 | 0.4 | n |  | TRUE
112 | bus_LV_4131-2_0_9_node_186 | 0.4 | n |  | TRUE
113 | bus_LV_4131-2_0_9_node_135 | 0.4 | n |  | TRUE
114 | bus_LV_4131-2_0_9_node_174 | 0.4 | n |  | TRUE
115 | bus_LV_4131-2_0_9_node_187 | 0.4 | n |  | TRUE
116 | bus_LV_4131-2_0_9_node_150 | 0.4 | n |  | TRUE
117 | bus_LV_4131-2_0_9_node_133 | 0.4 | n |  | TRUE
118 | bus_LV_4131-2_0_9_node_91 | 0.4 | n |  | TRUE
119 | bus_LV_4131-2_0_9_node_93 | 0.4 | n |  | TRUE
120 | bus_LV_4131-2_0_9_node_99 | 0.4 | n |  | TRUE
121 | bus_LV_4131-2_0_9_node_100 | 0.4 | n |  | TRUE
122 | bus_LV_4131-2_0_9_node_101 | 0.4 | n |  | TRUE
123 | bus_LV_4131-2_0_9_node_102 | 0.4 | n |  | TRUE
124 | bus_LV_4131-2_0_9_node_103 | 0.4 | n |  | TRUE
125 | bus_LV_4131-2_0_9_node_176 | 0.4 | n |  | TRUE
126 | bus_LV_4131-2_0_9_node_206 | 0.4 | n |  | TRUE
127 | bus_LV_4131-2_0_9_node_156 | 0.4 | n |  | TRUE
128 | bus_LV_4131-2_0_9_node_209 | 0.4 | n |  | TRUE
129 | bus_LV_4131-2_0_9_node_104 | 0.4 | n |  | TRUE
130 | bus_LV_4131-2_0_9_node_105 | 0.4 | n |  | TRUE
131 | bus_LV_4131-2_0_9_node_106 | 0.4 | n |  | TRUE
132 | bus_LV_4131-2_0_9_node_107 | 0.4 | n |  | TRUE
133 | bus_LV_4131-2_0_9_node_108 | 0.4 | n |  | TRUE
134 | bus_LV_4131-2_0_9_node_119 | 0.4 | n |  | TRUE
135 | bus_LV_4131-2_0_9_node_199 | 0.4 | n |  | TRUE
136 | bus_LV_4131-2_0_9_node_120 | 0.4 | n |  | TRUE
137 | bus_LV_4131-2_0_9_node_109 | 0.4 | n |  | TRUE
138 | bus_LV_4131-2_0_9_node_110 | 0.4 | n |  | TRUE
139 | bus_LV_4131-2_0_9_node_111 | 0.4 | n |  | TRUE
140 | bus_LV_4131-2_0_9_node_112 | 0.4 | n |  | TRUE
141 | bus_LV_4131-2_0_9_node_113 | 0.4 | n |  | TRUE
142 | bus_LV_4131-2_0_9_node_177 | 0.4 | n |  | TRUE
143 | bus_LV_4131-2_0_9_node_195 | 0.4 | n |  | TRUE
144 | bus_LV_4131-2_0_9_node_191 | 0.4 | n |  | TRUE
145 | bus_LV_4131-2_0_9_node_196 | 0.4 | n |  | TRUE
146 | bus_LV_4131-2_0_9_node_114 | 0.4 | n |  | TRUE
147 | bus_LV_4131-2_0_9_node_115 | 0.4 | n |  | TRUE
148 | bus_LV_4131-2_0_9_node_116 | 0.4 | n |  | TRUE
149 | bus_LV_4131-2_0_9_node_117 | 0.4 | n |  | TRUE
150 | bus_LV_4131-2_0_9_node_118 | 0.4 | n |  | TRUE
151 | bus_LV_4131-2_0_9_node_136 | 0.4 | n |  | TRUE
152 | bus_LV_4131-2_0_9_node_157 | 0.4 | n |  | TRUE
153 | bus_LV_4131-2_0_9_node_137 | 0.4 | n |  | TRUE
154 | bus_LV_4131-2_0_9_node_158 | 0.4 | n |  | TRUE
155 | bus_LV_4131-2_0_9_node_128 | 0.4 | n |  | TRUE
156 | bus_LV_4131-2_0_9_node_129 | 0.4 | n |  | TRUE
157 | bus_LV_4131-2_0_9_node_121 | 0.4 | n |  | TRUE
158 | bus_LV_4131-2_0_9_node_122 | 0.4 | n |  | TRUE
159 | bus_LV_4131-2_0_9_node_123 | 0.4 | n |  | TRUE
160 | bus_LV_4131-2_0_9_node_124 | 0.4 | n |  | TRUE
161 | bus_LV_4131-2_0_9_node_125 | 0.4 | n |  | TRUE
162 | bus_LV_4131-2_0_9_node_162 | 0.4 | n |  | TRUE
163 | bus_LV_4131-2_0_9_node_159 | 0.4 | n |  | TRUE
164 | bus_LV_4131-2_0_9_node_126 | 0.4 | n |  | TRUE
165 | bus_LV_4131-2_0_9_node_220 | 0.4 | n |  | TRUE
166 | bus_LV_4131-2_0_9_node_160 | 0.4 | n |  | TRUE
167 | bus_LV_4131-2_0_9_node_127 | 0.4 | n |  | TRUE
168 | bus_LV_4131-2_0_9_node_148 | 0.4 | n |  | TRUE
169 | bus_LV_4131-2_0_9_node_146 | 0.4 | n |  | TRUE
170 | bus_LV_4131-2_0_9_node_130 | 0.4 | n |  | TRUE
171 | bus_LV_4131-2_0_9_node_131 | 0.4 | n |  | TRUE
172 | bus_LV_4131-2_0_9_node_132 | 0.4 | n |  | TRUE
173 | bus_LV_4131-2_0_9_node_134 | 0.4 | n |  | TRUE
174 | bus_LV_4131-2_0_9_node_153 | 0.4 | n |  | TRUE
175 | bus_LV_4131-2_0_9_node_149 | 0.4 | n |  | TRUE
176 | bus_LV_4131-2_0_9_node_138 | 0.4 | n |  | TRUE
177 | bus_LV_4131-2_0_9_node_139 | 0.4 | n |  | TRUE
178 | bus_LV_4131-2_0_9_node_140 | 0.4 | n |  | TRUE
179 | bus_LV_4131-2_0_9_node_141 | 0.4 | n |  | TRUE
180 | bus_LV_4131-2_0_9_node_142 | 0.4 | n |  | TRUE
181 | bus_LV_4131-2_0_9_node_143 | 0.4 | n |  | TRUE
182 | bus_LV_4131-2_0_9_node_193 | 0.4 | n |  | TRUE
183 | bus_LV_4131-2_0_9_node_215 | 0.4 | n |  | TRUE
184 | bus_LV_4131-2_0_9_node_179 | 0.4 | n |  | TRUE
185 | bus_LV_4131-2_0_9_node_194 | 0.4 | n |  | TRUE
186 | bus_LV_4131-2_0_9_node_216 | 0.4 | n |  | TRUE
187 | bus_LV_4131-2_0_9_node_178 | 0.4 | n |  | TRUE
188 | bus_LV_4131-2_0_9_node_144 | 0.4 | n |  | TRUE
189 | bus_LV_4131-2_0_9_node_145 | 0.4 | n |  | TRUE
190 | bus_LV_4131-2_0_9_node_147 | 0.4 | n |  | TRUE
191 | bus_LV_4131-2_0_9_node_154 | 0.4 | n |  | TRUE
192 | bus_LV_4131-2_0_9_node_155 | 0.4 | n |  | TRUE
193 | bus_LV_4131-2_0_9_node_161 | 0.4 | n |  | TRUE
194 | bus_LV_4131-2_0_9_node_168 | 0.4 | n |  | TRUE
195 | bus_LV_4131-2_0_9_node_167 | 0.4 | n |  | TRUE
196 | bus_LV_4131-2_0_9_node_181 | 0.4 | n |  | TRUE
197 | bus_LV_4131-2_0_9_node_169 | 0.4 | n |  | TRUE
198 | bus_LV_4131-2_0_9_node_170 | 0.4 | n |  | TRUE
199 | bus_LV_4131-2_0_9_node_171 | 0.4 | n |  | TRUE
200 | bus_LV_4131-2_0_9_node_188 | 0.4 | n |  | TRUE
201 | bus_LV_4131-2_0_9_node_189 | 0.4 | n |  | TRUE
202 | bus_LV_4131-2_0_9_node_182 | 0.4 | n |  | TRUE
203 | bus_LV_4131-2_0_9_node_203 | 0.4 | n |  | TRUE
204 | bus_LV_4131-2_0_9_node_192 | 0.4 | n |  | TRUE
205 | bus_LV_4131-2_0_9_node_222 | 0.4 | n |  | TRUE
206 | bus_LV_4131-2_0_9_node_221 | 0.4 | n |  | TRUE
207 | bus_LV_4131-2_0_9_node_202 | 0.4 | n |  | TRUE
208 | bus_LV_4131-2_0_9_node_211 | 0.4 | n |  | TRUE
209 | bus_LV_4131-2_0_9_node_214 | 0.4 | n |  | TRUE
210 | bus_LV_4131-2_0_9_node_190 | 0.4 | n |  | TRUE
211 | bus_LV_4131-2_0_9_node_204 | 0.4 | n |  | TRUE
212 | bus_LV_4131-2_0_9_node_205 | 0.4 | n |  | TRUE
213 | bus_LV_4131-2_0_9_node_207 | 0.4 | n |  | TRUE
214 | bus_LV_4131-2_0_9_node_208 | 0.4 | n |  | TRUE
215 | bus_LV_4131-2_0_9_node_210 | 0.4 | n |  | TRUE
216 | bus_LV_4131-2_0_9_node_213 | 0.4 | n |  | TRUE
217 | bus_LV_4131-2_0_9_node_212 | 0.4 | n |  | TRUE
218 | bus_LV_4131-2_0_9_node_217 | 0.4 | n |  | TRUE
219 | bus_LV_4131-2_0_9_node_219 | 0.4 | n |  | TRUE
220 | bus_LV_4131-2_0_9_node_218 | 0.4 | n |  | TRUE
221 | bus_LV_4131-2_0_9_node_223 | 0.4 | n |  | TRUE
222 | bus_LV_4131-2_0_9_node_224 | 0.4 | n |  | TRUE
223 | bus_LV_4131-2_0_9_node_225 | 0.4 | n |  | TRUE
224 | bus_MV_474_0_node_131 | 20 | n |  | TRUE

## load
| name | bus | p_mw | q_mvar | const_z_percent | const_i_percent | sn_mva | scaling | in_service | type
0 | LV_4131-2_0_9_load_0 | 0 | 0.0012009 | 0.00030096 | 0 | 0 |  | 1 | TRUE | wye
1 | LV_4131-2_0_9_load_1 | 1 | 0.0052229 | 0.001309 | 0 | 0 |  | 1 | TRUE | wye
2 | LV_4131-2_0_9_load_5 | 5 | 0.0013074 | 0.00032766 | 0 | 0 |  | 1 | TRUE | wye
3 | LV_4131-2_0_9_load_21 | 6 | 0.0015753 | 0.00039481 | 0 | 0 |  | 1 | TRUE | wye
4 | LV_4131-2_0_9_load_6 | 7 | 0.0020029 | 0.00050198 | 0 | 0 |  | 1 | TRUE | wye
5 | LV_4131-2_0_9_load_22 | 8 | 0.0022765 | 0.00057054 | 0 | 0 |  | 1 | TRUE | wye
6 | LV_4131-2_0_9_load_7 | 9 | 0.0012552 | 0.00031459 | 0 | 0 |  | 1 | TRUE | wye
7 | LV_4131-2_0_9_load_23 | 10 | 0.012847 | 0.0032197 | 0 | 0 |  | 1 | TRUE | wye
8 | LV_4131-2_0_9_load_198 | 14 | 0.033927 | 0.0085029 | 0 | 0 |  | 1 | TRUE | wye
9 | LV_4131-2_0_9_load_197 | 15 | 0.03435 | 0.008609 | 0 | 0 |  | 1 | TRUE | wye
10 | LV_4131-2_0_9_load_20 | 17 | 0.0079565 | 0.0019941 | 0 | 0 |  | 1 | TRUE | wye
11 | LV_4131-2_0_9_load_201 | 18 | 0.0011479 | 0.0002877 | 0 | 0 |  | 1 | TRUE | wye
12 | LV_4131-2_0_9_load_15 | 19 | 0.0011538 | 0.00028917 | 0 | 0 |  | 1 | TRUE | wye
13 | LV_4131-2_0_9_load_11 | 20 | 0.001876 | 0.00047017 | 0 | 0 |  | 1 | TRUE | wye
14 | LV_4131-2_0_9_load_12 | 21 | 0.0019149 | 0.00047992 | 0 | 0 |  | 1 | TRUE | wye
15 | LV_4131-2_0_9_load_14 | 22 | 0.002611 | 0.00065438 | 0 | 0 |  | 1 | TRUE | wye
16 | LV_4131-2_0_9_load_152 | 24 | 0.0017431 | 0.00043685 | 0 | 0 |  | 1 | TRUE | wye
17 | LV_4131-2_0_9_load_19 | 25 | 0.00091809 | 0.00023009 | 0 | 0 |  | 1 | TRUE | wye
18 | LV_4131-2_0_9_load_16 | 26 | 0.0080425 | 0.0020156 | 0 | 0 |  | 1 | TRUE | wye
19 | LV_4131-2_0_9_load_17 | 27 | 0.0011478 | 0.00028767 | 0 | 0 |  | 1 | TRUE | wye
20 | LV_4131-2_0_9_load_18 | 28 | 0.0039932 | 0.0010008 | 0 | 0 |  | 1 | TRUE | wye
21 | LV_4131-2_0_9_load_24 | 29 | 0.0024031 | 0.00060227 | 0 | 0 |  | 1 | TRUE | wye
22 | LV_4131-2_0_9_load_25 | 30 | 0.0020836 | 0.00052219 | 0 | 0 |  | 1 | TRUE | wye
23 | LV_4131-2_0_9_load_27 | 32 | 0.0015923 | 0.00039906 | 0 | 0 |  | 1 | TRUE | wye
24 | LV_4131-2_0_9_load_28 | 33 | 0.0038209 | 0.0009576 | 0 | 0 |  | 1 | TRUE | wye
25 | LV_4131-2_0_9_load_34 | 35 | 0.0020489 | 0.0005135 | 0 | 0 |  | 1 | TRUE | wye
26 | LV_4131-2_0_9_load_29 | 36 | 0.001963 | 0.00049197 | 0 | 0 |  | 1 | TRUE | wye
27 | LV_4131-2_0_9_load_32 | 38 | 0.002343 | 0.0005872 | 0 | 0 |  | 1 | TRUE | wye
28 | LV_4131-2_0_9_load_97 | 40 | 0.0011376 | 0.00028512 | 0 | 0 |  | 1 | TRUE | wye
29 | LV_4131-2_0_9_load_46 | 41 | 0.0016495 | 0.00041341 | 0 | 0 |  | 1 | TRUE | wye
30 | LV_4131-2_0_9_load_84 | 42 | 0.0018923 | 0.00047426 | 0 | 0 |  | 1 | TRUE | wye
31 | LV_4131-2_0_9_load_68 | 43 | 0.00096755 | 0.00024249 | 0 | 0 |  | 1 | TRUE | wye
32 | LV_4131-2_0_9_load_69 | 44 | 0.0035658 | 0.00089368 | 0 | 0 |  | 1 | TRUE | wye
33 | LV_4131-2_0_9_load_45 | 45 | 0.0019093 | 0.00047852 | 0 | 0 |  | 1 | TRUE | wye
34 | LV_4131-2_0_9_load_35 | 46 | 0.0017163 | 0.00043014 | 0 | 0 |  | 1 | TRUE | wye
35 | LV_4131-2_0_9_load_36 | 47 | 0.0015661 | 0.0003925 | 0 | 0 |  | 1 | TRUE | wye
36 | LV_4131-2_0_9_load_183 | 49 | 0.0040691 | 0.0010198 | 0 | 0 |  | 1 | TRUE | wye
37 | LV_4131-2_0_9_load_38 | 50 | 0.005873 | 0.0014719 | 0 | 0 |  | 1 | TRUE | wye
38 | LV_4131-2_0_9_load_39 | 51 | 0.0011948 | 0.00029945 | 0 | 0 |  | 1 | TRUE | wye
39 | LV_4131-2_0_9_load_40 | 52 | 0.0018944 | 0.00047479 | 0 | 0 |  | 1 | TRUE | wye
40 | LV_4131-2_0_9_load_200 | 53 | 0.0019341 | 0.00048474 | 0 | 0 |  | 1 | TRUE | wye
41 | LV_4131-2_0_9_load_175 | 55 | 0.0028928 | 0.000725 | 0 | 0 |  | 1 | TRUE | wye
42 | LV_4131-2_0_9_load_98 | 56 | 0.0030862 | 0.00077347 | 0 | 0 |  | 1 | TRUE | wye
43 | LV_4131-2_0_9_load_66 | 57 | 0.0046928 | 0.0011761 | 0 | 0 |  | 1 | TRUE | wye
44 | LV_4131-2_0_9_load_75 | 58 | 0.0015536 | 0.00038936 | 0 | 0 |  | 1 | TRUE | wye
45 | LV_4131-2_0_9_load_67 | 59 | 0.0038366 | 0.00096153 | 0 | 0 |  | 1 | TRUE | wye
46 | LV_4131-2_0_9_load_172 | 60 | 0.0031989 | 0.00080173 | 0 | 0 |  | 1 | TRUE | wye
47 | LV_4131-2_0_9_load_76 | 61 | 0.0049084 | 0.0012302 | 0 | 0 |  | 1 | TRUE | wye
48 | LV_4131-2_0_9_load_165 | 62 | 0.001014 | 0.00025414 | 0 | 0 |  | 1 | TRUE | wye
49 | LV_4131-2_0_9_load_41 | 63 | 0.0050262 | 0.0012597 | 0 | 0 |  | 1 | TRUE | wye
50 | LV_4131-2_0_9_load_42 | 64 | 0.0031378 | 0.00078641 | 0 | 0 |  | 1 | TRUE | wye
51 | LV_4131-2_0_9_load_43 | 65 | 0.0010013 | 0.00025095 | 0 | 0 |  | 1 | TRUE | wye
52 | LV_4131-2_0_9_load_164 | 67 | 0.0087203 | 0.0021855 | 0 | 0 |  | 1 | TRUE | wye
53 | LV_4131-2_0_9_load_163 | 68 | 0.0021657 | 0.00054277 | 0 | 0 |  | 1 | TRUE | wye
54 | LV_4131-2_0_9_load_71 | 70 | 0.0031956 | 0.00080088 | 0 | 0 |  | 1 | TRUE | wye
55 | LV_4131-2_0_9_load_47 | 71 | 0.00083005 | 0.00020803 | 0 | 0 |  | 1 | TRUE | wye
56 | LV_4131-2_0_9_load_166 | 74 | 0.0013468 | 0.00033753 | 0 | 0 |  | 1 | TRUE | wye
57 | LV_4131-2_0_9_load_49 | 75 | 0.0013137 | 0.00032924 | 0 | 0 |  | 1 | TRUE | wye
58 | LV_4131-2_0_9_load_50 | 76 | 0.00069106 | 0.0001732 | 0 | 0 |  | 1 | TRUE | wye
59 | LV_4131-2_0_9_load_52 | 78 | 0.0012682 | 0.00031784 | 0 | 0 |  | 1 | TRUE | wye
60 | LV_4131-2_0_9_load_53 | 79 | 0.0014283 | 0.00035797 | 0 | 0 |  | 1 | TRUE | wye
61 | LV_4131-2_0_9_load_63 | 80 | 0.0018877 | 0.0004731 | 0 | 0 |  | 1 | TRUE | wye
62 | LV_4131-2_0_9_load_96 | 84 | 0.0017206 | 0.00043123 | 0 | 0 |  | 1 | TRUE | wye
63 | LV_4131-2_0_9_load_64 | 85 | 0.0017374 | 0.00043542 | 0 | 0 |  | 1 | TRUE | wye
64 | LV_4131-2_0_9_load_56 | 86 | 0.00065254 | 0.00016354 | 0 | 0 |  | 1 | TRUE | wye
65 | LV_4131-2_0_9_load_57 | 87 | 0.003386 | 0.0008486 | 0 | 0 |  | 1 | TRUE | wye
66 | LV_4131-2_0_9_load_92 | 89 | 0.001599 | 0.00040075 | 0 | 0 |  | 1 | TRUE | wye
67 | LV_4131-2_0_9_load_65 | 90 | 0.00085148 | 0.0002134 | 0 | 0 |  | 1 | TRUE | wye
68 | LV_4131-2_0_9_load_83 | 91 | 0.0038541 | 0.00096593 | 0 | 0 |  | 1 | TRUE | wye
69 | LV_4131-2_0_9_load_61 | 92 | 0.0023264 | 0.00058304 | 0 | 0 |  | 1 | TRUE | wye
70 | LV_4131-2_0_9_load_59 | 93 | 0.0015952 | 0.00039979 | 0 | 0 |  | 1 | TRUE | wye
71 | LV_4131-2_0_9_load_58 | 94 | 0.0013459 | 0.00033731 | 0 | 0 |  | 1 | TRUE | wye
72 | LV_4131-2_0_9_load_60 | 95 | 0.0035963 | 0.00090131 | 0 | 0 |  | 1 | TRUE | wye
73 | LV_4131-2_0_9_load_62 | 96 | 0.0027053 | 0.00067801 | 0 | 0 |  | 1 | TRUE | wye
74 | LV_4131-2_0_9_load_77 | 97 | 0.0031306 | 0.00078459 | 0 | 0 |  | 1 | TRUE | wye
75 | LV_4131-2_0_9_load_78 | 98 | 0.0012676 | 0.00031768 | 0 | 0 |  | 1 | TRUE | wye
76 | LV_4131-2_0_9_load_82 | 99 | 0.0011775 | 0.00029511 | 0 | 0 |  | 1 | TRUE | wye
77 | LV_4131-2_0_9_load_79 | 100 | 0.0013091 | 0.0003281 | 0 | 0 |  | 1 | TRUE | wye
78 | LV_4131-2_0_9_load_70 | 101 | 0.0057756 | 0.0014475 | 0 | 0 |  | 1 | TRUE | wye
79 | LV_4131-2_0_9_load_72 | 102 | 0.0050528 | 0.0012664 | 0 | 0 |  | 1 | TRUE | wye
80 | LV_4131-2_0_9_load_74 | 103 | 0.0035939 | 0.00090072 | 0 | 0 |  | 1 | TRUE | wye
81 | LV_4131-2_0_9_load_80 | 104 | 0.0010652 | 0.00026696 | 0 | 0 |  | 1 | TRUE | wye
82 | LV_4131-2_0_9_load_81 | 105 | 0.0020497 | 0.0005137 | 0 | 0 |  | 1 | TRUE | wye
83 | LV_4131-2_0_9_load_85 | 106 | 0.0014352 | 0.00035969 | 0 | 0 |  | 1 | TRUE | wye
84 | LV_4131-2_0_9_load_86 | 107 | 0.0013223 | 0.00033141 | 0 | 0 |  | 1 | TRUE | wye
85 | LV_4131-2_0_9_load_87 | 108 | 0.0023114 | 0.00057928 | 0 | 0 |  | 1 | TRUE | wye
86 | LV_4131-2_0_9_load_88 | 109 | 0.0058936 | 0.0014771 | 0 | 0 |  | 1 | TRUE | wye
87 | LV_4131-2_0_9_load_185 | 110 | 0.0013761 | 0.00034489 | 0 | 0 |  | 1 | TRUE | wye
88 | LV_4131-2_0_9_load_89 | 111 | 0.0019703 | 0.00049381 | 0 | 0 |  | 1 | TRUE | wye
89 | LV_4131-2_0_9_load_186 | 112 | 0.0016974 | 0.00042542 | 0 | 0 |  | 1 | TRUE | wye
90 | LV_4131-2_0_9_load_135 | 113 | 0.0028773 | 0.00072111 | 0 | 0 |  | 1 | TRUE | wye
91 | LV_4131-2_0_9_load_174 | 114 | 0.0031026 | 0.0007776 | 0 | 0 |  | 1 | TRUE | wye
92 | LV_4131-2_0_9_load_150 | 116 | 0.0029495 | 0.00073922 | 0 | 0 |  | 1 | TRUE | wye
93 | LV_4131-2_0_9_load_133 | 117 | 0.0028776 | 0.00072119 | 0 | 0 |  | 1 | TRUE | wye
94 | LV_4131-2_0_9_load_91 | 118 | 0.0015906 | 0.00039864 | 0 | 0 |  | 1 | TRUE | wye
95 | LV_4131-2_0_9_load_93 | 119 | 0.00041667 | 0.00010443 | 0 | 0 |  | 1 | TRUE | wye
96 | LV_4131-2_0_9_load_99 | 120 | 0.0032402 | 0.00081206 | 0 | 0 |  | 1 | TRUE | wye
97 | LV_4131-2_0_9_load_100 | 121 | 0.0015717 | 0.00039391 | 0 | 0 |  | 1 | TRUE | wye
98 | LV_4131-2_0_9_load_101 | 122 | 0.0032517 | 0.00081495 | 0 | 0 |  | 1 | TRUE | wye
99 | LV_4131-2_0_9_load_102 | 123 | 0.0027642 | 0.00069277 | 0 | 0 |  | 1 | TRUE | wye
100 | LV_4131-2_0_9_load_103 | 124 | 0.0024822 | 0.00062209 | 0 | 0 |  | 1 | TRUE | wye
101 | LV_4131-2_0_9_load_176 | 125 | 0.0026489 | 0.00066387 | 0 | 0 |  | 1 | TRUE | wye
102 | LV_4131-2_0_9_load_206 | 126 | 0.00236 | 0.00059147 | 0 | 0 |  | 1 | TRUE | wye
103 | LV_4131-2_0_9_load_156 | 127 | 0.0032613 | 0.00081737 | 0 | 0 |  | 1 | TRUE | wye
104 | LV_4131-2_0_9_load_209 | 128 | 0.0019917 | 0.00049917 | 0 | 0 |  | 1 | TRUE | wye
105 | LV_4131-2_0_9_load_104 | 129 | 0.0019159 | 0.00048016 | 0 | 0 |  | 1 | TRUE | wye
106 | LV_4131-2_0_9_load_105 | 130 | 0.0013913 | 0.0003487 | 0 | 0 |  | 1 | TRUE | wye
107 | LV_4131-2_0_9_load_106 | 131 | 0.0013434 | 0.0003367 | 0 | 0 |  | 1 | TRUE | wye
108 | LV_4131-2_0_9_load_107 | 132 | 0.0028125 | 0.00070489 | 0 | 0 |  | 1 | TRUE | wye
109 | LV_4131-2_0_9_load_108 | 133 | 0.0022929 | 0.00057466 | 0 | 0 |  | 1 | TRUE | wye
110 | LV_4131-2_0_9_load_119 | 134 | 0.0022657 | 0.00056785 | 0 | 0 |  | 1 | TRUE | wye
111 | LV_4131-2_0_9_load_199 | 135 | 0.0028036 | 0.00070265 | 0 | 0 |  | 1 | TRUE | wye
112 | LV_4131-2_0_9_load_120 | 136 | 0.003868 | 0.00096941 | 0 | 0 |  | 1 | TRUE | wye
113 | LV_4131-2_0_9_load_109 | 137 | 0.00092327 | 0.00023139 | 0 | 0 |  | 1 | TRUE | wye
114 | LV_4131-2_0_9_load_110 | 138 | 0.0012172 | 0.00030506 | 0 | 0 |  | 1 | TRUE | wye
115 | LV_4131-2_0_9_load_111 | 139 | 0.00096525 | 0.00024191 | 0 | 0 |  | 1 | TRUE | wye
116 | LV_4131-2_0_9_load_112 | 140 | 0.0011621 | 0.00029124 | 0 | 0 |  | 1 | TRUE | wye
117 | LV_4131-2_0_9_load_113 | 141 | 0.0018516 | 0.00046405 | 0 | 0 |  | 1 | TRUE | wye
118 | LV_4131-2_0_9_load_177 | 142 | 0.00099353 | 0.000249 | 0 | 0 |  | 1 | TRUE | wye
119 | LV_4131-2_0_9_load_195 | 143 | 0.0010256 | 0.00025705 | 0 | 0 |  | 1 | TRUE | wye
120 | LV_4131-2_0_9_load_191 | 144 | 0.002186 | 0.00054787 | 0 | 0 |  | 1 | TRUE | wye
121 | LV_4131-2_0_9_load_196 | 145 | 0.0019898 | 0.0004987 | 0 | 0 |  | 1 | TRUE | wye
122 | LV_4131-2_0_9_load_114 | 146 | 0.0018985 | 0.00047581 | 0 | 0 |  | 1 | TRUE | wye
123 | LV_4131-2_0_9_load_115 | 147 | 0.0011287 | 0.00028288 | 0 | 0 |  | 1 | TRUE | wye
124 | LV_4131-2_0_9_load_116 | 148 | 0.0010303 | 0.00025821 | 0 | 0 |  | 1 | TRUE | wye
125 | LV_4131-2_0_9_load_117 | 149 | 0.00066966 | 0.00016783 | 0 | 0 |  | 1 | TRUE | wye
126 | LV_4131-2_0_9_load_118 | 150 | 0.0017084 | 0.00042818 | 0 | 0 |  | 1 | TRUE | wye
127 | LV_4131-2_0_9_load_136 | 151 | 0.00075064 | 0.00018813 | 0 | 0 |  | 1 | TRUE | wye
128 | LV_4131-2_0_9_load_157 | 152 | 0.0010705 | 0.0002683 | 0 | 0 |  | 1 | TRUE | wye
129 | LV_4131-2_0_9_load_137 | 153 | 0.0025681 | 0.00064363 | 0 | 0 |  | 1 | TRUE | wye
130 | LV_4131-2_0_9_load_158 | 154 | 0.00056935 | 0.00014269 | 0 | 0 |  | 1 | TRUE | wye
131 | LV_4131-2_0_9_load_128 | 155 | 0.0019651 | 0.0004925 | 0 | 0 |  | 1 | TRUE | wye
132 | LV_4131-2_0_9_load_129 | 156 | 0.0017963 | 0.0004502 | 0 | 0 |  | 1 | TRUE | wye
133 | LV_4131-2_0_9_load_121 | 157 | 0.0037618 | 0.0009428 | 0 | 0 |  | 1 | TRUE | wye
134 | LV_4131-2_0_9_load_125 | 161 | 0.0017581 | 0.00044061 | 0 | 0 |  | 1 | TRUE | wye
135 | LV_4131-2_0_9_load_162 | 162 | 0.0071475 | 0.0017913 | 0 | 0 |  | 1 | TRUE | wye
136 | LV_4131-2_0_9_load_159 | 163 | 0.0031615 | 0.00079235 | 0 | 0 |  | 1 | TRUE | wye
137 | LV_4131-2_0_9_load_126 | 164 | 0.0010071 | 0.0002524 | 0 | 0 |  | 1 | TRUE | wye
138 | LV_4131-2_0_9_load_160 | 166 | 0.0070662 | 0.0017709 | 0 | 0 |  | 1 | TRUE | wye
139 | LV_4131-2_0_9_load_127 | 167 | 0.0046325 | 0.001161 | 0 | 0 |  | 1 | TRUE | wye
140 | LV_4131-2_0_9_load_148 | 168 | 0.00089512 | 0.00022434 | 0 | 0 |  | 1 | TRUE | wye
141 | LV_4131-2_0_9_load_146 | 169 | 0.004237 | 0.0010619 | 0 | 0 |  | 1 | TRUE | wye
142 | LV_4131-2_0_9_load_130 | 170 | 0.0019248 | 0.0004824 | 0 | 0 |  | 1 | TRUE | wye
143 | LV_4131-2_0_9_load_131 | 171 | 0.0027898 | 0.0006992 | 0 | 0 |  | 1 | TRUE | wye
144 | LV_4131-2_0_9_load_132 | 172 | 0.0028091 | 0.00070402 | 0 | 0 |  | 1 | TRUE | wye
145 | LV_4131-2_0_9_load_134 | 173 | 0.0022979 | 0.00057592 | 0 | 0 |  | 1 | TRUE | wye
146 | LV_4131-2_0_9_load_153 | 174 | 0.002443 | 0.00061227 | 0 | 0 |  | 1 | TRUE | wye
147 | LV_4131-2_0_9_load_149 | 175 | 0.0033107 | 0.00082973 | 0 | 0 |  | 1 | TRUE | wye
148 | LV_4131-2_0_9_load_138 | 176 | 0.0027864 | 0.00069835 | 0 | 0 |  | 1 | TRUE | wye
149 | LV_4131-2_0_9_load_139 | 177 | 0.0028251 | 0.00070804 | 0 | 0 |  | 1 | TRUE | wye
150 | LV_4131-2_0_9_load_141 | 179 | 0.0023868 | 0.00059818 | 0 | 0 |  | 1 | TRUE | wye
151 | LV_4131-2_0_9_load_143 | 181 | 0.0015226 | 0.00038159 | 0 | 0 |  | 1 | TRUE | wye
152 | LV_4131-2_0_9_load_193 | 182 | 0.0013385 | 0.00033547 | 0 | 0 |  | 1 | TRUE | wye
153 | LV_4131-2_0_9_load_215 | 183 | 0.0030016 | 0.00075227 | 0 | 0 |  | 1 | TRUE | wye
154 | LV_4131-2_0_9_load_179 | 184 | 0.0096104 | 0.0024086 | 0 | 0 |  | 1 | TRUE | wye
155 | LV_4131-2_0_9_load_194 | 185 | 0.0037556 | 0.00094125 | 0 | 0 |  | 1 | TRUE | wye
156 | LV_4131-2_0_9_load_216 | 186 | 0.010346 | 0.0025929 | 0 | 0 |  | 1 | TRUE | wye
157 | LV_4131-2_0_9_load_178 | 187 | 0.0018442 | 0.00046221 | 0 | 0 |  | 1 | TRUE | wye
158 | LV_4131-2_0_9_load_144 | 188 | 0.0006467 | 0.00016208 | 0 | 0 |  | 1 | TRUE | wye
159 | LV_4131-2_0_9_load_145 | 189 | 0.00092511 | 0.00023186 | 0 | 0 |  | 1 | TRUE | wye
160 | LV_4131-2_0_9_load_147 | 190 | 0.0019671 | 0.00049299 | 0 | 0 |  | 1 | TRUE | wye
161 | LV_4131-2_0_9_load_154 | 191 | 0.0010883 | 0.00027276 | 0 | 0 |  | 1 | TRUE | wye
162 | LV_4131-2_0_9_load_155 | 192 | 0.0012474 | 0.00031262 | 0 | 0 |  | 1 | TRUE | wye
163 | LV_4131-2_0_9_load_161 | 193 | 0.0040051 | 0.0010038 | 0 | 0 |  | 1 | TRUE | wye
164 | LV_4131-2_0_9_load_168 | 194 | 0.0082042 | 0.0020562 | 0 | 0 |  | 1 | TRUE | wye
165 | LV_4131-2_0_9_load_167 | 195 | 0.0036227 | 0.00090792 | 0 | 0 |  | 1 | TRUE | wye
166 | LV_4131-2_0_9_load_170 | 198 | 0.0051423 | 0.0012888 | 0 | 0 |  | 1 | TRUE | wye
167 | LV_4131-2_0_9_load_171 | 199 | 0.0081126 | 0.0020332 | 0 | 0 |  | 1 | TRUE | wye
168 | LV_4131-2_0_9_load_188 | 200 | 0.0022462 | 0.00056296 | 0 | 0 |  | 1 | TRUE | wye
169 | LV_4131-2_0_9_load_203 | 203 | 0.0024765 | 0.00062067 | 0 | 0 |  | 1 | TRUE | wye
170 | LV_4131-2_0_9_load_192 | 204 | 0.0016887 | 0.00042322 | 0 | 0 |  | 1 | TRUE | wye
171 | LV_4131-2_0_9_load_222 | 205 | 0.0087286 | 0.0021876 | 0 | 0 |  | 1 | TRUE | wye
172 | LV_4131-2_0_9_load_214 | 209 | 0.0019502 | 0.00048877 | 0 | 0 |  | 1 | TRUE | wye
173 | LV_4131-2_0_9_load_190 | 210 | 0.0048993 | 0.0012279 | 0 | 0 |  | 1 | TRUE | wye
174 | LV_4131-2_0_9_load_204 | 211 | 0.0096929 | 0.0024293 | 0 | 0 |  | 1 | TRUE | wye
175 | LV_4131-2_0_9_load_205 | 212 | 0.0037949 | 0.00095109 | 0 | 0 |  | 1 | TRUE | wye
176 | LV_4131-2_0_9_load_207 | 213 | 0.002097 | 0.00052556 | 0 | 0 |  | 1 | TRUE | wye
177 | LV_4131-2_0_9_load_210 | 215 | 0.0017564 | 0.00044019 | 0 | 0 |  | 1 | TRUE | wye
178 | LV_4131-2_0_9_load_212 | 217 | 0.0015413 | 0.00038629 | 0 | 0 |  | 1 | TRUE | wye
179 | LV_4131-2_0_9_load_217 | 218 | 0.01771 | 0.0044385 | 0 | 0 |  | 1 | TRUE | wye
180 | LV_4131-2_0_9_load_218 | 220 | 0.0025079 | 0.00062853 | 0 | 0 |  | 1 | TRUE | wye
181 | LV_4131-2_0_9_load_223 | 221 | 0.0087277 | 0.0021874 | 0 | 0 |  | 1 | TRUE | wye
182 | LV_4131-2_0_9_load_225 | 223 | 0.015167 | 0.0038012 | 0 | 0 |  | 1 | TRUE | wye

## ext_grid
| name | bus | vm_pu | va_degree | slack_weight | in_service
0 |  | 208 | 1 | 0 | 1 | TRUE

## line
| name | std_type | from_bus | to_bus | length_km | r_ohm_per_km | x_ohm_per_km | c_nf_per_km | g_us_per_km | max_i_ka | df | parallel | type | in_service
0 | LV_4131-2_0_9_line_0 |  | 0 | 1 | 0.0012025 | 0.125 | 0.08 | 261 | 0 | 0.364 | 1 | 1 | cs | TRUE
1 | LV_4131-2_0_9_line_1 |  | 0 | 2 | 0.056967 | 0.125 | 0.08 | 261 | 0 | 0.364 | 1 | 1 | cs | TRUE
2 | LV_4131-2_0_9_line_2 |  | 1 | 3 | 0.040313 | 0.125 | 0.08 | 261 | 0 | 0.364 | 1 | 1 | cs | TRUE
3 | LV_4131-2_0_9_line_3 |  | 2 | 4 | 0.004248 | 0.125 | 0.08 | 261 | 0 | 0.364 | 1 | 1 | cs | TRUE
4 | LV_4131-2_0_9_line_4 |  | 2 | 5 | 0.069876 | 0.125 | 0.08 | 261 | 0 | 0.364 | 1 | 1 | cs | TRUE
5 | LV_4131-2_0_9_line_5 |  | 3 | 6 | 0.080471 | 0.125 | 0.08 | 261 | 0 | 0.364 | 1 | 1 | cs | TRUE
6 | LV_4131-2_0_9_line_6 |  | 4 | 7 | 0.020665 | 0.125 | 0.08 | 261 | 0 | 0.364 | 1 | 1 | cs | TRUE
7 | LV_4131-2_0_9_line_7 |  | 5 | 8 | 0.014801 | 0.125 | 0.08 | 261 | 0 | 0.364 | 1 | 1 | cs | TRUE
8 | LV_4131-2_0_9_line_8 |  | 7 | 9 | 0.020033 | 0.125 | 0.08 | 261 | 0 | 0.364 | 1 | 1 | cs | TRUE
9 | LV_4131-2_0_9_line_9 |  | 8 | 10 | 0.0029976 | 0.125 | 0.08 | 261 | 0 | 0.364 | 1 | 1 | cs | TRUE
10 | LV_4131-2_0_9_line_10 |  | 9 | 11 | 0.079979 | 0.125 | 0.08 | 261 | 0 | 0.364 | 1 | 1 | cs | TRUE
11 | LV_4131-2_0_9_line_11 |  | 11 | 12 | 0.052538 | 0.125 | 0.08 | 261 | 0 | 0.364 | 1 | 1 | cs | TRUE
12 | LV_4131-2_0_9_line_12 |  | 11 | 13 | 0.022504 | 0.125 | 0.08 | 261 | 0 | 0.364 | 1 | 1 | cs | TRUE
13 | LV_4131-2_0_9_line_13 |  | 12 | 14 | 0.020778 | 0.125 | 0.08 | 261 | 0 | 0.364 | 1 | 1 | cs | TRUE
14 | LV_4131-2_0_9_line_14 |  | 12 | 15 | 0.043805 | 0.125 | 0.08 | 261 | 0 | 0.364 | 1 | 1 | cs | TRUE
15 | LV_4131-2_0_9_line_15 |  | 13 | 16 | 0.019413 | 0.125 | 0.08 | 261 | 0 | 0.364 | 1 | 1 | cs | TRUE
16 | LV_4131-2_0_9_line_16 |  | 13 | 17 | 0.040969 | 0.125 | 0.08 | 261 | 0 | 0.364 | 1 | 1 | cs | TRUE
17 | LV_4131-2_0_9_line_17 |  | 14 | 18 | 0.06096 | 0.125 | 0.08 | 261 | 0 | 0.364 | 1 | 1 | cs | TRUE
18 | LV_4131-2_0_9_line_18 |  | 16 | 19 | 0.03749 | 0.125 | 0.08 | 261 | 0 | 0.364 | 1 | 2 | cs | TRUE
19 | LV_4131-2_0_9_line_19 |  | 16 | 20 | 0.057612 | 0.125 | 0.08 | 261 | 0 | 0.364 | 1 | 1 | cs | TRUE
20 | LV_4131-2_0_9_line_20 |  | 19 | 23 | 0.06305 | 0.125 | 0.08 | 261 | 0 | 0.364 | 1 | 3 | cs | TRUE
21 | LV_4131-2_0_9_line_21 |  | 20 | 21 | 0.059801 | 0.125 | 0.08 | 261 | 0 | 0.364 | 1 | 1 | cs | TRUE
22 | LV_4131-2_0_9_line_22 |  | 21 | 22 | 0.033477 | 0.125 | 0.08 | 261 | 0 | 0.364 | 1 | 1 | cs | TRUE
23 | LV_4131-2_0_9_line_23 |  | 23 | 24 | 0.03423 | 0.125 | 0.08 | 261 | 0 | 0.364 | 1 | 3 | cs | TRUE
24 | LV_4131-2_0_9_line_24 |  | 23 | 25 | 0.011233 | 0.125 | 0.08 | 261 | 0 | 0.364 | 1 | 1 | cs | TRUE
25 | LV_4131-2_0_9_line_25 |  | 24 | 181 | 0.013959 | 0.125 | 0.08 | 261 | 0 | 0.364 | 1 | 3 | cs | TRUE
26 | LV_4131-2_0_9_line_26 |  | 25 | 27 | 0.045905 | 0.125 | 0.08 | 261 | 0 | 0.364 | 1 | 1 | cs | TRUE
27 | LV_4131-2_0_9_line_27 |  | 26 | 27 | 0.075534 | 0.125 | 0.08 | 261 | 0 | 0.364 | 1 | 1 | cs | TRUE
28 | LV_4131-2_0_9_line_28 |  | 26 | 28 | 0.02841 | 0.125 | 0.08 | 261 | 0 | 0.364 | 1 | 1 | cs | TRUE
29 | LV_4131-2_0_9_line_29 |  | 29 | 30 | 0.0030773 | 0.125 | 0.08 | 261 | 0 | 0.364 | 1 | 1 | cs | TRUE
30 | LV_4131-2_0_9_line_30 |  | 29 | 31 | 0.034633 | 0.125 | 0.08 | 261 | 0 | 0.364 | 1 | 1 | cs | TRUE
31 | LV_4131-2_0_9_line_31 |  | 30 | 32 | 0.030416 | 0.125 | 0.08 | 261 | 0 | 0.364 | 1 | 1 | cs | TRUE
32 | LV_4131-2_0_9_line_32 |  | 31 | 33 | 0.020882 | 0.125 | 0.08 | 261 | 0 | 0.364 | 1 | 1 | cs | TRUE
33 | LV_4131-2_0_9_line_33 |  | 32 | 34 | 0.0061831 | 0.125 | 0.08 | 261 | 0 | 0.364 | 1 | 1 | cs | TRUE
34 | LV_4131-2_0_9_line_34 |  | 34 | 35 | 0.038457 | 0.125 | 0.08 | 261 | 0 | 0.364 | 1 | 1 | cs | TRUE
35 | LV_4131-2_0_9_line_35 |  | 34 | 36 | 0.0083314 | 0.125 | 0.08 | 261 | 0 | 0.364 | 1 | 1 | cs | TRUE
36 | LV_4131-2_0_9_line_36 |  | 35 | 42 | 0.020911 | 0.125 | 0.08 | 261 | 0 | 0.364 | 1 | 1 | cs | TRUE
37 | LV_4131-2_0_9_line_37 |  | 36 | 37 | 0.037051 | 0.125 | 0.08 | 261 | 0 | 0.364 | 1 | 1 | cs | TRUE
38 | LV_4131-2_0_9_line_38 |  | 37 | 38 | 0.0049756 | 0.125 | 0.08 | 261 | 0 | 0.364 | 1 | 1 | cs | TRUE
39 | LV_4131-2_0_9_line_39 |  | 37 | 39 | 0.06132 | 0.125 | 0.08 | 261 | 0 | 0.364 | 1 | 1 | cs | TRUE
40 | LV_4131-2_0_9_line_40 |  | 39 | 40 | 0.039186 | 0.125 | 0.08 | 261 | 0 | 0.364 | 1 | 1 | cs | TRUE
41 | LV_4131-2_0_9_line_41 |  | 39 | 41 | 0.015351 | 0.125 | 0.08 | 261 | 0 | 0.364 | 1 | 1 | cs | TRUE
42 | LV_4131-2_0_9_line_42 |  | 41 | 45 | 0.021945 | 0.125 | 0.08 | 261 | 0 | 0.364 | 1 | 1 | cs | TRUE
43 | LV_4131-2_0_9_line_43 |  | 43 | 44 | 0.0059038 | 0.125 | 0.08 | 261 | 0 | 0.364 | 1 | 1 | cs | TRUE
44 | LV_4131-2_0_9_line_44 |  | 44 | 99 | 0.01515 | 0.125 | 0.08 | 261 | 0 | 0.364 | 1 | 1 | cs | TRUE
45 | LV_4131-2_0_9_line_45 |  | 45 | 71 | 0.0097638 | 0.125 | 0.08 | 261 | 0 | 0.364 | 1 | 1 | cs | TRUE
46 | LV_4131-2_0_9_line_46 |  | 46 | 47 | 0.01079 | 0.125 | 0.08 | 261 | 0 | 0.364 | 1 | 3 | cs | TRUE
47 | LV_4131-2_0_9_line_47 |  | 46 | 48 | 0.013535 | 0.125 | 0.08 | 261 | 0 | 0.364 | 1 | 1 | cs | TRUE
48 | LV_4131-2_0_9_line_48 |  | 46 | 49 | 0.044054 | 0.125 | 0.08 | 261 | 0 | 0.364 | 1 | 3 | cs | TRUE
49 | LV_4131-2_0_9_line_49 |  | 47 | 50 | 0.019751 | 0.125 | 0.08 | 261 | 0 | 0.364 | 1 | 3 | cs | TRUE
50 | LV_4131-2_0_9_line_50 |  | 48 | 51 | 0.050917 | 0.125 | 0.08 | 261 | 0 | 0.364 | 1 | 1 | cs | TRUE
51 | LV_4131-2_0_9_line_51 |  | 48 | 52 | 0.016189 | 0.125 | 0.08 | 261 | 0 | 0.364 | 1 | 1 | cs | TRUE
52 | LV_4131-2_0_9_line_52 |  | 49 | 53 | 0.036823 | 0.125 | 0.08 | 261 | 0 | 0.364 | 1 | 1 | cs | TRUE
53 | LV_4131-2_0_9_line_53 |  | 49 | 54 | 0.037943 | 0.125 | 0.08 | 261 | 0 | 0.364 | 1 | 3 | cs | TRUE
54 | LV_4131-2_0_9_line_54 |  | 50 | 55 | 0.017575 | 0.125 | 0.08 | 261 | 0 | 0.364 | 1 | 3 | cs | TRUE
55 | LV_4131-2_0_9_line_55 |  | 51 | 57 | 0.047084 | 0.125 | 0.08 | 261 | 0 | 0.364 | 1 | 1 | cs | TRUE
56 | LV_4131-2_0_9_line_56 |  | 52 | 58 | 0.025001 | 0.125 | 0.08 | 261 | 0 | 0.364 | 1 | 1 | cs | TRUE
57 | LV_4131-2_0_9_line_57 |  | 53 | 170 | 0.029762 | 0.125 | 0.08 | 261 | 0 | 0.364 | 1 | 1 | cs | TRUE
58 | LV_4131-2_0_9_line_58 |  | 54 | 202 | 0.024855 | 0.125 | 0.08 | 261 | 0 | 0.364 | 1 | 3 | cs | TRUE
59 | LV_4131-2_0_9_line_59 |  | 55 | 56 | 0.053125 | 0.125 | 0.08 | 261 | 0 | 0.364 | 1 | 3 | cs | TRUE
60 | LV_4131-2_0_9_line_60 |  | 56 | 88 | 0.036358 | 0.125 | 0.08 | 261 | 0 | 0.364 | 1 | 3 | cs | TRUE
61 | LV_4131-2_0_9_line_61 |  | 57 | 59 | 0.0338 | 0.125 | 0.08 | 261 | 0 | 0.364 | 1 | 1 | cs | TRUE
62 | LV_4131-2_0_9_line_62 |  | 58 | 61 | 0.01197 | 0.125 | 0.08 | 261 | 0 | 0.364 | 1 | 1 | cs | TRUE
63 | LV_4131-2_0_9_line_63 |  | 59 | 66 | 0.019045 | 0.125 | 0.08 | 261 | 0 | 0.364 | 1 | 1 | cs | TRUE
64 | LV_4131-2_0_9_line_64 |  | 60 | 61 | 0.058846 | 0.125 | 0.08 | 261 | 0 | 0.364 | 1 | 1 | cs | TRUE
65 | LV_4131-2_0_9_line_65 |  | 60 | 62 | 0.010209 | 0.125 | 0.08 | 261 | 0 | 0.364 | 1 | 1 | cs | TRUE
66 | LV_4131-2_0_9_line_66 |  | 62 | 67 | 0.01717 | 0.125 | 0.08 | 261 | 0 | 0.364 | 1 | 1 | cs | TRUE
67 | LV_4131-2_0_9_line_67 |  | 63 | 64 | 0.0028809 | 0.125 | 0.08 | 261 | 0 | 0.364 | 1 | 1 | cs | TRUE
68 | LV_4131-2_0_9_line_68 |  | 63 | 65 | 0.060767 | 0.125 | 0.08 | 261 | 0 | 0.364 | 1 | 1 | cs | TRUE
69 | LV_4131-2_0_9_line_69 |  | 64 | 66 | 0.050035 | 0.125 | 0.08 | 261 | 0 | 0.364 | 1 | 1 | cs | TRUE
70 | LV_4131-2_0_9_line_70 |  | 66 | 69 | 0.043483 | 0.125 | 0.08 | 261 | 0 | 0.364 | 1 | 1 | cs | TRUE
71 | LV_4131-2_0_9_line_71 |  | 67 | 68 | 0.034078 | 0.125 | 0.08 | 261 | 0 | 0.364 | 1 | 1 | cs | TRUE
72 | LV_4131-2_0_9_line_72 |  | 69 | 70 | 0.019594 | 0.125 | 0.08 | 261 | 0 | 0.364 | 1 | 1 | cs | TRUE
73 | LV_4131-2_0_9_line_73 |  | 70 | 101 | 0.018042 | 0.125 | 0.08 | 261 | 0 | 0.364 | 1 | 1 | cs | TRUE
74 | LV_4131-2_0_9_line_74 |  | 71 | 72 | 0.039027 | 0.125 | 0.08 | 261 | 0 | 0.364 | 1 | 1 | cs | TRUE
75 | LV_4131-2_0_9_line_75 |  | 72 | 73 | 0.017185 | 0.125 | 0.08 | 261 | 0 | 0.364 | 1 | 1 | cs | TRUE
76 | LV_4131-2_0_9_line_76 |  | 73 | 74 | 0.038777 | 0.125 | 0.08 | 261 | 0 | 0.364 | 1 | 1 | cs | TRUE
77 | LV_4131-2_0_9_line_77 |  | 74 | 154 | 0.014168 | 0.125 | 0.08 | 261 | 0 | 0.364 | 1 | 1 | cs | TRUE
78 | LV_4131-2_0_9_line_78 |  | 75 | 76 | 7.652e-05 | 0.125 | 0.08 | 261 | 0 | 0.364 | 1 | 3 | cs | TRUE
79 | LV_4131-2_0_9_line_79 |  | 75 | 77 | 0.037132 | 0.125 | 0.08 | 261 | 0 | 0.364 | 1 | 3 | cs | TRUE
80 | LV_4131-2_0_9_line_80 |  | 76 | 78 | 0.017882 | 0.125 | 0.08 | 261 | 0 | 0.364 | 1 | 3 | cs | TRUE
81 | LV_4131-2_0_9_line_81 |  | 77 | 79 | 0.017617 | 0.125 | 0.08 | 261 | 0 | 0.364 | 1 | 3 | cs | TRUE
82 | LV_4131-2_0_9_line_82 |  | 78 | 80 | 0.02684 | 0.125 | 0.08 | 261 | 0 | 0.364 | 1 | 3 | cs | TRUE
83 | LV_4131-2_0_9_line_83 |  | 79 | 81 | 0.043584 | 0.125 | 0.08 | 261 | 0 | 0.364 | 1 | 3 | cs | TRUE
84 | LV_4131-2_0_9_line_84 |  | 80 | 85 | 0.0019357 | 0.125 | 0.08 | 261 | 0 | 0.364 | 1 | 3 | cs | TRUE
85 | LV_4131-2_0_9_line_85 |  | 81 | 86 | 0.0026681 | 0.125 | 0.08 | 261 | 0 | 0.364 | 1 | 1 | cs | TRUE
86 | LV_4131-2_0_9_line_86 |  | 81 | 87 | 0.012246 | 0.125 | 0.08 | 261 | 0 | 0.364 | 1 | 3 | cs | TRUE
87 | LV_4131-2_0_9_line_87 |  | 82 | 83 | 0.026135 | 0.125 | 0.08 | 261 | 0 | 0.364 | 1 | 3 | cs | TRUE
88 | LV_4131-2_0_9_line_88 |  | 82 | 84 | 0.019278 | 0.125 | 0.08 | 261 | 0 | 0.364 | 1 | 3 | cs | TRUE
89 | LV_4131-2_0_9_line_89 |  | 83 | 88 | 0.063583 | 0.125 | 0.08 | 261 | 0 | 0.364 | 1 | 3 | cs | TRUE
90 | LV_4131-2_0_9_line_90 |  | 83 | 89 | 0.040485 | 0.125 | 0.08 | 261 | 0 | 0.364 | 1 | 1 | cs | TRUE
91 | LV_4131-2_0_9_line_91 |  | 84 | 90 | 0.0014287 | 0.125 | 0.08 | 261 | 0 | 0.364 | 1 | 3 | cs | TRUE
92 | LV_4131-2_0_9_line_92 |  | 85 | 90 | 0.013849 | 0.125 | 0.08 | 261 | 0 | 0.364 | 1 | 3 | cs | TRUE
93 | LV_4131-2_0_9_line_93 |  | 86 | 91 | 0.075209 | 0.125 | 0.08 | 261 | 0 | 0.364 | 1 | 1 | cs | TRUE
94 | LV_4131-2_0_9_line_94 |  | 87 | 92 | 0.033809 | 0.125 | 0.08 | 261 | 0 | 0.364 | 1 | 2 | cs | TRUE
95 | LV_4131-2_0_9_line_95 |  | 88 | 105 | 0.018711 | 0.125 | 0.08 | 261 | 0 | 0.364 | 1 | 1 | cs | TRUE
96 | LV_4131-2_0_9_line_96 |  | 89 | 118 | 0.014718 | 0.125 | 0.08 | 261 | 0 | 0.364 | 1 | 1 | cs | TRUE
97 | LV_4131-2_0_9_line_97 |  | 92 | 93 | 6.0338e-07 | 0.125 | 0.08 | 261 | 0 | 0.364 | 1 | 1 | cs | TRUE
98 | LV_4131-2_0_9_line_98 |  | 93 | 94 | 0.011713 | 0.125 | 0.08 | 261 | 0 | 0.364 | 1 | 1 | cs | TRUE
99 | LV_4131-2_0_9_line_99 |  | 94 | 95 | 0.018792 | 0.125 | 0.08 | 261 | 0 | 0.364 | 1 | 1 | cs | TRUE
100 | LV_4131-2_0_9_line_100 |  | 95 | 96 | 0.019499 | 0.125 | 0.08 | 261 | 0 | 0.364 | 1 | 1 | cs | TRUE
101 | LV_4131-2_0_9_line_101 |  | 96 | 97 | 0.00047851 | 0.125 | 0.08 | 261 | 0 | 0.364 | 1 | 1 | cs | TRUE
102 | LV_4131-2_0_9_line_102 |  | 97 | 98 | 0.02102 | 0.125 | 0.08 | 261 | 0 | 0.364 | 1 | 1 | cs | TRUE
103 | LV_4131-2_0_9_line_103 |  | 98 | 100 | 0.0031492 | 0.125 | 0.08 | 261 | 0 | 0.364 | 1 | 1 | cs | TRUE
104 | LV_4131-2_0_9_line_104 |  | 99 | 100 | 0.016082 | 0.125 | 0.08 | 261 | 0 | 0.364 | 1 | 1 | cs | TRUE
105 | LV_4131-2_0_9_line_105 |  | 101 | 102 | 0.0071763 | 0.125 | 0.08 | 261 | 0 | 0.364 | 1 | 1 | cs | TRUE
106 | LV_4131-2_0_9_line_106 |  | 102 | 103 | 0.034383 | 0.125 | 0.08 | 261 | 0 | 0.364 | 1 | 1 | cs | TRUE
107 | LV_4131-2_0_9_line_107 |  | 104 | 105 | 0.018972 | 0.125 | 0.08 | 261 | 0 | 0.364 | 1 | 1 | cs | TRUE
108 | LV_4131-2_0_9_line_108 |  | 106 | 107 | 0.0039308 | 0.125 | 0.08 | 261 | 0 | 0.364 | 1 | 1 | cs | TRUE
109 | LV_4131-2_0_9_line_109 |  | 106 | 108 | 0.0029696 | 0.125 | 0.08 | 261 | 0 | 0.364 | 1 | 1 | cs | TRUE
110 | LV_4131-2_0_9_line_110 |  | 107 | 109 | 0.017885 | 0.125 | 0.08 | 261 | 0 | 0.364 | 1 | 1 | cs | TRUE
111 | LV_4131-2_0_9_line_111 |  | 107 | 110 | 0.040348 | 0.125 | 0.08 | 261 | 0 | 0.364 | 1 | 1 | cs | TRUE
112 | LV_4131-2_0_9_line_112 |  | 108 | 111 | 0.022825 | 0.125 | 0.08 | 261 | 0 | 0.364 | 1 | 1 | cs | TRUE
113 | LV_4131-2_0_9_line_113 |  | 110 | 112 | 0.034168 | 0.125 | 0.08 | 261 | 0 | 0.364 | 1 | 1 | cs | TRUE
114 | LV_4131-2_0_9_line_114 |  | 110 | 113 | 0.024673 | 0.125 | 0.08 | 261 | 0 | 0.364 | 1 | 1 | cs | TRUE
115 | LV_4131-2_0_9_line_115 |  | 111 | 114 | 0.024156 | 0.125 | 0.08 | 261 | 0 | 0.364 | 1 | 1 | cs | TRUE
116 | LV_4131-2_0_9_line_116 |  | 112 | 115 | 0.018983 | 0.125 | 0.08 | 261 | 0 | 0.364 | 1 | 1 | cs | TRUE
117 | LV_4131-2_0_9_line_117 |  | 113 | 117 | 0.023784 | 0.125 | 0.08 | 261 | 0 | 0.364 | 1 | 1 | cs | TRUE
118 | LV_4131-2_0_9_line_118 |  | 114 | 116 | 0.029523 | 0.125 | 0.08 | 261 | 0 | 0.364 | 1 | 1 | cs | TRUE
119 | LV_4131-2_0_9_line_119 |  | 115 | 207 | 0.057807 | 0.125 | 0.08 | 261 | 0 | 0.364 | 1 | 3 | cs | TRUE
120 | LV_4131-2_0_9_line_120 |  | 115 | 204 | 0.046824 | 0.125 | 0.08 | 261 | 0 | 0.364 | 1 | 3 | cs | TRUE
121 | LV_4131-2_0_9_line_121 |  | 116 | 175 | 0.013903 | 0.125 | 0.08 | 261 | 0 | 0.364 | 1 | 1 | cs | TRUE
122 | LV_4131-2_0_9_line_122 |  | 117 | 171 | 0.0065081 | 0.125 | 0.08 | 261 | 0 | 0.364 | 1 | 1 | cs | TRUE
123 | LV_4131-2_0_9_line_123 |  | 118 | 119 | 0.01567 | 0.125 | 0.08 | 261 | 0 | 0.364 | 1 | 1 | cs | TRUE
124 | LV_4131-2_0_9_line_124 |  | 120 | 121 | 0.01741 | 0.125 | 0.08 | 261 | 0 | 0.364 | 1 | 3 | cs | TRUE
125 | LV_4131-2_0_9_line_125 |  | 120 | 122 | 0.016701 | 0.125 | 0.08 | 261 | 0 | 0.364 | 1 | 3 | cs | TRUE
126 | LV_4131-2_0_9_line_126 |  | 121 | 123 | 0.013208 | 0.125 | 0.08 | 261 | 0 | 0.364 | 1 | 3 | cs | TRUE
127 | LV_4131-2_0_9_line_127 |  | 122 | 124 | 0.010762 | 0.125 | 0.08 | 261 | 0 | 0.364 | 1 | 3 | cs | TRUE
128 | LV_4131-2_0_9_line_128 |  | 123 | 125 | 0.023945 | 0.125 | 0.08 | 261 | 0 | 0.364 | 1 | 3 | cs | TRUE
129 | LV_4131-2_0_9_line_129 |  | 124 | 126 | 0.012174 | 0.125 | 0.08 | 261 | 0 | 0.364 | 1 | 3 | cs | TRUE
130 | LV_4131-2_0_9_line_130 |  | 125 | 127 | 0.037381 | 0.125 | 0.08 | 261 | 0 | 0.364 | 1 | 3 | cs | TRUE
131 | LV_4131-2_0_9_line_131 |  | 126 | 128 | 0.017868 | 0.125 | 0.08 | 261 | 0 | 0.364 | 1 | 3 | cs | TRUE
132 | LV_4131-2_0_9_line_132 |  | 127 | 192 | 0.0014666 | 0.125 | 0.08 | 261 | 0 | 0.364 | 1 | 3 | cs | TRUE
133 | LV_4131-2_0_9_line_133 |  | 128 | 215 | 0.011682 | 0.125 | 0.08 | 261 | 0 | 0.364 | 1 | 3 | cs | TRUE
134 | LV_4131-2_0_9_line_134 |  | 129 | 130 | 0.027791 | 0.125 | 0.08 | 261 | 0 | 0.364 | 1 | 1 | cs | TRUE
135 | LV_4131-2_0_9_line_135 |  | 129 | 131 | 0.0076674 | 0.125 | 0.08 | 261 | 0 | 0.364 | 1 | 1 | cs | TRUE
136 | LV_4131-2_0_9_line_136 |  | 130 | 132 | 0.0043973 | 0.125 | 0.08 | 261 | 0 | 0.364 | 1 | 1 | cs | TRUE
137 | LV_4131-2_0_9_line_137 |  | 131 | 133 | 0.041084 | 0.125 | 0.08 | 261 | 0 | 0.364 | 1 | 1 | cs | TRUE
138 | LV_4131-2_0_9_line_138 |  | 132 | 134 | 0.017571 | 0.125 | 0.08 | 261 | 0 | 0.364 | 1 | 1 | cs | TRUE
139 | LV_4131-2_0_9_line_139 |  | 133 | 135 | 0.016549 | 0.125 | 0.08 | 261 | 0 | 0.364 | 1 | 1 | cs | TRUE
140 | LV_4131-2_0_9_line_140 |  | 134 | 136 | 0.0079981 | 0.125 | 0.08 | 261 | 0 | 0.364 | 1 | 1 | cs | TRUE
141 | LV_4131-2_0_9_line_141 |  | 136 | 155 | 0.01806 | 0.125 | 0.08 | 261 | 0 | 0.364 | 1 | 1 | cs | TRUE
142 | LV_4131-2_0_9_line_142 |  | 137 | 138 | 0.01074 | 0.125 | 0.08 | 261 | 0 | 0.364 | 1 | 3 | cs | TRUE
143 | LV_4131-2_0_9_line_143 |  | 137 | 139 | 0.028643 | 0.125 | 0.08 | 261 | 0 | 0.364 | 1 | 3 | cs | TRUE
144 | LV_4131-2_0_9_line_144 |  | 138 | 140 | 0.018773 | 0.125 | 0.08 | 261 | 0 | 0.364 | 1 | 3 | cs | TRUE
145 | LV_4131-2_0_9_line_145 |  | 139 | 141 | 0.0114 | 0.125 | 0.08 | 261 | 0 | 0.364 | 1 | 3 | cs | TRUE
146 | LV_4131-2_0_9_line_146 |  | 140 | 142 | 0.0037516 | 0.125 | 0.08 | 261 | 0 | 0.364 | 1 | 3 | cs | TRUE
147 | LV_4131-2_0_9_line_147 |  | 141 | 143 | 0.021328 | 0.125 | 0.08 | 261 | 0 | 0.364 | 1 | 3 | cs | TRUE
148 | LV_4131-2_0_9_line_148 |  | 142 | 144 | 0.030272 | 0.125 | 0.08 | 261 | 0 | 0.364 | 1 | 3 | cs | TRUE
149 | LV_4131-2_0_9_line_149 |  | 143 | 145 | 0.0051678 | 0.125 | 0.08 | 261 | 0 | 0.364 | 1 | 3 | cs | TRUE
150 | LV_4131-2_0_9_line_150 |  | 144 | 204 | 0.019745 | 0.125 | 0.08 | 261 | 0 | 0.364 | 1 | 3 | cs | TRUE
151 | LV_4131-2_0_9_line_151 |  | 145 | 203 | 0.032556 | 0.125 | 0.08 | 261 | 0 | 0.364 | 1 | 3 | cs | TRUE
152 | LV_4131-2_0_9_line_152 |  | 146 | 147 | 0.03382 | 0.125 | 0.08 | 261 | 0 | 0.364 | 1 | 1 | cs | TRUE
153 | LV_4131-2_0_9_line_153 |  | 146 | 148 | 0.022539 | 0.125 | 0.08 | 261 | 0 | 0.364 | 1 | 1 | cs | TRUE
154 | LV_4131-2_0_9_line_154 |  | 147 | 149 | 0.0097148 | 0.125 | 0.08 | 261 | 0 | 0.364 | 1 | 1 | cs | TRUE
155 | LV_4131-2_0_9_line_155 |  | 148 | 150 | 0.0031103 | 0.125 | 0.08 | 261 | 0 | 0.364 | 1 | 1 | cs | TRUE
156 | LV_4131-2_0_9_line_156 |  | 149 | 151 | 0.019241 | 0.125 | 0.08 | 261 | 0 | 0.364 | 1 | 1 | cs | TRUE
157 | LV_4131-2_0_9_line_157 |  | 150 | 152 | 0.021648 | 0.125 | 0.08 | 261 | 0 | 0.364 | 1 | 1 | cs | TRUE
158 | LV_4131-2_0_9_line_158 |  | 151 | 153 | 0.0312 | 0.125 | 0.08 | 261 | 0 | 0.364 | 1 | 1 | cs | TRUE
159 | LV_4131-2_0_9_line_159 |  | 152 | 154 | 0.030053 | 0.125 | 0.08 | 261 | 0 | 0.364 | 1 | 1 | cs | TRUE
160 | LV_4131-2_0_9_line_160 |  | 153 | 174 | 0.00046092 | 0.125 | 0.08 | 261 | 0 | 0.364 | 1 | 1 | cs | TRUE
161 | LV_4131-2_0_9_line_161 |  | 155 | 156 | 0.018495 | 0.125 | 0.08 | 261 | 0 | 0.364 | 1 | 1 | cs | TRUE
162 | LV_4131-2_0_9_line_162 |  | 156 | 170 | 0.0037461 | 0.125 | 0.08 | 261 | 0 | 0.364 | 1 | 1 | cs | TRUE
163 | LV_4131-2_0_9_line_163 |  | 157 | 158 | 0.024343 | 0.125 | 0.08 | 261 | 0 | 0.364 | 1 | 1 | cs | TRUE
164 | LV_4131-2_0_9_line_164 |  | 157 | 159 | 0.057392 | 0.125 | 0.08 | 261 | 0 | 0.364 | 1 | 1 | cs | TRUE
165 | LV_4131-2_0_9_line_165 |  | 158 | 160 | 0.004701 | 0.125 | 0.08 | 261 | 0 | 0.364 | 1 | 1 | cs | TRUE
166 | LV_4131-2_0_9_line_166 |  | 159 | 161 | 0.03381 | 0.125 | 0.08 | 261 | 0 | 0.364 | 1 | 1 | cs | TRUE
167 | LV_4131-2_0_9_line_167 |  | 160 | 162 | 0.02153 | 0.125 | 0.08 | 261 | 0 | 0.364 | 1 | 1 | cs | TRUE
168 | LV_4131-2_0_9_line_168 |  | 160 | 163 | 0.04147 | 0.125 | 0.08 | 261 | 0 | 0.364 | 1 | 1 | cs | TRUE
169 | LV_4131-2_0_9_line_169 |  | 161 | 164 | 0.013318 | 0.125 | 0.08 | 261 | 0 | 0.364 | 1 | 2 | cs | TRUE
170 | LV_4131-2_0_9_line_170 |  | 162 | 165 | 0.018936 | 0.125 | 0.08 | 261 | 0 | 0.364 | 1 | 1 | cs | TRUE
171 | LV_4131-2_0_9_line_171 |  | 163 | 166 | 0.0069284 | 0.125 | 0.08 | 261 | 0 | 0.364 | 1 | 1 | cs | TRUE
172 | LV_4131-2_0_9_line_172 |  | 164 | 167 | 0.0075704 | 0.125 | 0.08 | 261 | 0 | 0.364 | 1 | 3 | cs | TRUE
173 | LV_4131-2_0_9_line_173 |  | 165 | 196 | 0.039726 | 0.125 | 0.08 | 261 | 0 | 0.364 | 1 | 1 | cs | TRUE
174 | LV_4131-2_0_9_line_174 |  | 166 | 193 | 0.018606 | 0.125 | 0.08 | 261 | 0 | 0.364 | 1 | 1 | cs | TRUE
175 | LV_4131-2_0_9_line_175 |  | 167 | 168 | 0.016851 | 0.125 | 0.08 | 261 | 0 | 0.364 | 1 | 3 | cs | TRUE
176 | LV_4131-2_0_9_line_176 |  | 168 | 169 | 0.004342 | 0.125 | 0.08 | 261 | 0 | 0.364 | 1 | 3 | cs | TRUE
177 | LV_4131-2_0_9_line_177 |  | 169 | 188 | 0.01443 | 0.125 | 0.08 | 261 | 0 | 0.364 | 1 | 3 | cs | TRUE
178 | LV_4131-2_0_9_line_178 |  | 171 | 172 | 0.029228 | 0.125 | 0.08 | 261 | 0 | 0.364 | 1 | 1 | cs | TRUE
179 | LV_4131-2_0_9_line_179 |  | 172 | 173 | 0.016716 | 0.125 | 0.08 | 261 | 0 | 0.364 | 1 | 1 | cs | TRUE
180 | LV_4131-2_0_9_line_180 |  | 173 | 174 | 0.012881 | 0.125 | 0.08 | 261 | 0 | 0.364 | 1 | 1 | cs | TRUE
181 | LV_4131-2_0_9_line_181 |  | 176 | 177 | 0.0034028 | 0.125 | 0.08 | 261 | 0 | 0.364 | 1 | 3 | cs | TRUE
182 | LV_4131-2_0_9_line_182 |  | 176 | 178 | 0.031877 | 0.125 | 0.08 | 261 | 0 | 0.364 | 1 | 3 | cs | TRUE
183 | LV_4131-2_0_9_line_183 |  | 177 | 179 | 0.016907 | 0.125 | 0.08 | 261 | 0 | 0.364 | 1 | 3 | cs | TRUE
184 | LV_4131-2_0_9_line_184 |  | 178 | 180 | 0.016369 | 0.125 | 0.08 | 261 | 0 | 0.364 | 1 | 1 | cs | TRUE
185 | LV_4131-2_0_9_line_185 |  | 178 | 181 | 0.038086 | 0.125 | 0.08 | 261 | 0 | 0.364 | 1 | 3 | cs | TRUE
186 | LV_4131-2_0_9_line_186 |  | 179 | 182 | 0.0031243 | 0.125 | 0.08 | 261 | 0 | 0.364 | 1 | 3 | cs | TRUE
187 | LV_4131-2_0_9_line_187 |  | 180 | 183 | 0.048182 | 0.125 | 0.08 | 261 | 0 | 0.364 | 1 | 1 | cs | TRUE
188 | LV_4131-2_0_9_line_188 |  | 180 | 184 | 0.0029852 | 0.125 | 0.08 | 261 | 0 | 0.364 | 1 | 1 | cs | TRUE
189 | LV_4131-2_0_9_line_189 |  | 182 | 185 | 0.039371 | 0.125 | 0.08 | 261 | 0 | 0.364 | 1 | 3 | cs | TRUE
190 | LV_4131-2_0_9_line_190 |  | 183 | 186 | 0.048941 | 0.125 | 0.08 | 261 | 0 | 0.364 | 1 | 1 | cs | TRUE
191 | LV_4131-2_0_9_line_191 |  | 184 | 187 | 0.024274 | 0.125 | 0.08 | 261 | 0 | 0.364 | 1 | 1 | cs | TRUE
192 | LV_4131-2_0_9_line_192 |  | 185 | 212 | 0.024819 | 0.125 | 0.08 | 261 | 0 | 0.364 | 1 | 3 | cs | TRUE
193 | LV_4131-2_0_9_line_193 |  | 186 | 218 | 0.051644 | 0.125 | 0.08 | 261 | 0 | 0.364 | 1 | 1 | cs | TRUE
194 | LV_4131-2_0_9_line_194 |  | 188 | 189 | 0.0021137 | 0.125 | 0.08 | 261 | 0 | 0.364 | 1 | 3 | cs | TRUE
195 | LV_4131-2_0_9_line_195 |  | 189 | 190 | 0.010075 | 0.125 | 0.08 | 261 | 0 | 0.364 | 1 | 3 | cs | TRUE
196 | LV_4131-2_0_9_line_196 |  | 190 | 191 | 0.031857 | 0.125 | 0.08 | 261 | 0 | 0.364 | 1 | 3 | cs | TRUE
197 | LV_4131-2_0_9_line_197 |  | 191 | 192 | 0.027714 | 0.125 | 0.08 | 261 | 0 | 0.364 | 1 | 3 | cs | TRUE
198 | LV_4131-2_0_9_line_198 |  | 193 | 194 | 0.013056 | 0.125 | 0.08 | 261 | 0 | 0.364 | 1 | 1 | cs | TRUE
199 | LV_4131-2_0_9_line_199 |  | 194 | 195 | 0.013816 | 0.125 | 0.08 | 261 | 0 | 0.364 | 1 | 1 | cs | TRUE
200 | LV_4131-2_0_9_line_200 |  | 195 | 197 | 0.034225 | 0.125 | 0.08 | 261 | 0 | 0.364 | 1 | 1 | cs | TRUE
201 | LV_4131-2_0_9_line_201 |  | 196 | 205 | 0.030032 | 0.125 | 0.08 | 261 | 0 | 0.364 | 1 | 1 | cs | TRUE
202 | LV_4131-2_0_9_line_202 |  | 197 | 198 | 0.019991 | 0.125 | 0.08 | 261 | 0 | 0.364 | 1 | 1 | cs | TRUE
203 | LV_4131-2_0_9_line_203 |  | 197 | 199 | 0.017365 | 0.125 | 0.08 | 261 | 0 | 0.364 | 1 | 1 | cs | TRUE
204 | LV_4131-2_0_9_line_204 |  | 199 | 200 | 0.019762 | 0.125 | 0.08 | 261 | 0 | 0.364 | 1 | 1 | cs | TRUE
205 | LV_4131-2_0_9_line_205 |  | 200 | 201 | 0.0036033 | 0.125 | 0.08 | 261 | 0 | 0.364 | 1 | 1 | cs | TRUE
206 | LV_4131-2_0_9_line_206 |  | 201 | 210 | 0.023972 | 0.125 | 0.08 | 261 | 0 | 0.364 | 1 | 1 | cs | TRUE
207 | LV_4131-2_0_9_line_207 |  | 202 | 203 | 0.025782 | 0.125 | 0.08 | 261 | 0 | 0.364 | 1 | 3 | cs | TRUE
208 | LV_4131-2_0_9_line_208 |  | 205 | 206 | 0.020225 | 0.125 | 0.08 | 261 | 0 | 0.364 | 1 | 1 | cs | TRUE
209 | LV_4131-2_0_9_line_209 |  | 206 | 221 | 0.01615 | 0.125 | 0.08 | 261 | 0 | 0.364 | 1 | 1 | cs | TRUE
210 | LV_4131-2_0_9_line_210 |  | 207 | 208 | 0.007784 | 0.125 | 0.08 | 261 | 0 | 0.364 | 1 | 3 | cs | TRUE
211 | LV_4131-2_0_9_line_211 |  | 207 | 209 | 0.077576 | 0.125 | 0.08 | 261 | 0 | 0.364 | 1 | 1 | cs | TRUE
212 | LV_4131-2_0_9_line_212 |  | 208 | 214 | 0.050146 | 0.125 | 0.08 | 261 | 0 | 0.364 | 1 | 3 | cs | TRUE
213 | LV_4131-2_0_9_line_213 |  | 208 | 215 | 0.010251 | 0.125 | 0.08 | 261 | 0 | 0.364 | 1 | 3 | cs | TRUE
214 | LV_4131-2_0_9_line_214 |  | 209 | 216 | 0.013507 | 0.125 | 0.08 | 261 | 0 | 0.364 | 1 | 1 | cs | TRUE
215 | LV_4131-2_0_9_line_215 |  | 210 | 211 | 0.0046902 | 0.125 | 0.08 | 261 | 0 | 0.364 | 1 | 1 | cs | TRUE
216 | LV_4131-2_0_9_line_216 |  | 212 | 213 | 0.043642 | 0.125 | 0.08 | 261 | 0 | 0.364 | 1 | 3 | cs | TRUE
217 | LV_4131-2_0_9_line_217 |  | 213 | 214 | 0.018628 | 0.125 | 0.08 | 261 | 0 | 0.364 | 1 | 3 | cs | TRUE
218 | LV_4131-2_0_9_line_218 |  | 216 | 217 | 0.028597 | 0.125 | 0.08 | 261 | 0 | 0.364 | 1 | 1 | cs | TRUE
219 | LV_4131-2_0_9_line_219 |  | 218 | 219 | 0.056934 | 0.125 | 0.08 | 261 | 0 | 0.364 | 1 | 1 | cs | TRUE
220 | LV_4131-2_0_9_line_220 |  | 219 | 220 | 0.020379 | 0.125 | 0.08 | 261 | 0 | 0.364 | 1 | 1 | cs | TRUE
221 | LV_4131-2_0_9_line_221 |  | 221 | 222 | 0.019857 | 0.125 | 0.08 | 261 | 0 | 0.364 | 1 | 1 | cs | TRUE
222 | LV_4131-2_0_9_line_222 |  | 222 | 223 | 0.024286 | 0.125 | 0.08 | 261 | 0 | 0.364 | 1 | 1 | cs | TRUE

## trafo
| name | std_type | hv_bus | lv_bus | sn_mva | vn_hv_kv | vn_lv_kv | vk_percent | vkr_percent | pfe_kw | i0_percent | shift_degree | tap_side | tap_neutral | tap_min | tap_max | tap_step_percent | tap_step_degree | tap_pos | tap_phase_shifter | parallel | df | in_service
0 | LV_4131-2_0_9_trafo_211 | 0.63 MVA 20/0.4 kV | 224 | 208 | 0.63 | 20 | 0.4 | 6 | 1.206 | 1.65 | 0.2619 | 150 | hv | 0 | -2 | 2 | 2.5 | 0 | 0 | FALSE | 1 | 1 | TRUE

## line_geodata
| x0 | y0 | x1 | y1 | x2 | y2 | x3 | y3 | x4 | y4 | x5 | y5 | x6 | y6 | x7 | y7
0 | 2657689.2435 | 1236440.6207 | 2657689.2137 | 1236441.8229
1 | 2657690.6589 | 1236383.6717 | 2657689.2435 | 1236440.6207
2 | 2657688.212 | 1236482.1238 | 2657689.2137 | 1236441.8229
3 | 2657690.7305 | 1236379.4252 | 2657690.6589 | 1236383.6717
4 | 2657690.6589 | 1236383.6717 | 2657620.8245 | 1236386.0767
5 | 2657688.212 | 1236482.1238 | 2657607.9263 | 1236476.6646
6 | 2657690.7305 | 1236379.4252 | 2657691.0789 | 1236358.7629
7 | 2657606.0325 | 1236386.5861 | 2657620.8245 | 1236386.0767
8 | 2657691.0789 | 1236358.7629 | 2657691.4166 | 1236338.7329
9 | 2657606.0325 | 1236386.5861 | 2657603.0367 | 1236386.6893
10 | 2657692.7651 | 1236258.7658 | 2657691.4166 | 1236338.7329
11 | 2657692.7651 | 1236258.7658 | 2657640.1 | 1236257.0314
12 | 2657715.3226 | 1236259.5297 | 2657692.7651 | 1236258.7658
13 | 2657640.1 | 1236257.0314 | 2657619.3229 | 1236256.8828
14 | 2657640.1 | 1236257.0314 | 2657640.8586 | 1236213.2331
15 | 2657715.3226 | 1236259.5297 | 2657729.718 | 1236260.0143 | 2657734.7779 | 1236260.2747
16 | 2657715.3226 | 1236259.5297 | 2657715.2294 | 1236266.7891 | 2657718.034 | 1236270.9635 | 2657717.6595 | 1236299.6408
17 | 2657614.4538 | 1236305.5368 | 2657614.9861 | 1236292.7892 | 2657614.4282 | 1236287.1134 | 2657610.346 | 1236275.7886 | 2657606.7808 | 1236268.0934 | 2657606.3333 | 1236261.9629 | 2657609.5765 | 1236256.8131 | 2657619.3229 | 1236256.8828
18 | 2657734.7779 | 1236260.2747 | 2657735.9491 | 1236222.8027
19 | 2657734.7779 | 1236260.2747 | 2657732.9953 | 1236317.8594
20 | 2657737.9189 | 1236159.7837 | 2657735.9491 | 1236222.8027
21 | 2657732.9953 | 1236317.8594 | 2657731.204 | 1236375.7269 | 2657731.1077 | 1236377.6303
22 | 2657729.074 | 1236411.0407 | 2657729.8833 | 1236401.8312 | 2657731.1077 | 1236377.6303
23 | 2657737.9189 | 1236159.7837 | 2657739.2121 | 1236125.5779
24 | 2657737.9189 | 1236159.7837 | 2657744.2042 | 1236160.0894 | 2657748.4398 | 1236162.6322 | 2657748.4398 | 1236162.6322
25 | 2657739.7395 | 1236111.6286 | 2657739.2121 | 1236125.5779
26 | 2657748.4398 | 1236162.6322 | 2657750.8907 | 1236167.3925 | 2657750.8325 | 1236173.3848 | 2657749.1887 | 1236188.3453 | 2657750.6016 | 1236207.802
27 | 2657750.6016 | 1236207.802 | 2657750.7303 | 1236209.5742 | 2657757.3925 | 1236245.8294 | 2657762.5852 | 1236282.3569
28 | 2657771.5479 | 1236309.1196 | 2657767.138 | 1236298.8367 | 2657763.7173 | 1236290.32 | 2657762.5852 | 1236282.3569
29 | 2657373.0288 | 1235868.748 | 2657373.4333 | 1235871.7985
30 | 2657368.4755 | 1235834.4155 | 2657373.0288 | 1235868.748
31 | 2657377.4322 | 1235901.9508 | 2657373.4333 | 1235871.7985
32 | 2657368.4755 | 1235834.4155 | 2657347.6182 | 1235835.4355
33 | 2657378.2451 | 1235908.0802 | 2657377.4322 | 1235901.9508
34 | 2657378.2451 | 1235908.0802 | 2657379.3083 | 1235946.5226
35 | 2657378.2451 | 1235908.0802 | 2657386.1115 | 1235910.8246
36 | 2657379.3083 | 1235946.5226 | 2657379.8864 | 1235967.4252
37 | 2657421.7494 | 1235919.9526 | 2657416.2349 | 1235918.9431 | 2657403.0596 | 1235917.4037 | 2657386.1115 | 1235910.8246
38 | 2657421.7494 | 1235919.9526 | 2657421.173 | 1235924.8947
39 | 2657461.3148 | 1235873.5378 | 2657444.5303 | 1235896.1904 | 2657428.67 | 1235910.1574 | 2657421.7494 | 1235919.9526
40 | 2657461.3148 | 1235873.5378 | 2657467.8159 | 1235879.7381 | 2657469.7542 | 1235899.1807 | 2657470.0225 | 1235909.8406
41 | 2657461.3148 | 1235873.5378 | 2657470.4517 | 1235861.2021
42 | 2657480.8445 | 1235841.8809 | 2657470.7997 | 1235860.7323 | 2657470.4517 | 1235861.2021
43 | 2657412.451 | 1235999.6712 | 2657411.767 | 1236005.5352
44 | 2657410.0117 | 1236020.5834 | 2657411.767 | 1236005.5352
45 | 2657485.436 | 1235833.2641 | 2657480.8445 | 1235841.8809
46 | 2657393.6288 | 1236435.3129 | 2657395.4768 | 1236424.6823
47 | 2657394.7472 | 1236448.7162 | 2657393.2515 | 1236437.4833 | 2657393.6288 | 1236435.3129
48 | 2657436.5556 | 1236425.4124 | 2657393.6288 | 1236435.3129
49 | 2657398.8596 | 1236405.2228 | 2657395.4768 | 1236424.6823
50 | 2657394.7472 | 1236448.7162 | 2657391.3394 | 1236453.6977 | 2657389.9892 | 1236474.3982 | 2657383.5258 | 1236496.4725 | 2657383.2421 | 1236497.5727
51 | 2657394.7472 | 1236448.7162 | 2657400.0966 | 1236449.5351 | 2657403.0267 | 1236454.8335 | 2657402.677 | 1236459.5428
52 | 2657435.3822 | 1236388.8665 | 2657434.052 | 1236412.4276 | 2657436.5556 | 1236425.4124
53 | 2657464.9719 | 1236445.8818 | 2657454.5269 | 1236443.8239 | 2657443.5614 | 1236438.47 | 2657437.381 | 1236429.6933 | 2657436.5556 | 1236425.4124
54 | 2657409.3389 | 1236391.1131 | 2657398.8596 | 1236405.2228
55 | 2657372.9204 | 1236543.4966 | 2657378.7383 | 1236515.0385 | 2657383.2421 | 1236497.5727
56 | 2657402.677 | 1236459.5428 | 2657401.7653 | 1236471.8214 | 2657400.3858 | 1236484.4348
57 | 2657440.699 | 1236359.6086 | 2657435.5495 | 1236385.9025 | 2657435.3822 | 1236388.8665
58 | 2657473.5515 | 1236422.5494 | 2657464.9719 | 1236445.8818
59 | 2657393.9339 | 1236346.5079 | 2657393.9339 | 1236346.5079 | 2657399.5955 | 1236354.1788 | 2657401.1549 | 1236365.857 | 2657399.0773 | 1236382.7481 | 2657400.2267 | 1236387.5178 | 2657405.2178 | 1236390.19 | 2657409.3389 | 1236391.1131
60 | 2657360.5436 | 1236332.1317 | 2657381.0962 | 1236340.6691 | 2657393.9339 | 1236346.5079
61 | 2657372.9204 | 1236543.4966 | 2657366.1506 | 1236576.6114
62 | 2657399.0844 | 1236496.3338 | 2657400.3858 | 1236484.4348
63 | 2657349.046 | 1236580.9063 | 2657360.4492 | 1236581.6612 | 2657366.1503 | 1236576.6129 | 2657366.1506 | 1236576.6114
64 | 2657453.3543 | 1236519.0844 | 2657399.0844 | 1236496.3338
65 | 2657451.7541 | 1236529.1673 | 2657453.3543 | 1236519.0844
66 | 2657449.0354 | 1236546.1202 | 2657450.516 | 1236536.9685 | 2657451.7541 | 1236529.1673
67 | 2657354.0382 | 1236528.2286 | 2657353.8577 | 1236531.1038
68 | 2657354.0382 | 1236528.2286 | 2657357.6281 | 1236471.0503 | 2657357.7043 | 1236467.5749
69 | 2657349.046 | 1236580.9063 | 2657353.7562 | 1236532.7201 | 2657353.8577 | 1236531.1038
70 | 2657326.0153 | 1236602.6317 | 2657345.3054 | 1236604.6969 | 2657349.046 | 1236580.9063
71 | 2657449.0354 | 1236546.1202 | 2657446.9025 | 1236559.3038 | 2657449.8145 | 1236568.816 | 2657448.0244 | 1236579.4411
72 | 2657326.0153 | 1236602.6317 | 2657321.871 | 1236600.0567 | 2657319.9203 | 1236596.7579 | 2657319.8518 | 1236593.6663 | 2657321.2785 | 1236586.0082
73 | 2657321.2785 | 1236586.0082 | 2657324.5827 | 1236568.271
74 | 2657503.7882 | 1235798.8219 | 2657485.436 | 1235833.2641
75 | 2657503.7882 | 1235798.8219 | 2657510.8719 | 1235783.1579
76 | 2657510.8719 | 1235783.1579 | 2657516.566 | 1235796.1104 | 2657520.498 | 1235819.0968 | 2657520.5058 | 1235820.4046
77 | 2657520.5058 | 1235820.4046 | 2657520.5897 | 1235834.5725
78 | 2657385.3397 | 1236199.1134 | 2657385.3641 | 1236199.1859
79 | 2657354.3186 | 1236193.9366 | 2657370.2387 | 1236188.5756 | 2657375.3157 | 1236188.6247 | 2657380.3608 | 1236191.2084 | 2657383.8828 | 1236194.7781 | 2657385.3397 | 1236199.1134
80 | 2657391.0601 | 1236216.1363 | 2657385.3641 | 1236199.1859
81 | 2657354.3186 | 1236193.9366 | 2657350.7167 | 1236176.6914
82 | 2657398.2492 | 1236241.3584 | 2657398.2492 | 1236241.3584 | 2657398.7795 | 1236238.9397 | 2657397.6386 | 1236230.9346 | 2657393.8424 | 1236224.4159 | 2657391.0601 | 1236216.1363
83 | 2657354.1948 | 1236133.8738 | 2657349.6415 | 1236150.1072 | 2657349.3786 | 1236170.2845 | 2657350.7167 | 1236176.6914
84 | 2657398.2492 | 1236241.3584 | 2657396.9114 | 1236242.7575
85 | 2657354.1948 | 1236133.8738 | 2657354.883 | 1236131.296
86 | 2657354.1948 | 1236133.8738 | 2657364.249 | 1236126.8828
87 | 2657362.3783 | 1236242.4462 | 2657361.6644 | 1236268.5675
88 | 2657362.3783 | 1236242.4462 | 2657381.6509 | 1236242.8826
89 | 2657360.5436 | 1236332.1317 | 2657361.6644 | 1236268.5675
90 | 2657361.6644 | 1236268.5675 | 2657333.2714 | 1236297.4267
91 | 2657383.0793 | 1236242.915 | 2657381.6509 | 1236242.8826
92 | 2657383.0793 | 1236242.915 | 2657392.3449 | 1236243.1248 | 2657396.9114 | 1236242.7575 | 2657396.9114 | 1236242.7575
93 | 2657354.883 | 1236131.296 | 2657368.6097 | 1236079.8775 | 2657372.3539 | 1236058.2086
94 | 2657392.0073 | 1236107.5816 | 2657364.249 | 1236126.8828
95 | 2657360.5436 | 1236332.1317 | 2657360.2131 | 1236350.8395
96 | 2657322.9492 | 1236307.9184 | 2657333.2714 | 1236297.4267
97 | 2657392.0078 | 1236107.5813 | 2657392.0073 | 1236107.5816
98 | 2657398.7837 | 1236098.4689 | 2657395.578 | 1236105.0989 | 2657392.0078 | 1236107.5813
99 | 2657403.0339 | 1236080.4065 | 2657401.6085 | 1236092.6267 | 2657398.7837 | 1236098.4689
100 | 2657403.0339 | 1236080.4065 | 2657405.293 | 1236061.0388
101 | 2657405.3484 | 1236060.5635 | 2657405.293 | 1236061.0388
102 | 2657405.3484 | 1236060.5635 | 2657407.7836 | 1236039.6854
103 | 2657407.7836 | 1236039.6854 | 2657408.1485 | 1236036.5575
104 | 2657410.0117 | 1236020.5834 | 2657408.1485 | 1236036.5575
105 | 2657325.897 | 1236561.2161 | 2657324.5827 | 1236568.271
106 | 2657328.9151 | 1236527.1879 | 2657326.8025 | 1236535.9733 | 2657327.0179 | 1236555.1991 | 2657325.897 | 1236561.2161
107 | 2657359.8464 | 1236369.8075 | 2657360.0094 | 1236362.3686 | 2657360.2131 | 1236350.8395
108 | 2657470.4639 | 1236118.213 | 2657470.8125 | 1236114.2977
109 | 2657471.0759 | 1236111.3398 | 2657470.8125 | 1236114.2977
110 | 2657468.8778 | 1236136.0274 | 2657470.4639 | 1236118.213
111 | 2657510.7775 | 1236119.8772 | 2657470.4639 | 1236118.213
112 | 2657469.4878 | 1236088.7042 | 2657469.2466 | 1236097.9171 | 2657471.2635 | 1236109.2329 | 2657471.0759 | 1236111.3398
113 | 2657506.5835 | 1236153.772 | 2657509.3364 | 1236135.5962 | 2657510.7775 | 1236119.8772
114 | 2657513.0302 | 1236095.3072 | 2657510.7775 | 1236119.8772
115 | 2657470.1199 | 1236064.5566 | 2657469.4878 | 1236088.7042
116 | 2657504.5588 | 1236172.6076 | 2657504.6315 | 1236166.66 | 2657506.5835 | 1236153.772
117 | 2657513.0302 | 1236095.3072 | 2657514.3451 | 1236080.9644 | 2657514.4421 | 1236071.5842
118 | 2657470.1199 | 1236064.5566 | 2657470.8926 | 1236035.0437
119 | 2657558.9328 | 1236161.2709 | 2657549.3366 | 1236169.9726 | 2657533.1698 | 1236172.6512 | 2657520.1877 | 1236172.3253 | 2657504.5588 | 1236172.6076
120 | 2657504.5588 | 1236172.6076 | 2657509.0489 | 1236206.7067 | 2657509.6987 | 1236219.1205
121 | 2657470.8926 | 1236035.0437 | 2657471.2565 | 1236021.145
122 | 2657514.4421 | 1236071.5842 | 2657514.5093 | 1236065.0765
123 | 2657322.9492 | 1236307.9184 | 2657311.9596 | 1236319.0884
124 | 2657576.3041 | 1236058.6371 | 2657577.0069 | 1236069.5636 | 2657576.0364 | 1236075.9511
125 | 2657573.5278 | 1236092.4624 | 2657576.0364 | 1236075.9511
126 | 2657576.3041 | 1236058.6371 | 2657575.4563 | 1236045.4564
127 | 2657573.5278 | 1236092.4624 | 2657572.925 | 1236096.4306 | 2657571.4651 | 1236103.0191
128 | 2657573.9194 | 1236021.561 | 2657575.4563 | 1236045.4564
129 | 2657571.4651 | 1236103.0191 | 2657568.8316 | 1236114.9046
130 | 2657573.9194 | 1236021.561 | 2657573.1005 | 1236008.8304 | 2657570.0261 | 1235984.3986
131 | 2657564.5845 | 1236132.2578 | 2657567.3618 | 1236121.5376 | 2657568.8316 | 1236114.9046
132 | 2657570.0261 | 1235984.3986 | 2657569.843 | 1235982.9435
133 | 2657564.5845 | 1236132.2578 | 2657561.6548 | 1236143.566
134 | 2657452.0036 | 1236290.2819 | 2657452.1176 | 1236262.4915
135 | 2657452.149 | 1236254.8241 | 2657452.1176 | 1236262.4915
136 | 2657452.0036 | 1236290.2819 | 2657451.9995 | 1236291.2883 | 2657451.4858 | 1236294.64
137 | 2657452.149 | 1236254.8241 | 2657452.1888 | 1236245.1154 | 2657447.7928 | 1236214.0493
138 | 2657448.8238 | 1236312.0079 | 2657451.4858 | 1236294.64
139 | 2657445.4741 | 1236197.6638 | 2657447.7928 | 1236214.0493
140 | 2657447.612 | 1236319.9137 | 2657448.8238 | 1236312.0079
141 | 2657447.612 | 1236319.9137 | 2657444.8759 | 1236337.7655
142 | 2657505.9355 | 1236302.0125 | 2657507.8315 | 1236291.4411
143 | 2657499.6611 | 1236329.9253 | 2657503.148 | 1236317.5557 | 2657505.9355 | 1236302.0125
144 | 2657509.9706 | 1236272.8377 | 2657509.683 | 1236281.1172 | 2657507.8315 | 1236291.4411
145 | 2657499.6611 | 1236329.9253 | 2657496.5682 | 1236340.8976
146 | 2657509.9706 | 1236272.8377 | 2657510.1009 | 1236269.0883
147 | 2657490.7815 | 1236361.4259 | 2657496.5682 | 1236340.8976
148 | 2657510.7308 | 1236238.8384 | 2657510.9839 | 1236243.6719 | 2657510.1009 | 1236269.0883
149 | 2657489.3794 | 1236366.3998 | 2657490.7815 | 1236361.4259
150 | 2657510.7308 | 1236238.8384 | 2657509.6987 | 1236219.1205
151 | 2657480.5466 | 1236397.7342 | 2657489.3794 | 1236366.3998
152 | 2657516.4429 | 1235945.6561 | 2657517.5631 | 1235911.8546
153 | 2657518.3097 | 1235889.328 | 2657517.5631 | 1235911.8546
154 | 2657516.4429 | 1235945.6561 | 2657516.1211 | 1235955.3656
155 | 2657518.3097 | 1235889.328 | 2657518.4127 | 1235886.2195
156 | 2657515.4838 | 1235974.5957 | 2657516.1211 | 1235955.3656
157 | 2657518.4127 | 1235886.2195 | 2657519.0079 | 1235868.259 | 2657519.2096 | 1235864.5865
158 | 2657515.1219 | 1236005.7933 | 2657515.4264 | 1235976.3285 | 2657515.4838 | 1235974.5957
159 | 2657519.2096 | 1235864.5865 | 2657520.6158 | 1235838.9777 | 2657520.5897 | 1235834.5725
160 | 2657515.1172 | 1236006.2542 | 2657515.1219 | 1236005.7933
161 | 2657441.419 | 1236355.9324 | 2657444.5124 | 1236340.1368 | 2657444.8759 | 1236337.7655
162 | 2657441.419 | 1236355.9324 | 2657440.699 | 1236359.6086
163 | 2657667.5144 | 1235837.7891 | 2657643.5766 | 1235833.368
164 | 2657587.1391 | 1235822.9446 | 2657643.5766 | 1235833.368
165 | 2657667.5144 | 1235837.7891 | 2657668.173 | 1235842.443
166 | 2657587.1391 | 1235822.9446 | 2657580.282 | 1235856.0519
167 | 2657668.173 | 1235842.443 | 2657689.4924 | 1235845.45
168 | 2657668.173 | 1235842.443 | 2657661.5939 | 1235883.3881
169 | 2657577.581 | 1235869.0934 | 2657580.282 | 1235856.0519
170 | 2657708.1121 | 1235844.2763 | 2657700.9643 | 1235846.2526 | 2657694.1624 | 1235846.1087 | 2657689.4924 | 1235845.45
171 | 2657660.4948 | 1235890.2288 | 2657661.5939 | 1235883.3881
172 | 2657577.581 | 1235869.0934 | 2657576.0456 | 1235876.5064
173 | 2657708.1121 | 1235844.2763 | 2657713.0913 | 1235842.7458 | 2657741.0838 | 1235835.7464 | 2657745.47 | 1235832.1645
174 | 2657660.4948 | 1235890.2288 | 2657657.5429 | 1235908.5996
175 | 2657572.873 | 1235893.0528 | 2657573.9521 | 1235886.6141 | 2657576.0456 | 1235876.5064
176 | 2657572.873 | 1235893.0528 | 2657572.1553 | 1235897.3351
177 | 2657572.1553 | 1235897.3351 | 2657569.7703 | 1235911.5661
178 | 2657514.5093 | 1236065.0765 | 2657514.8113 | 1236035.8501
179 | 2657514.9841 | 1236019.1346 | 2657514.8113 | 1236035.8501
180 | 2657515.1172 | 1236006.2542 | 2657514.9841 | 1236019.1346
181 | 2657708.5168 | 1236084.8431 | 2657711.4671 | 1236083.1476
182 | 2657741.1785 | 1236073.5699 | 2657735.1311 | 1236073.6779 | 2657728.2222 | 1236074.4558 | 2657712.1975 | 1236082.7278 | 2657711.4671 | 1236083.1476
183 | 2657708.5168 | 1236084.8431 | 2657705.7292 | 1236086.4452 | 2657693.3863 | 1236092.3721
184 | 2657741.5494 | 1236057.2072 | 2657741.1785 | 1236073.5699
185 | 2657741.1785 | 1236073.5699 | 2657739.7395 | 1236111.6286
186 | 2657690.5699 | 1236093.7244 | 2657693.3863 | 1236092.3721
187 | 2657741.5494 | 1236057.2072 | 2657745.6862 | 1236054.3567 | 2657746.5226 | 1236018.1411 | 2657747.1119 | 1236011.2332
188 | 2657741.5494 | 1236057.2072 | 2657741.6171 | 1236054.2228
189 | 2657690.5699 | 1236093.7244 | 2657664.3324 | 1236106.3232 | 2657657.6022 | 1236114.0746
190 | 2657747.1119 | 1236011.2332 | 2657751.2723 | 1235962.4693
191 | 2657741.6171 | 1236054.2228 | 2657742.168 | 1236029.9555
192 | 2657642.1766 | 1236133.4961 | 2657650.9399 | 1236121.7478 | 2657657.6022 | 1236114.0746
193 | 2657757.5147 | 1235911.2107 | 2657751.9971 | 1235953.9744 | 2657751.2723 | 1235962.4693
194 | 2657569.7703 | 1235911.5661 | 2657569.4209 | 1235913.6508
195 | 2657567.7556 | 1235923.5869 | 2657569.4209 | 1235913.6508
196 | 2657567.7556 | 1235923.5869 | 2657567.0687 | 1235927.6855 | 2657567.2805 | 1235955.3863
197 | 2657567.2805 | 1235955.3863 | 2657567.339 | 1235963.0446 | 2657569.843 | 1235982.9435
198 | 2657655.4716 | 1235921.4904 | 2657657.5429 | 1235908.5996
199 | 2657655.4716 | 1235921.4904 | 2657653.2798 | 1235935.1311
200 | 2657653.6759 | 1235966.9506 | 2657649.8268 | 1235964.3227 | 2657649.2138 | 1235960.4364 | 2657653.2798 | 1235935.1311
201 | 2657745.47 | 1235832.1645 | 2657748.0181 | 1235837.8374 | 2657748.5947 | 1235841.5788 | 2657746.0296 | 1235861.4409
202 | 2657653.6759 | 1235966.9506 | 2657635.2558 | 1235974.8438
203 | 2657653.6759 | 1235966.9506 | 2657670.9592 | 1235968.6353
204 | 2657670.9592 | 1235968.6353 | 2657690.6278 | 1235970.5525
205 | 2657694.2141 | 1235970.9021 | 2657690.6278 | 1235970.5525
206 | 2657694.2141 | 1235970.9021 | 2657717.916 | 1235974.4931
207 | 2657473.5515 | 1236422.5494 | 2657480.5466 | 1236397.7342
208 | 2657743.4391 | 1235881.4993 | 2657746.0296 | 1235861.4409
209 | 2657743.4391 | 1235881.4993 | 2657741.5962 | 1235897.5441
210 | 2657559.0839 | 1236153.4895 | 2657558.9328 | 1236161.2709
211 | 2657558.9328 | 1236161.2709 | 2657558.4437 | 1236185.9824 | 2657561.7164 | 1236238.7403
212 | 2657559.0839 | 1236153.4895 | 2657564.6478 | 1236160.3145 | 2657578.4059 | 1236164.8952 | 2657584.8388 | 1236171.8399 | 2657593.6103 | 1236177.1839 | 2657600.4441 | 1236179.4628
213 | 2657559.0839 | 1236153.4895 | 2657561.6548 | 1236143.566
214 | 2657566.2184 | 1236251.2338 | 2657561.9647 | 1236242.7426 | 2657561.7164 | 1236238.7403
215 | 2657722.5533 | 1235975.1957 | 2657717.916 | 1235974.4931
216 | 2657642.1766 | 1236133.4961 | 2657629.8941 | 1236149.9622 | 2657614.1308 | 1236166.8477
217 | 2657600.4441 | 1236179.4628 | 2657611.4198 | 1236169.7517 | 2657614.1308 | 1236166.8477
218 | 2657566.2184 | 1236251.2338 | 2657554.4676 | 1236277.3052
219 | 2657785.9917 | 1235863.5789 | 2657770.3387 | 1235878.6922 | 2657758.2826 | 1235905.2591 | 2657757.5147 | 1235911.2107
220 | 2657785.9917 | 1235863.5789 | 2657789.5313 | 1235870.7847 | 2657796.5382 | 1235880.9559
221 | 2657739.3303 | 1235917.2717 | 2657741.5962 | 1235897.5441
222 | 2657731.2809 | 1235934.9273 | 2657737.1244 | 1235935.5623 | 2657739.3303 | 1235917.2717

## bus_geodata
| x | y | coords
0 | 2657689.2435 | 1236440.6207
1 | 2657689.2137 | 1236441.8229
2 | 2657690.6589 | 1236383.6717
3 | 2657688.212 | 1236482.1238
4 | 2657690.7305 | 1236379.4252
5 | 2657620.8245 | 1236386.0767
6 | 2657607.9263 | 1236476.6646
7 | 2657691.0789 | 1236358.7629
8 | 2657606.0325 | 1236386.5861
9 | 2657691.4166 | 1236338.7329
10 | 2657603.0367 | 1236386.6893
11 | 2657692.7651 | 1236258.7658
12 | 2657640.1 | 1236257.0314
13 | 2657715.3226 | 1236259.5297
14 | 2657619.3229 | 1236256.8828
15 | 2657640.8586 | 1236213.2331
16 | 2657734.7779 | 1236260.2747
17 | 2657717.6595 | 1236299.6408
18 | 2657614.4538 | 1236305.5368
19 | 2657735.9491 | 1236222.8027
20 | 2657732.9953 | 1236317.8594
21 | 2657731.1077 | 1236377.6303
22 | 2657729.074 | 1236411.0407
23 | 2657737.9189 | 1236159.7837
24 | 2657739.2121 | 1236125.5779
25 | 2657748.4398 | 1236162.6322
26 | 2657762.5852 | 1236282.3569
27 | 2657750.6016 | 1236207.802
28 | 2657771.5479 | 1236309.1196
29 | 2657373.0288 | 1235868.748
30 | 2657373.4333 | 1235871.7985
31 | 2657368.4755 | 1235834.4155
32 | 2657377.4322 | 1235901.9508
33 | 2657347.6182 | 1235835.4355
34 | 2657378.2451 | 1235908.0802
35 | 2657379.3083 | 1235946.5226
36 | 2657386.1115 | 1235910.8246
37 | 2657421.7494 | 1235919.9526
38 | 2657421.173 | 1235924.8947
39 | 2657461.3148 | 1235873.5378
40 | 2657470.0225 | 1235909.8406
41 | 2657470.4517 | 1235861.2021
42 | 2657379.8864 | 1235967.4252
43 | 2657412.451 | 1235999.6712
44 | 2657411.767 | 1236005.5352
45 | 2657480.8445 | 1235841.8809
46 | 2657393.6288 | 1236435.3129
47 | 2657395.4768 | 1236424.6823
48 | 2657394.7472 | 1236448.7162
49 | 2657436.5556 | 1236425.4124
50 | 2657398.8596 | 1236405.2228
51 | 2657383.2421 | 1236497.5727
52 | 2657402.677 | 1236459.5428
53 | 2657435.3822 | 1236388.8665
54 | 2657464.9719 | 1236445.8818
55 | 2657409.3389 | 1236391.1131
56 | 2657393.9339 | 1236346.5079
57 | 2657372.9204 | 1236543.4966
58 | 2657400.3858 | 1236484.4348
59 | 2657366.1506 | 1236576.6114
60 | 2657453.3543 | 1236519.0844
61 | 2657399.0844 | 1236496.3338
62 | 2657451.7541 | 1236529.1673
63 | 2657354.0382 | 1236528.2286
64 | 2657353.8577 | 1236531.1038
65 | 2657357.7043 | 1236467.5749
66 | 2657349.046 | 1236580.9063
67 | 2657449.0354 | 1236546.1202
68 | 2657448.0244 | 1236579.4411
69 | 2657326.0153 | 1236602.6317
70 | 2657321.2785 | 1236586.0082
71 | 2657485.436 | 1235833.2641
72 | 2657503.7882 | 1235798.8219
73 | 2657510.8719 | 1235783.1579
74 | 2657520.5058 | 1235820.4046
75 | 2657385.3397 | 1236199.1134
76 | 2657385.3641 | 1236199.1859
77 | 2657354.3186 | 1236193.9366
78 | 2657391.0601 | 1236216.1363
79 | 2657350.7167 | 1236176.6914
80 | 2657398.2492 | 1236241.3584
81 | 2657354.1948 | 1236133.8738
82 | 2657362.3783 | 1236242.4462
83 | 2657361.6644 | 1236268.5675
84 | 2657381.6509 | 1236242.8826
85 | 2657396.9114 | 1236242.7575
86 | 2657354.883 | 1236131.296
87 | 2657364.249 | 1236126.8828
88 | 2657360.5436 | 1236332.1317
89 | 2657333.2714 | 1236297.4267
90 | 2657383.0793 | 1236242.915
91 | 2657372.3539 | 1236058.2086
92 | 2657392.0073 | 1236107.5816
93 | 2657392.0078 | 1236107.5813
94 | 2657398.7837 | 1236098.4689
95 | 2657403.0339 | 1236080.4065
96 | 2657405.293 | 1236061.0388
97 | 2657405.3484 | 1236060.5635
98 | 2657407.7836 | 1236039.6854
99 | 2657410.0117 | 1236020.5834
100 | 2657408.1485 | 1236036.5575
101 | 2657324.5827 | 1236568.271
102 | 2657325.897 | 1236561.2161
103 | 2657328.9151 | 1236527.1879
104 | 2657359.8464 | 1236369.8075
105 | 2657360.2131 | 1236350.8395
106 | 2657470.8125 | 1236114.2977
107 | 2657470.4639 | 1236118.213
108 | 2657471.0759 | 1236111.3398
109 | 2657468.8778 | 1236136.0274
110 | 2657510.7775 | 1236119.8772
111 | 2657469.4878 | 1236088.7042
112 | 2657506.5835 | 1236153.772
113 | 2657513.0302 | 1236095.3072
114 | 2657470.1199 | 1236064.5566
115 | 2657504.5588 | 1236172.6076
116 | 2657470.8926 | 1236035.0437
117 | 2657514.4421 | 1236071.5842
118 | 2657322.9492 | 1236307.9184
119 | 2657311.9596 | 1236319.0884
120 | 2657576.0364 | 1236075.9511
121 | 2657576.3041 | 1236058.6371
122 | 2657573.5278 | 1236092.4624
123 | 2657575.4563 | 1236045.4564
124 | 2657571.4651 | 1236103.0191
125 | 2657573.9194 | 1236021.561
126 | 2657568.8316 | 1236114.9046
127 | 2657570.0261 | 1235984.3986
128 | 2657564.5845 | 1236132.2578
129 | 2657452.1176 | 1236262.4915
130 | 2657452.0036 | 1236290.2819
131 | 2657452.149 | 1236254.8241
132 | 2657451.4858 | 1236294.64
133 | 2657447.7928 | 1236214.0493
134 | 2657448.8238 | 1236312.0079
135 | 2657445.4741 | 1236197.6638
136 | 2657447.612 | 1236319.9137
137 | 2657505.9355 | 1236302.0125
138 | 2657507.8315 | 1236291.4411
139 | 2657499.6611 | 1236329.9252
140 | 2657509.9706 | 1236272.8377
141 | 2657496.5682 | 1236340.8976
142 | 2657510.1009 | 1236269.0883
143 | 2657490.7815 | 1236361.4259
144 | 2657510.7308 | 1236238.8384
145 | 2657489.3794 | 1236366.3998
146 | 2657517.5631 | 1235911.8546
147 | 2657516.4429 | 1235945.6561
148 | 2657518.3097 | 1235889.328
149 | 2657516.1211 | 1235955.3656
150 | 2657518.4127 | 1235886.2195
151 | 2657515.4838 | 1235974.5957
152 | 2657519.2096 | 1235864.5865
153 | 2657515.1219 | 1236005.7933
154 | 2657520.5897 | 1235834.5725
155 | 2657444.8759 | 1236337.7655
156 | 2657441.419 | 1236355.9324
157 | 2657643.5766 | 1235833.368
158 | 2657667.5144 | 1235837.7891
159 | 2657587.1391 | 1235822.9446
160 | 2657668.173 | 1235842.443
161 | 2657580.282 | 1235856.0519
162 | 2657689.4924 | 1235845.45
163 | 2657661.5939 | 1235883.3881
164 | 2657577.581 | 1235869.0934
165 | 2657708.1121 | 1235844.2763
166 | 2657660.4948 | 1235890.2288
167 | 2657576.0456 | 1235876.5064
168 | 2657572.873 | 1235893.0528
169 | 2657572.1553 | 1235897.3351
170 | 2657440.699 | 1236359.6086
171 | 2657514.5093 | 1236065.0765
172 | 2657514.8113 | 1236035.8501
173 | 2657514.9841 | 1236019.1346
174 | 2657515.1172 | 1236006.2542
175 | 2657471.2565 | 1236021.145
176 | 2657711.4671 | 1236083.1476
177 | 2657708.5168 | 1236084.8431
178 | 2657741.1785 | 1236073.5699
179 | 2657693.3863 | 1236092.3721
180 | 2657741.5494 | 1236057.2072
181 | 2657739.7395 | 1236111.6286
182 | 2657690.5699 | 1236093.7244
183 | 2657747.1119 | 1236011.2332
184 | 2657741.6171 | 1236054.2228
185 | 2657657.6022 | 1236114.0746
186 | 2657751.2723 | 1235962.4693
187 | 2657742.168 | 1236029.9555
188 | 2657569.7703 | 1235911.5661
189 | 2657569.4209 | 1235913.6508
190 | 2657567.7556 | 1235923.5869
191 | 2657567.2805 | 1235955.3863
192 | 2657569.843 | 1235982.9435
193 | 2657657.5429 | 1235908.5996
194 | 2657655.4716 | 1235921.4904
195 | 2657653.2798 | 1235935.1311
196 | 2657745.47 | 1235832.1645
197 | 2657653.6759 | 1235966.9506
198 | 2657635.2558 | 1235974.8438
199 | 2657670.9592 | 1235968.6353
200 | 2657690.6278 | 1235970.5525
201 | 2657694.2141 | 1235970.9021
202 | 2657473.5515 | 1236422.5494
203 | 2657480.5466 | 1236397.7342
204 | 2657509.6987 | 1236219.1205
205 | 2657746.0296 | 1235861.4409
206 | 2657743.4391 | 1235881.4993
207 | 2657558.9328 | 1236161.2709
208 | 2657559.0839 | 1236153.4895
209 | 2657561.7164 | 1236238.7403
210 | 2657717.916 | 1235974.4931
211 | 2657722.5533 | 1235975.1957
212 | 2657642.1766 | 1236133.4961
213 | 2657614.1308 | 1236166.8477
214 | 2657600.4441 | 1236179.4628
215 | 2657561.6548 | 1236143.566
216 | 2657566.2184 | 1236251.2338
217 | 2657554.4676 | 1236277.3052
218 | 2657757.5147 | 1235911.2107
219 | 2657785.9917 | 1235863.5789
220 | 2657796.5382 | 1235880.9559
221 | 2657741.5962 | 1235897.5441
222 | 2657739.3303 | 1235917.2717
223 | 2657731.2809 | 1235934.9273
224 | 2657558.9328 | 1236161.2709

## line_std_types
| c_nf_per_km | r_ohm_per_km | x_ohm_per_km | max_i_ka | type | q_mm2 | alpha | voltage_rating
NAYY 4x50 SE | 210 | 0.642 | 0.083 | 0.142 | cs | 50 | 0.00403 | LV
NAYY 4x120 SE | 264 | 0.225 | 0.08 | 0.242 | cs | 120 | 0.00403 | LV
NAYY 4x150 SE | 261 | 0.208 | 0.08 | 0.27 | cs | 150 | 0.00403 | LV
NA2XS2Y 1x95 RM/25 12/20 kV | 216 | 0.313 | 0.132 | 0.252 | cs | 95 | 0.00403 | MV
NA2XS2Y 1x185 RM/25 12/20 kV | 273 | 0.161 | 0.117 | 0.362 | cs | 185 | 0.00403 | MV
NA2XS2Y 1x240 RM/25 12/20 kV | 304 | 0.122 | 0.112 | 0.421 | cs | 240 | 0.00403 | MV
NA2XS2Y 1x95 RM/25 6/10 kV | 315 | 0.313 | 0.123 | 0.249 | cs | 95 | 0.00403 | MV
NA2XS2Y 1x185 RM/25 6/10 kV | 406 | 0.161 | 0.11 | 0.358 | cs | 185 | 0.00403 | MV
NA2XS2Y 1x240 RM/25 6/10 kV | 456 | 0.122 | 0.105 | 0.416 | cs | 240 | 0.00403 | MV
NA2XS2Y 1x150 RM/25 12/20 kV | 250 | 0.206 | 0.116 | 0.319 | cs | 150 | 0.00403 | MV
NA2XS2Y 1x120 RM/25 12/20 kV | 230 | 0.253 | 0.119 | 0.283 | cs | 120 | 0.00403 | MV
NA2XS2Y 1x70 RM/25 12/20 kV | 190 | 0.443 | 0.132 | 0.22 | cs | 70 | 0.00403 | MV
NA2XS2Y 1x150 RM/25 6/10 kV | 360 | 0.206 | 0.11 | 0.315 | cs | 150 | 0.00403 | MV
NA2XS2Y 1x120 RM/25 6/10 kV | 340 | 0.253 | 0.113 | 0.28 | cs | 120 | 0.00403 | MV
NA2XS2Y 1x70 RM/25 6/10 kV | 280 | 0.443 | 0.123 | 0.217 | cs | 70 | 0.00403 | MV
N2XS(FL)2Y 1x120 RM/35 64/110 kV | 112 | 0.153 | 0.166 | 0.366 | cs | 120 | 0.00393 | HV
N2XS(FL)2Y 1x185 RM/35 64/110 kV | 125 | 0.099 | 0.156 | 0.457 | cs | 185 | 0.00393 | HV
N2XS(FL)2Y 1x240 RM/35 64/110 kV | 135 | 0.075 | 0.149 | 0.526 | cs | 240 | 0.00393 | HV
N2XS(FL)2Y 1x300 RM/35 64/110 kV | 144 | 0.06 | 0.144 | 0.588 | cs | 300 | 0.00393 | HV
15-AL1/3-ST1A 0.4 | 11 | 1.8769 | 0.35 | 0.105 | ol | 16 | 0.00403 | LV
24-AL1/4-ST1A 0.4 | 11.25 | 1.2012 | 0.335 | 0.14 | ol | 24 | 0.00403 | LV
48-AL1/8-ST1A 0.4 | 12.2 | 0.5939 | 0.3 | 0.21 | ol | 48 | 0.00403 | LV
94-AL1/15-ST1A 0.4 | 13.2 | 0.306 | 0.29 | 0.35 | ol | 94 | 0.00403 | LV
34-AL1/6-ST1A 10.0 | 9.7 | 0.8342 | 0.36 | 0.17 | ol | 34 | 0.00403 | MV
48-AL1/8-ST1A 10.0 | 10.1 | 0.5939 | 0.35 | 0.21 | ol | 48 | 0.00403 | MV
70-AL1/11-ST1A 10.0 | 10.4 | 0.4132 | 0.339 | 0.29 | ol | 70 | 0.00403 | MV
94-AL1/15-ST1A 10.0 | 10.75 | 0.306 | 0.33 | 0.35 | ol | 94 | 0.00403 | MV
122-AL1/20-ST1A 10.0 | 11.1 | 0.2376 | 0.323 | 0.41 | ol | 122 | 0.00403 | MV
149-AL1/24-ST1A 10.0 | 11.25 | 0.194 | 0.315 | 0.47 | ol | 149 | 0.00403 | MV
34-AL1/6-ST1A 20.0 | 9.15 | 0.8342 | 0.382 | 0.17 | ol | 34 | 0.00403 | MV
48-AL1/8-ST1A 20.0 | 9.5 | 0.5939 | 0.372 | 0.21 | ol | 48 | 0.00403 | MV
70-AL1/11-ST1A 20.0 | 9.7 | 0.4132 | 0.36 | 0.29 | ol | 70 | 0.00403 | MV
94-AL1/15-ST1A 20.0 | 10 | 0.306 | 0.35 | 0.35 | ol | 94 | 0.00403 | MV
122-AL1/20-ST1A 20.0 | 10.3 | 0.2376 | 0.344 | 0.41 | ol | 122 | 0.00403 | MV
149-AL1/24-ST1A 20.0 | 10.5 | 0.194 | 0.337 | 0.47 | ol | 149 | 0.00403 | MV
184-AL1/30-ST1A 20.0 | 10.75 | 0.1571 | 0.33 | 0.535 | ol | 184 | 0.00403 | MV
243-AL1/39-ST1A 20.0 | 11 | 0.1188 | 0.32 | 0.645 | ol | 243 | 0.00403 | MV
48-AL1/8-ST1A 110.0 | 8 | 0.5939 | 0.46 | 0.21 | ol | 48 | 0.00403 | HV
70-AL1/11-ST1A 110.0 | 8.4 | 0.4132 | 0.45 | 0.29 | ol | 70 | 0.00403 | HV
94-AL1/15-ST1A 110.0 | 8.65 | 0.306 | 0.44 | 0.35 | ol | 94 | 0.00403 | HV
122-AL1/20-ST1A 110.0 | 8.5 | 0.2376 | 0.43 | 0.41 | ol | 122 | 0.00403 | HV
149-AL1/24-ST1A 110.0 | 8.75 | 0.194 | 0.41 | 0.47 | ol | 149 | 0.00403 | HV
184-AL1/30-ST1A 110.0 | 8.8 | 0.1571 | 0.4 | 0.535 | ol | 184 | 0.00403 | HV
243-AL1/39-ST1A 110.0 | 9 | 0.1188 | 0.39 | 0.645 | ol | 243 | 0.00403 | HV
305-AL1/39-ST1A 110.0 | 9.2 | 0.0949 | 0.38 | 0.74 | ol | 305 | 0.00403 | HV
490-AL1/64-ST1A 110.0 | 9.75 | 0.059 | 0.37 | 0.96 | ol | 490 | 0.00403 | HV
679-AL1/86-ST1A 110.0 | 9.95 | 0.042 | 0.36 | 1.15 | ol | 679 | 0.00403 | HV
490-AL1/64-ST1A 220.0 | 10 | 0.059 | 0.285 | 0.96 | ol | 490 | 0.00403 | HV
679-AL1/86-ST1A 220.0 | 11.7 | 0.042 | 0.275 | 1.15 | ol | 679 | 0.00403 | HV
490-AL1/64-ST1A 380.0 | 11 | 0.059 | 0.253 | 0.96 | ol | 490 | 0.00403 | HV
679-AL1/86-ST1A 380.0 | 14.6 | 0.042 | 0.25 | 1.15 | ol | 679 | 0.00403 | HV

## trafo_std_types
| i0_percent | pfe_kw | vkr_percent | sn_mva | vn_lv_kv | vn_hv_kv | vk_percent | shift_degree | vector_group | tap_side | tap_neutral | tap_min | tap_max | tap_step_degree | tap_step_percent | tap_phase_shifter
160 MVA 380/110 kV | 0.06 | 60 | 0.25 | 160 | 110 | 380 | 12.2 | 0 | Yy0 | hv | 0 | -9 | 9 | 0 | 1.5 | FALSE
100 MVA 220/110 kV | 0.06 | 55 | 0.26 | 100 | 110 | 220 | 12 | 0 | Yy0 | hv | 0 | -9 | 9 | 0 | 1.5 | FALSE
63 MVA 110/20 kV | 0.04 | 22 | 0.32 | 63 | 20 | 110 | 18 | 150 | YNd5 | hv | 0 | -9 | 9 | 0 | 1.5 | FALSE
40 MVA 110/20 kV | 0.05 | 18 | 0.34 | 40 | 20 | 110 | 16.2 | 150 | YNd5 | hv | 0 | -9 | 9 | 0 | 1.5 | FALSE
25 MVA 110/20 kV | 0.07 | 14 | 0.41 | 25 | 20 | 110 | 12 | 150 | YNd5 | hv | 0 | -9 | 9 | 0 | 1.5 | FALSE
63 MVA 110/10 kV | 0.04 | 22 | 0.32 | 63 | 10 | 110 | 18 | 150 | YNd5 | hv | 0 | -9 | 9 | 0 | 1.5 | FALSE
40 MVA 110/10 kV | 0.05 | 18 | 0.34 | 40 | 10 | 110 | 16.2 | 150 | YNd5 | hv | 0 | -9 | 9 | 0 | 1.5 | FALSE
25 MVA 110/10 kV | 0.07 | 14 | 0.41 | 25 | 10 | 110 | 12 | 150 | YNd5 | hv | 0 | -9 | 9 | 0 | 1.5 | FALSE
0.25 MVA 20/0.4 kV | 0.32 | 0.8 | 1.44 | 0.25 | 0.4 | 20 | 6 | 150 | Yzn5 | hv | 0 | -2 | 2 | 0 | 2.5 | FALSE
0.4 MVA 20/0.4 kV | 0.3375 | 1.35 | 1.425 | 0.4 | 0.4 | 20 | 6 | 150 | Dyn5 | hv | 0 | -2 | 2 | 0 | 2.5 | FALSE
0.63 MVA 20/0.4 kV | 0.2619 | 1.65 | 1.206 | 0.63 | 0.4 | 20 | 6 | 150 | Dyn5 | hv | 0 | -2 | 2 | 0 | 2.5 | FALSE
0.25 MVA 10/0.4 kV | 0.24 | 0.6 | 1.2 | 0.25 | 0.4 | 10 | 4 | 150 | Dyn5 | hv | 0 | -2 | 2 | 0 | 2.5 | FALSE
0.4 MVA 10/0.4 kV | 0.2375 | 0.95 | 1.325 | 0.4 | 0.4 | 10 | 4 | 150 | Dyn5 | hv | 0 | -2 | 2 | 0 | 2.5 | FALSE
0.63 MVA 10/0.4 kV | 0.1873 | 1.18 | 1.0794 | 0.63 | 0.4 | 10 | 4 | 150 | Dyn5 | hv | 0 | -2 | 2 | 0 | 2.5 | FALSE

## trafo3w_std_types
| sn_hv_mva | sn_mv_mva | sn_lv_mva | vn_hv_kv | vn_mv_kv | vn_lv_kv | vk_hv_percent | vk_mv_percent | vk_lv_percent | vkr_hv_percent | vkr_mv_percent | vkr_lv_percent | pfe_kw | i0_percent | shift_mv_degree | shift_lv_degree | vector_group | tap_side | tap_neutral | tap_min | tap_max | tap_step_percent
63/25/38 MVA 110/20/10 kV | 63 | 25 | 38 | 110 | 20 | 10 | 10.4 | 10.4 | 10.4 | 0.28 | 0.32 | 0.35 | 35 | 0.89 | 0 | 0 | YN0yn0yn0 | hv | 0 | -10 | 10 | 1.2
63/25/38 MVA 110/10/10 kV | 63 | 25 | 38 | 110 | 10 | 10 | 10.4 | 10.4 | 10.4 | 0.28 | 0.32 | 0.35 | 35 | 0.89 | 0 | 0 | YN0yn0yn0 | hv | 0 | -10 | 10 | 1.2

## fuse_std_types
| fuse_type | i_rated_a | t_avg | t_min | t_total | x_avg | x_min | x_total
HV 100A | HV 100A | 100 | 0 | [10.0, 3.64, 0.854, 0.281, 0.1, 0.0531, 0.022, 0.01] | [10.0, 4.267, 1.21, 0.403, 0.1, 0.058, 0.022, 0.01] | 0 | [300.0, 350.0, 450.0, 550.0, 700.0, 850.0, 1200.0, 1752.0] | [600.0, 700.0, 900.0, 1150.0, 1665.0, 2000.0, 3000.0, 4313.0]
HV 10A | HV 10A | 10 | 0 | [10.0, 1675.0, 0.344, 0.156, 0.1, 0.0417, 0.0171, 0.01] | [10.0, 1.3, 0.3, 0.155, 0.1, 0.0555, 0.023, 0.01] | 0 | [30.0, 32.0, 35.0, 37.0, 39.0, 50.0, 70.0, 88.0] | [60.0, 70.0, 80.0, 87.0, 94.0, 110.0, 150.0, 216.0]
HV 125A | HV 125A | 125 | 0 | [10.0, 1.82, 0.344, 0.1, 0.0467, 0.0269, 0.01] | [10.0, 2.478, 0.426, 0.1, 0.0427, 0.0211, 0.01] | 0 | [375.0, 500.0, 700.0, 925.0, 1200.0, 1500.0, 2341.0] | [750.0, 1000.0, 1500.0, 2200.0, 3000.0, 4000.0, 5765.0]
HV 160A | HV 160A | 160 | 0 | [10.0, 4.15, 1.03, 0.198, 0.1, 0.051, 0.0172, 0.01] | [10.0, 2.3, 0.734, 0.274, 0.1, 0.046, 0.0177, 0.01] | 0 | [480.0, 550.0, 700.0, 1000.0, 1260.0, 1600.0, 2500.0, 3227.0] | [960.0, 1300.0, 1700.0, 2200.0, 2996.0, 4000.0, 6000.0, 7946.0]
HV 16A | HV 16A | 16 | 0 | [10.0, 0.352, 0.164, 0.1, 0.0649, 0.0342, 0.01] | [10.0, 2.34, 0.722, 0.181, 0.1, 0.055, 0.0296, 0.01] | 0 | [48.0, 60.0, 65.0, 71.0, 80.0, 100.0, 162.0] | [96.0, 110.0, 125.0, 150.0, 168.0, 200.0, 250.0, 398.0]
HV 200A | HV 200A | 200 | 0 | [10.0, 4.267, 1.21, 0.403, 0.1, 0.058, 0.022, 0.01] | [10.0, 3.73, 1.654, 0.328, 0.1, 0.0531, 0.019, 0.01] | 0 | [600.0, 700.0, 900.0, 1150.0, 1665.0, 2000.0, 3000.0, 4313.0] | [1200.0, 1500.0, 1800.0, 2700.0, 3960.0, 5000.0, 7500.0, 10620.0]
HV 20A | HV 20A | 20 | 0 | [10.0, 1.3, 0.3, 0.155, 0.1, 0.0555, 0.023, 0.01] | [10.0, 1.3, 0.161, 0.1, 0.0611, 0.0399, 0.0141, 0.01] | 0 | [60.0, 70.0, 80.0, 87.0, 94.0, 110.0, 150.0, 216.0] | [120.0, 150.0, 200.0, 223.0, 260.0, 300.0, 450.0, 532.0]
HV 25A | HV 25A | 25 | 0 | [10.0, 2.512, 0.833, 0.299, 0.1, 0.0372, 0.0223, 0.01] | [10.0, 3.125, 0.597, 0.198, 0.1, 0.0378, 0.022, 0.01] | 0 | [75.0, 82.0, 90.0, 100.0, 124.0, 170.0, 200.0, 289.0] | [150.0, 170.0, 210.0, 250.0, 294.0, 400.0, 500.0, 711.0]
HV 31.5A | HV 31.5A | 31.5 | 0 | [10.0, 2.34, 0.722, 0.181, 0.1, 0.055, 0.0296, 0.01] | [10.0, 2.84, 0.368, 0.164, 0.1, 0.0621, 0.0378, 0.0195, 0.01] | 0 | [95.0, 110.0, 125.0, 150.0, 165.0, 200.0, 250.0, 390.0] | [189.0, 220.0, 300.0, 350.0, 393.0, 450.0, 530.0, 700.0, 960.0]
HV 40A | HV 40A | 40 | 0 | [10.0, 1.3, 0.161, 0.1, 0.0611, 0.0399, 0.0141, 0.01] | [10.0, 2.05, 0.369, 0.198, 0.1, 0.051, 0.0298, 0.01] | 0 | [120.0, 150.0, 200.0, 223.0, 260.0, 300.0, 450.0, 532.0] | [240.0, 300.0, 400.0, 450.0, 530.0, 650.0, 800.0, 1311.0]
HV 50A | HV 50A | 50 | 0 | [10.0, 3.215, 0.597, 0.198, 0.1, 0.0378, 0.022, 0.01] | [10.0, 3.64, 0.854, 0.281, 0.1, 0.0531, 0.022, 0.01] | 0 | [150.0, 170.0, 210.0, 250.0, 294.0, 400.0, 500.0, 711.0] | [300.0, 350.0, 450.0, 550.0, 700.0, 850.0, 1200.0, 1752.0]
HV 6.3A | HV 6.3A | 6.3 | 0 | [10.0, 1.39, 0.344, 0.168, 0.1, 0.056, 0.0263, 0.01] | [10.0, 1.711, 0.516, 0.198, 0.1, 0.0634, 0.0303, 0.01] | 0 | [19.0, 19.5, 20.4, 20.8, 22.0, 25.0, 32.0, 48.0] | [38.0, 40.0, 43.0, 48.0, 53.0, 60.0, 75.0, 118.0]
HV 63A | HV 63A | 63 | 0 | [10.0, 2.84, 0.368, 0.164, 0.1, 0.0621, 0.0378, 0.0195, 0.01] | [10.0, 1.82, 0.344, 0.1, 0.0467, 0.0269, 0.01] | 0 | [189.0, 220.0, 300.0, 350.0, 393.0, 450.0, 530.0, 700.0, 961.0] | [378.0, 500.0, 700.0, 934.0, 1200.0, 1500.0, 2366.0]
HV 80A | HV 80A | 80 | 0 | [10.0, 2.05, 0.369, 0.198, 0.1, 0.051, 0.0298, 0.01] | [10.0, 4.15, 1.03, 0.198, 0.1, 0.051, 0.0172, 0.01] | 0 | [240.0, 300.0, 400.0, 450.0, 530.0, 650.0, 800.0, 1311.0] | [480.0, 550.0, 700.0, 1000.0, 1260.0, 1600.0, 2500.0, 3227.0]
Siemens NH-1-100 | Siemens NH-1-100 | 100 | [5400.0, 2000.0, 400.0, 20.0, 1.0, 0.2, 0.012, 0.004] | 0 | 0 | [150.0, 190.0, 250.0, 430.0, 900.0, 1250.0, 2700.0, 3600.0] | 0 | 0
Siemens NH-1-125 | Siemens NH-1-125 | 125 | [4800.0, 120.0, 7.0, 0.1, 0.004] | 0 | 0 | [180.0, 400.0, 740.0, 2000.0, 4250.0] | 0 | 0
Siemens NH-1-16 | Siemens NH-1-16 | 16 | [4000.0, 400.0, 2.0, 0.1, 0.04, 0.01] | 0 | 0 | [26.0, 35.0, 75.0, 150.0, 200.0, 300.0] | 0 | 0
Siemens NH-1-160 | Siemens NH-1-160 | 160 | [4800.0, 120.0, 7.0, 0.1, 0.004] | 0 | 0 | [210.0, 500.0, 900.0, 2300.0, 5000.0] | 0 | 0
Siemens NH-1-25 | Siemens NH-1-25 | 25 | [4000.0, 1000.0, 10.0, 0.2, 0.02, 0.01] | 0 | 0 | [40.0, 50.0, 100.0, 210.0, 400.0, 500.0] | 0 | 0
Siemens NH-1-50 | Siemens NH-1-50 | 50 | [4000.0, 40.0, 4.0, 1.0, 0.02, 0.01] | 0 | 0 | [86.0, 200.0, 300.0, 400.0, 1000.0, 1280.0] | 0 | 0
Siemens NH-1-63 | Siemens NH-1-63 | 63 | [4000.0, 100.0, 10.0, 2.0, 0.04, 0.01] | 0 | 0 | [100.0, 200.0, 300.0, 400.0, 1000.0, 1500.0] | 0 | 0
Siemens NH-1-80 | Siemens NH-1-80 | 80 | [4800.0, 120.0, 7.0, 0.1, 0.01] | 0 | 0 | [150.58, 250.0, 450.0, 1150.0, 2470.0] | 0 | 0
Siemens NH-2-1000 | Siemens NH-2-1000 | 1000 | [4800.0, 120.0, 7.0, 0.1, 0.004] | 0 | 0 | [1900.0, 3500.0, 8400.0, 24000.0, 52000.0] | 0 | 0
Siemens NH-2-200 | Siemens NH-2-200 | 200 | [4800.0, 120.0, 7.0, 0.1, 0.004] | 0 | 0 | [280.0, 650.0, 1200.0, 3000.0, 7000.0] | 0 | 0
Siemens NH-2-224 | Siemens NH-2-224 | 224 | [4800.0, 120.0, 7.0, 0.2, 0.04, 0.004] | 0 | 0 | [400.0, 750.0, 1453.0, 3025.0, 4315.0, 7600.0] | 0 | 0
Siemens NH-2-250 | Siemens NH-2-250 | 250 | [4800.0, 120.0, 7.0, 0.1, 0.004] | 0 | 0 | [450.0, 800.0, 1650.0, 4000.0, 8500.0] | 0 | 0
Siemens NH-2-315 | Siemens NH-2-315 | 315 | [4800.0, 120.0, 7.0, 0.1, 0.004] | 0 | 0 | [550.0, 920.0, 1900.0, 5000.0, 11000.0] | 0 | 0
Siemens NH-2-355 | Siemens NH-2-355 | 355 | [4800.0, 120.0, 6.0, 0.1, 0.004] | 0 | 0 | [650.0, 1116.27, 2350.0, 5840.0, 12790.0] | 0 | 0
Siemens NH-2-400 | Siemens NH-2-400 | 400 | [4800.0, 120.0, 7.0, 0.1, 0.004] | 0 | 0 | [720.0, 1350.0, 2800.0, 6500.0, 15000.0] | 0 | 0
Siemens NH-2-425 | Siemens NH-2-425 | 425 | [4800.0, 120.0, 7.0, 0.1, 0.004] | 0 | 0 | [850.0, 1500.0, 3050.0, 7500.0, 16500.0] | 0 | 0
Siemens NH-2-630 | Siemens NH-2-630 | 630 | [4800.0, 120.0, 7.0, 0.1, 0.004] | 0 | 0 | [1200.0, 2000.0, 4800.0, 12000.0, 26000.0] | 0 | 0

## dtypes
| element | column | dtype
0 | bus | name | object
1 | bus | vn_kv | float64
2 | bus | type | object
3 | bus | zone | object
4 | bus | in_service | bool
5 | load | name | object
6 | load | bus | uint32
7 | load | p_mw | float64
8 | load | q_mvar | float64
9 | load | const_z_percent | float64
10 | load | const_i_percent | float64
11 | load | sn_mva | float64
12 | load | scaling | float64
13 | load | in_service | bool
14 | load | type | object
15 | ext_grid | name | object
16 | ext_grid | bus | uint32
17 | ext_grid | vm_pu | float64
18 | ext_grid | va_degree | float64
19 | ext_grid | slack_weight | float64
20 | ext_grid | in_service | bool
21 | line | name | object
22 | line | std_type | object
23 | line | from_bus | uint32
24 | line | to_bus | uint32
25 | line | length_km | float64
26 | line | r_ohm_per_km | float64
27 | line | x_ohm_per_km | float64
28 | line | c_nf_per_km | float64
29 | line | g_us_per_km | float64
30 | line | max_i_ka | float64
31 | line | df | float64
32 | line | parallel | uint32
33 | line | type | object
34 | line | in_service | bool
35 | trafo | name | object
36 | trafo | std_type | object
37 | trafo | hv_bus | uint32
38 | trafo | lv_bus | uint32
39 | trafo | sn_mva | float64
40 | trafo | vn_hv_kv | float64
41 | trafo | vn_lv_kv | float64
42 | trafo | vk_percent | float64
43 | trafo | vkr_percent | float64
44 | trafo | pfe_kw | float64
45 | trafo | i0_percent | float64
46 | trafo | shift_degree | float64
47 | trafo | tap_side | object
48 | trafo | tap_neutral | int32
49 | trafo | tap_min | int32
50 | trafo | tap_max | int32
51 | trafo | tap_step_percent | float64
52 | trafo | tap_step_degree | float64
53 | trafo | tap_pos | int32
54 | trafo | tap_phase_shifter | bool
55 | trafo | parallel | uint32
56 | trafo | df | float64
57 | trafo | in_service | bool
58 | line_geodata | coords | object
59 | bus_geodata | x | float64
60 | bus_geodata | y | float64
61 | bus_geodata | coords | object

## parameters
| version | format_version | converged | OPF_converged | name | f_hz | sn_mva
0 | 2.14.6 | 2.14.0 | FALSE | FALSE |  | 50 | 1