## bus
| name | vn_kv | type | zone | in_service
0 | bus_LV_4139-7_0_6_node_0 | 0.4 | n |  | TRUE
1 | bus_LV_4139-7_0_6_node_1 | 0.4 | n |  | TRUE
2 | bus_LV_4139-7_0_6_node_2 | 0.4 | n |  | TRUE
3 | bus_LV_4139-7_0_6_node_3 | 0.4 | n |  | TRUE
4 | bus_LV_4139-7_0_6_node_4 | 0.4 | n |  | TRUE
5 | bus_LV_4139-7_0_6_node_29 | 0.4 | n |  | TRUE
6 | bus_LV_4139-7_0_6_node_30 | 0.4 | n |  | TRUE
7 | bus_LV_4139-7_0_6_node_31 | 0.4 | n |  | TRUE
8 | bus_LV_4139-7_0_6_node_41 | 0.4 | n |  | TRUE
9 | bus_LV_4139-7_0_6_node_40 | 0.4 | n |  | TRUE
10 | bus_LV_4139-7_0_6_node_5 | 0.4 | n |  | TRUE
11 | bus_LV_4139-7_0_6_node_6 | 0.4 | n |  | TRUE
12 | bus_LV_4139-7_0_6_node_7 | 0.4 | n |  | TRUE
13 | bus_LV_4139-7_0_6_node_8 | 0.4 | n |  | TRUE
14 | bus_LV_4139-7_0_6_node_9 | 0.4 | n |  | TRUE
15 | bus_LV_4139-7_0_6_node_13 | 0.4 | n |  | TRUE
16 | bus_LV_4139-7_0_6_node_32 | 0.4 | n |  | TRUE
17 | bus_LV_4139-7_0_6_node_11 | 0.4 | n |  | TRUE
18 | bus_LV_4139-7_0_6_node_28 | 0.4 | n |  | TRUE
19 | bus_LV_4139-7_0_6_node_34 | 0.4 | n |  | TRUE
20 | bus_LV_4139-7_0_6_node_35 | 0.4 | n |  | TRUE
21 | bus_LV_4139-7_0_6_node_10 | 0.4 | n |  | TRUE
22 | bus_LV_4139-7_0_6_node_12 | 0.4 | n |  | TRUE
23 | bus_LV_4139-7_0_6_node_14 | 0.4 | n |  | TRUE
24 | bus_LV_4139-7_0_6_node_15 | 0.4 | n |  | TRUE
25 | bus_LV_4139-7_0_6_node_16 | 0.4 | n |  | TRUE
26 | bus_LV_4139-7_0_6_node_36 | 0.4 | n |  | TRUE
27 | bus_LV_4139-7_0_6_node_17 | 0.4 | n |  | TRUE
28 | bus_LV_4139-7_0_6_node_26 | 0.4 | n |  | TRUE
29 | bus_LV_4139-7_0_6_node_18 | 0.4 | n |  | TRUE
30 | bus_LV_4139-7_0_6_node_19 | 0.4 | n |  | TRUE
31 | bus_LV_4139-7_0_6_node_20 | 0.4 | n |  | TRUE
32 | bus_LV_4139-7_0_6_node_21 | 0.4 | n |  | TRUE
33 | bus_LV_4139-7_0_6_node_22 | 0.4 | n |  | TRUE
34 | bus_LV_4139-7_0_6_node_37 | 0.4 | n |  | TRUE
35 | bus_LV_4139-7_0_6_node_38 | 0.4 | n |  | TRUE
36 | bus_LV_4139-7_0_6_node_23 | 0.4 | n |  | TRUE
37 | bus_LV_4139-7_0_6_node_24 | 0.4 | n |  | TRUE
38 | bus_LV_4139-7_0_6_node_25 | 0.4 | n |  | TRUE
39 | bus_LV_4139-7_0_6_node_27 | 0.4 | n |  | TRUE
40 | bus_LV_4139-7_0_6_node_42 | 0.4 | n |  | TRUE
41 | bus_LV_4139-7_0_6_node_220 | 0.4 | n |  | TRUE
42 | bus_LV_4139-7_0_6_node_219 | 0.4 | n |  | TRUE
43 | bus_LV_4139-7_0_6_node_221 | 0.4 | n |  | TRUE
44 | bus_LV_4139-7_0_6_node_122 | 0.4 | n |  | TRUE
45 | bus_LV_4139-7_0_6_node_119 | 0.4 | n |  | TRUE
46 | bus_LV_4139-7_0_6_node_92 | 0.4 | n |  | TRUE
47 | bus_LV_4139-7_0_6_node_43 | 0.4 | n |  | TRUE
48 | bus_LV_4139-7_0_6_node_227 | 0.4 | n |  | TRUE
49 | bus_LV_4139-7_0_6_node_39 | 0.4 | n |  | TRUE
50 | bus_LV_4139-7_0_6_node_65 | 0.4 | n |  | TRUE
51 | bus_LV_4139-7_0_6_node_67 | 0.4 | n |  | TRUE
52 | bus_LV_4139-7_0_6_node_64 | 0.4 | n |  | TRUE
53 | bus_LV_4139-7_0_6_node_134 | 0.4 | n |  | TRUE
54 | bus_LV_4139-7_0_6_node_138 | 0.4 | n |  | TRUE
55 | bus_LV_4139-7_0_6_node_120 | 0.4 | n |  | TRUE
56 | bus_LV_4139-7_0_6_node_121 | 0.4 | n |  | TRUE
57 | bus_LV_4139-7_0_6_node_131 | 0.4 | n |  | TRUE
58 | bus_LV_4139-7_0_6_node_57 | 0.4 | n |  | TRUE
59 | bus_LV_4139-7_0_6_node_66 | 0.4 | n |  | TRUE
60 | bus_LV_4139-7_0_6_node_68 | 0.4 | n |  | TRUE
61 | bus_LV_4139-7_0_6_node_216 | 0.4 | n |  | TRUE
62 | bus_LV_4139-7_0_6_node_45 | 0.4 | n |  | TRUE
63 | bus_LV_4139-7_0_6_node_46 | 0.4 | n |  | TRUE
64 | bus_LV_4139-7_0_6_node_47 | 0.4 | n |  | TRUE
65 | bus_LV_4139-7_0_6_node_48 | 0.4 | n |  | TRUE
66 | bus_LV_4139-7_0_6_node_49 | 0.4 | n |  | TRUE
67 | bus_LV_4139-7_0_6_node_50 | 0.4 | n |  | TRUE
68 | bus_LV_4139-7_0_6_node_51 | 0.4 | n |  | TRUE
69 | bus_LV_4139-7_0_6_node_100 | 0.4 | n |  | TRUE
70 | bus_LV_4139-7_0_6_node_143 | 0.4 | n |  | TRUE
71 | bus_LV_4139-7_0_6_node_99 | 0.4 | n |  | TRUE
72 | bus_LV_4139-7_0_6_node_141 | 0.4 | n |  | TRUE
73 | bus_LV_4139-7_0_6_node_52 | 0.4 | n |  | TRUE
74 | bus_LV_4139-7_0_6_node_53 | 0.4 | n |  | TRUE
75 | bus_LV_4139-7_0_6_node_54 | 0.4 | n |  | TRUE
76 | bus_LV_4139-7_0_6_node_55 | 0.4 | n |  | TRUE
77 | bus_LV_4139-7_0_6_node_56 | 0.4 | n |  | TRUE
78 | bus_LV_4139-7_0_6_node_83 | 0.4 | n |  | TRUE
79 | bus_LV_4139-7_0_6_node_110 | 0.4 | n |  | TRUE
80 | bus_LV_4139-7_0_6_node_81 | 0.4 | n |  | TRUE
81 | bus_LV_4139-7_0_6_node_58 | 0.4 | n |  | TRUE
82 | bus_LV_4139-7_0_6_node_59 | 0.4 | n |  | TRUE
83 | bus_LV_4139-7_0_6_node_60 | 0.4 | n |  | TRUE
84 | bus_LV_4139-7_0_6_node_61 | 0.4 | n |  | TRUE
85 | bus_LV_4139-7_0_6_node_62 | 0.4 | n |  | TRUE
86 | bus_LV_4139-7_0_6_node_63 | 0.4 | n |  | TRUE
87 | bus_LV_4139-7_0_6_node_72 | 0.4 | n |  | TRUE
88 | bus_LV_4139-7_0_6_node_93 | 0.4 | n |  | TRUE
89 | bus_LV_4139-7_0_6_node_149 | 0.4 | n |  | TRUE
90 | bus_LV_4139-7_0_6_node_125 | 0.4 | n |  | TRUE
91 | bus_LV_4139-7_0_6_node_70 | 0.4 | n |  | TRUE
92 | bus_LV_4139-7_0_6_node_105 | 0.4 | n |  | TRUE
93 | bus_LV_4139-7_0_6_node_162 | 0.4 | n |  | TRUE
94 | bus_LV_4139-7_0_6_node_124 | 0.4 | n |  | TRUE
95 | bus_LV_4139-7_0_6_node_69 | 0.4 | n |  | TRUE
96 | bus_LV_4139-7_0_6_node_71 | 0.4 | n |  | TRUE
97 | bus_LV_4139-7_0_6_node_73 | 0.4 | n |  | TRUE
98 | bus_LV_4139-7_0_6_node_79 | 0.4 | n |  | TRUE
99 | bus_LV_4139-7_0_6_node_74 | 0.4 | n |  | TRUE
100 | bus_LV_4139-7_0_6_node_75 | 0.4 | n |  | TRUE
101 | bus_LV_4139-7_0_6_node_76 | 0.4 | n |  | TRUE
102 | bus_LV_4139-7_0_6_node_77 | 0.4 | n |  | TRUE
103 | bus_LV_4139-7_0_6_node_78 | 0.4 | n |  | TRUE
104 | bus_LV_4139-7_0_6_node_129 | 0.4 | n |  | TRUE
105 | bus_LV_4139-7_0_6_node_145 | 0.4 | n |  | TRUE
106 | bus_LV_4139-7_0_6_node_130 | 0.4 | n |  | TRUE
107 | bus_LV_4139-7_0_6_node_146 | 0.4 | n |  | TRUE
108 | bus_LV_4139-7_0_6_node_80 | 0.4 | n |  | TRUE
109 | bus_LV_4139-7_0_6_node_82 | 0.4 | n |  | TRUE
110 | bus_LV_4139-7_0_6_node_84 | 0.4 | n |  | TRUE
111 | bus_LV_4139-7_0_6_node_85 | 0.4 | n |  | TRUE
112 | bus_LV_4139-7_0_6_node_112 | 0.4 | n |  | TRUE
113 | bus_LV_4139-7_0_6_node_108 | 0.4 | n |  | TRUE
114 | bus_LV_4139-7_0_6_node_91 | 0.4 | n |  | TRUE
115 | bus_LV_4139-7_0_6_node_127 | 0.4 | n |  | TRUE
116 | bus_LV_4139-7_0_6_node_86 | 0.4 | n |  | TRUE
117 | bus_LV_4139-7_0_6_node_87 | 0.4 | n |  | TRUE
118 | bus_LV_4139-7_0_6_node_88 | 0.4 | n |  | TRUE
119 | bus_LV_4139-7_0_6_node_89 | 0.4 | n |  | TRUE
120 | bus_LV_4139-7_0_6_node_90 | 0.4 | n |  | TRUE
121 | bus_LV_4139-7_0_6_node_157 | 0.4 | n |  | TRUE
122 | bus_LV_4139-7_0_6_node_159 | 0.4 | n |  | TRUE
123 | bus_LV_4139-7_0_6_node_158 | 0.4 | n |  | TRUE
124 | bus_LV_4139-7_0_6_node_160 | 0.4 | n |  | TRUE
125 | bus_LV_4139-7_0_6_node_128 | 0.4 | n |  | TRUE
126 | bus_LV_4139-7_0_6_node_132 | 0.4 | n |  | TRUE
127 | bus_LV_4139-7_0_6_node_103 | 0.4 | n |  | TRUE
128 | bus_LV_4139-7_0_6_node_94 | 0.4 | n |  | TRUE
129 | bus_LV_4139-7_0_6_node_95 | 0.4 | n |  | TRUE
130 | bus_LV_4139-7_0_6_node_96 | 0.4 | n |  | TRUE
131 | bus_LV_4139-7_0_6_node_97 | 0.4 | n |  | TRUE
132 | bus_LV_4139-7_0_6_node_98 | 0.4 | n |  | TRUE
133 | bus_LV_4139-7_0_6_node_113 | 0.4 | n |  | TRUE
134 | bus_LV_4139-7_0_6_node_150 | 0.4 | n |  | TRUE
135 | bus_LV_4139-7_0_6_node_114 | 0.4 | n |  | TRUE
136 | bus_LV_4139-7_0_6_node_151 | 0.4 | n |  | TRUE
137 | bus_LV_4139-7_0_6_node_101 | 0.4 | n |  | TRUE
138 | bus_LV_4139-7_0_6_node_102 | 0.4 | n |  | TRUE
139 | bus_LV_4139-7_0_6_node_135 | 0.4 | n |  | TRUE
140 | bus_LV_4139-7_0_6_node_136 | 0.4 | n |  | TRUE
141 | bus_LV_4139-7_0_6_node_104 | 0.4 | n |  | TRUE
142 | bus_LV_4139-7_0_6_node_106 | 0.4 | n |  | TRUE
143 | bus_LV_4139-7_0_6_node_107 | 0.4 | n |  | TRUE
144 | bus_LV_4139-7_0_6_node_126 | 0.4 | n |  | TRUE
145 | bus_LV_4139-7_0_6_node_109 | 0.4 | n |  | TRUE
146 | bus_LV_4139-7_0_6_node_111 | 0.4 | n |  | TRUE
147 | bus_LV_4139-7_0_6_node_147 | 0.4 | n |  | TRUE
148 | bus_LV_4139-7_0_6_node_192 | 0.4 | n |  | TRUE
149 | bus_LV_4139-7_0_6_node_190 | 0.4 | n |  | TRUE
150 | bus_LV_4139-7_0_6_node_115 | 0.4 | n |  | TRUE
151 | bus_LV_4139-7_0_6_node_123 | 0.4 | n |  | TRUE
152 | bus_LV_4139-7_0_6_node_117 | 0.4 | n |  | TRUE
153 | bus_LV_4139-7_0_6_node_116 | 0.4 | n |  | TRUE
154 | bus_LV_4139-7_0_6_node_156 | 0.4 | n |  | TRUE
155 | bus_LV_4139-7_0_6_node_118 | 0.4 | n |  | TRUE
156 | bus_LV_4139-7_0_6_node_140 | 0.4 | n |  | TRUE
157 | bus_LV_4139-7_0_6_node_139 | 0.4 | n |  | TRUE
158 | bus_LV_4139-7_0_6_node_154 | 0.4 | n |  | TRUE
159 | bus_LV_4139-7_0_6_node_153 | 0.4 | n |  | TRUE
160 | bus_LV_4139-7_0_6_node_201 | 0.4 | n |  | TRUE
161 | bus_LV_4139-7_0_6_node_199 | 0.4 | n |  | TRUE
162 | bus_LV_4139-7_0_6_node_133 | 0.4 | n |  | TRUE
163 | bus_LV_4139-7_0_6_node_161 | 0.4 | n |  | TRUE
164 | bus_LV_4139-7_0_6_node_142 | 0.4 | n |  | TRUE
165 | bus_LV_4139-7_0_6_node_144 | 0.4 | n |  | TRUE
166 | bus_LV_4139-7_0_6_node_152 | 0.4 | n |  | TRUE
167 | bus_LV_4139-7_0_6_node_163 | 0.4 | n |  | TRUE
168 | bus_LV_4139-7_0_6_node_164 | 0.4 | n |  | TRUE
169 | bus_LV_4139-7_0_6_node_165 | 0.4 | n |  | TRUE
170 | bus_LV_4139-7_0_6_node_166 | 0.4 | n |  | TRUE
171 | bus_LV_4139-7_0_6_node_167 | 0.4 | n |  | TRUE
172 | bus_LV_4139-7_0_6_node_225 | 0.4 | n |  | TRUE
173 | bus_LV_4139-7_0_6_node_168 | 0.4 | n |  | TRUE
174 | bus_LV_4139-7_0_6_node_213 | 0.4 | n |  | TRUE
175 | bus_LV_4139-7_0_6_node_169 | 0.4 | n |  | TRUE
176 | bus_LV_4139-7_0_6_node_170 | 0.4 | n |  | TRUE
177 | bus_LV_4139-7_0_6_node_198 | 0.4 | n |  | TRUE
178 | bus_LV_4139-7_0_6_node_200 | 0.4 | n |  | TRUE
179 | bus_LV_4139-7_0_6_node_196 | 0.4 | n |  | TRUE
180 | bus_LV_4139-7_0_6_node_171 | 0.4 | n |  | TRUE
181 | bus_LV_4139-7_0_6_node_172 | 0.4 | n |  | TRUE
182 | bus_LV_4139-7_0_6_node_173 | 0.4 | n |  | TRUE
183 | bus_LV_4139-7_0_6_node_174 | 0.4 | n |  | TRUE
184 | bus_LV_4139-7_0_6_node_175 | 0.4 | n |  | TRUE
185 | bus_LV_4139-7_0_6_node_176 | 0.4 | n |  | TRUE
186 | bus_LV_4139-7_0_6_node_209 | 0.4 | n |  | TRUE
187 | bus_LV_4139-7_0_6_node_183 | 0.4 | n |  | TRUE
188 | bus_LV_4139-7_0_6_node_226 | 0.4 | n |  | TRUE
189 | bus_LV_4139-7_0_6_node_194 | 0.4 | n |  | TRUE
190 | bus_LV_4139-7_0_6_node_205 | 0.4 | n |  | TRUE
191 | bus_LV_4139-7_0_6_node_182 | 0.4 | n |  | TRUE
192 | bus_LV_4139-7_0_6_node_177 | 0.4 | n |  | TRUE
193 | bus_LV_4139-7_0_6_node_178 | 0.4 | n |  | TRUE
194 | bus_LV_4139-7_0_6_node_179 | 0.4 | n |  | TRUE
195 | bus_LV_4139-7_0_6_node_181 | 0.4 | n |  | TRUE
196 | bus_LV_4139-7_0_6_node_184 | 0.4 | n |  | TRUE
197 | bus_LV_4139-7_0_6_node_185 | 0.4 | n |  | TRUE
198 | bus_LV_4139-7_0_6_node_186 | 0.4 | n |  | TRUE
199 | bus_LV_4139-7_0_6_node_187 | 0.4 | n |  | TRUE
200 | bus_LV_4139-7_0_6_node_188 | 0.4 | n |  | TRUE
201 | bus_LV_4139-7_0_6_node_212 | 0.4 | n |  | TRUE
202 | bus_LV_4139-7_0_6_node_210 | 0.4 | n |  | TRUE
203 | bus_LV_4139-7_0_6_node_211 | 0.4 | n |  | TRUE
204 | bus_LV_4139-7_0_6_node_191 | 0.4 | n |  | TRUE
205 | bus_LV_4139-7_0_6_node_193 | 0.4 | n |  | TRUE
206 | bus_LV_4139-7_0_6_node_207 | 0.4 | n |  | TRUE
207 | bus_LV_4139-7_0_6_node_208 | 0.4 | n |  | TRUE
208 | bus_LV_4139-7_0_6_node_195 | 0.4 | n |  | TRUE
209 | bus_LV_4139-7_0_6_node_197 | 0.4 | n |  | TRUE
210 | bus_LV_4139-7_0_6_node_202 | 0.4 | n |  | TRUE
211 | bus_LV_4139-7_0_6_node_203 | 0.4 | n |  | TRUE
212 | bus_LV_4139-7_0_6_node_204 | 0.4 | n |  | TRUE
213 | bus_LV_4139-7_0_6_node_206 | 0.4 | n |  | TRUE
214 | bus_LV_4139-7_0_6_node_215 | 0.4 | n |  | TRUE
215 | bus_LV_4139-7_0_6_node_218 | 0.4 | n |  | TRUE
216 | bus_LV_4139-7_0_6_node_224 | 0.4 | n |  | TRUE
217 | bus_LV_4139-7_0_6_node_223 | 0.4 | n |  | TRUE
218 | bus_LV_4139-7_0_6_node_222 | 0.4 | n |  | TRUE
219 | bus_MV_473_1_node_135 | 20 | n |  | TRUE

## load
| name | bus | p_mw | q_mvar | const_z_percent | const_i_percent | sn_mva | scaling | in_service | type
0 | LV_4139-7_0_6_load_0 | 0 | 0.0032038 | 0.00080294 | 0 | 0 |  | 1 | TRUE | wye
1 | LV_4139-7_0_6_load_1 | 1 | 0.0019727 | 0.00049439 | 0 | 0 |  | 1 | TRUE | wye
2 | LV_4139-7_0_6_load_2 | 2 | 0.00030309 | 7.5963e-05 | 0 | 0 |  | 1 | TRUE | wye
3 | LV_4139-7_0_6_load_3 | 3 | 0.0022751 | 0.00057019 | 0 | 0 |  | 1 | TRUE | wye
4 | LV_4139-7_0_6_load_29 | 5 | 0.0024139 | 0.00060498 | 0 | 0 |  | 1 | TRUE | wye
5 | LV_4139-7_0_6_load_31 | 7 | 0.005829 | 0.0014609 | 0 | 0 |  | 1 | TRUE | wye
6 | LV_4139-7_0_6_load_40 | 9 | 0.00032503 | 8.1461e-05 | 0 | 0 |  | 1 | TRUE | wye
7 | LV_4139-7_0_6_load_5 | 10 | 0.0048113 | 0.0012058 | 0 | 0 |  | 1 | TRUE | wye
8 | LV_4139-7_0_6_load_6 | 11 | 0.0037146 | 0.00093097 | 0 | 0 |  | 1 | TRUE | wye
9 | LV_4139-7_0_6_load_7 | 12 | 0.0056848 | 0.0014247 | 0 | 0 |  | 1 | TRUE | wye
10 | LV_4139-7_0_6_load_9 | 14 | 0.0021709 | 0.00054409 | 0 | 0 |  | 1 | TRUE | wye
11 | LV_4139-7_0_6_load_13 | 15 | 0.0054541 | 0.0013669 | 0 | 0 |  | 1 | TRUE | wye
12 | LV_4139-7_0_6_load_32 | 16 | 0.0055748 | 0.0013972 | 0 | 0 |  | 1 | TRUE | wye
13 | LV_4139-7_0_6_load_11 | 17 | 0.00099037 | 0.00024821 | 0 | 0 |  | 1 | TRUE | wye
14 | LV_4139-7_0_6_load_34 | 19 | 0.00082443 | 0.00020662 | 0 | 0 |  | 1 | TRUE | wye
15 | LV_4139-7_0_6_load_35 | 20 | 0.0059311 | 0.0014865 | 0 | 0 |  | 1 | TRUE | wye
16 | LV_4139-7_0_6_load_10 | 21 | 0.0054956 | 0.0013773 | 0 | 0 |  | 1 | TRUE | wye
17 | LV_4139-7_0_6_load_14 | 23 | 0.00095645 | 0.00023971 | 0 | 0 |  | 1 | TRUE | wye
18 | LV_4139-7_0_6_load_15 | 24 | 0.0061012 | 0.0015291 | 0 | 0 |  | 1 | TRUE | wye
19 | LV_4139-7_0_6_load_16 | 25 | 0.0011572 | 0.00029001 | 0 | 0 |  | 1 | TRUE | wye
20 | LV_4139-7_0_6_load_17 | 27 | 0.0019103 | 0.00047876 | 0 | 0 |  | 1 | TRUE | wye
21 | LV_4139-7_0_6_load_18 | 29 | 0.0015148 | 0.00037965 | 0 | 0 |  | 1 | TRUE | wye
22 | LV_4139-7_0_6_load_19 | 30 | 0.0017864 | 0.00044772 | 0 | 0 |  | 1 | TRUE | wye
23 | LV_4139-7_0_6_load_20 | 31 | 0.00032296 | 8.0942e-05 | 0 | 0 |  | 1 | TRUE | wye
24 | LV_4139-7_0_6_load_21 | 32 | 0.0017874 | 0.00044796 | 0 | 0 |  | 1 | TRUE | wye
25 | LV_4139-7_0_6_load_22 | 33 | 0.0024047 | 0.00060267 | 0 | 0 |  | 1 | TRUE | wye
26 | LV_4139-7_0_6_load_37 | 34 | 0.00031105 | 7.7957e-05 | 0 | 0 |  | 1 | TRUE | wye
27 | LV_4139-7_0_6_load_38 | 35 | 0.00034334 | 8.6049e-05 | 0 | 0 |  | 1 | TRUE | wye
28 | LV_4139-7_0_6_load_23 | 36 | 0.0058482 | 0.0014657 | 0 | 0 |  | 1 | TRUE | wye
29 | LV_4139-7_0_6_load_24 | 37 | 0.0021095 | 0.00052869 | 0 | 0 |  | 1 | TRUE | wye
30 | LV_4139-7_0_6_load_25 | 38 | 0.0012128 | 0.00030394 | 0 | 0 |  | 1 | TRUE | wye
31 | LV_4139-7_0_6_load_27 | 39 | 0.0019232 | 0.000482 | 0 | 0 |  | 1 | TRUE | wye
32 | LV_4139-7_0_6_load_42 | 40 | 0.012267 | 0.0030743 | 0 | 0 |  | 1 | TRUE | wye
33 | LV_4139-7_0_6_load_219 | 42 | 0.0016397 | 0.00041094 | 0 | 0 |  | 1 | TRUE | wye
34 | LV_4139-7_0_6_load_221 | 43 | 0.0027 | 0.00067669 | 0 | 0 |  | 1 | TRUE | wye
35 | LV_4139-7_0_6_load_122 | 44 | 0.0040503 | 0.0010151 | 0 | 0 |  | 1 | TRUE | wye
36 | LV_4139-7_0_6_load_43 | 47 | 0.0010899 | 0.00027314 | 0 | 0 |  | 1 | TRUE | wye
37 | LV_4139-7_0_6_load_227 | 48 | 0.0012524 | 0.00031388 | 0 | 0 |  | 1 | TRUE | wye
38 | LV_4139-7_0_6_load_39 | 49 | 0.00034967 | 8.7635e-05 | 0 | 0 |  | 1 | TRUE | wye
39 | LV_4139-7_0_6_load_67 | 51 | 0.00084764 | 0.00021244 | 0 | 0 |  | 1 | TRUE | wye
40 | LV_4139-7_0_6_load_64 | 52 | 0.0010425 | 0.00026127 | 0 | 0 |  | 1 | TRUE | wye
41 | LV_4139-7_0_6_load_134 | 53 | 0.00086026 | 0.0002156 | 0 | 0 |  | 1 | TRUE | wye
42 | LV_4139-7_0_6_load_138 | 54 | 0.0028073 | 0.00070356 | 0 | 0 |  | 1 | TRUE | wye
43 | LV_4139-7_0_6_load_120 | 55 | 0.0016561 | 0.00041505 | 0 | 0 |  | 1 | TRUE | wye
44 | LV_4139-7_0_6_load_121 | 56 | 0.0024866 | 0.0006232 | 0 | 0 |  | 1 | TRUE | wye
45 | LV_4139-7_0_6_load_131 | 57 | 0.0010807 | 0.00027086 | 0 | 0 |  | 1 | TRUE | wye
46 | LV_4139-7_0_6_load_57 | 58 | 0.001396 | 0.00034988 | 0 | 0 |  | 1 | TRUE | wye
47 | LV_4139-7_0_6_load_45 | 62 | 0.0027398 | 0.00068665 | 0 | 0 |  | 1 | TRUE | wye
48 | LV_4139-7_0_6_load_46 | 63 | 0.0017462 | 0.00043764 | 0 | 0 |  | 1 | TRUE | wye
49 | LV_4139-7_0_6_load_47 | 64 | 0.0028901 | 0.00072434 | 0 | 0 |  | 1 | TRUE | wye
50 | LV_4139-7_0_6_load_48 | 65 | 0.0024112 | 0.00060431 | 0 | 0 |  | 1 | TRUE | wye
51 | LV_4139-7_0_6_load_49 | 66 | 0.00055539 | 0.00013919 | 0 | 0 |  | 1 | TRUE | wye
52 | LV_4139-7_0_6_load_50 | 67 | 0.00099303 | 0.00024888 | 0 | 0 |  | 1 | TRUE | wye
53 | LV_4139-7_0_6_load_51 | 68 | 0.0014043 | 0.00035196 | 0 | 0 |  | 1 | TRUE | wye
54 | LV_4139-7_0_6_load_100 | 69 | 0.00031955 | 8.0087e-05 | 0 | 0 |  | 1 | TRUE | wye
55 | LV_4139-7_0_6_load_143 | 70 | 0.00075131 | 0.0001883 | 0 | 0 |  | 1 | TRUE | wye
56 | LV_4139-7_0_6_load_99 | 71 | 0.00074527 | 0.00018678 | 0 | 0 |  | 1 | TRUE | wye
57 | LV_4139-7_0_6_load_141 | 72 | 0.0011003 | 0.00027576 | 0 | 0 |  | 1 | TRUE | wye
58 | LV_4139-7_0_6_load_52 | 73 | 0.0022548 | 0.0005651 | 0 | 0 |  | 1 | TRUE | wye
59 | LV_4139-7_0_6_load_53 | 74 | 0.0030419 | 0.00076238 | 0 | 0 |  | 1 | TRUE | wye
60 | LV_4139-7_0_6_load_54 | 75 | 0.0026051 | 0.0006529 | 0 | 0 |  | 1 | TRUE | wye
61 | LV_4139-7_0_6_load_55 | 76 | 0.0018329 | 0.00045937 | 0 | 0 |  | 1 | TRUE | wye
62 | LV_4139-7_0_6_load_56 | 77 | 0.002093 | 0.00052456 | 0 | 0 |  | 1 | TRUE | wye
63 | LV_4139-7_0_6_load_58 | 81 | 0.0013893 | 0.00034818 | 0 | 0 |  | 1 | TRUE | wye
64 | LV_4139-7_0_6_load_59 | 82 | 0.0019371 | 0.00048547 | 0 | 0 |  | 1 | TRUE | wye
65 | LV_4139-7_0_6_load_62 | 85 | 0.0024327 | 0.0006097 | 0 | 0 |  | 1 | TRUE | wye
66 | LV_4139-7_0_6_load_72 | 87 | 0.00082906 | 0.00020778 | 0 | 0 |  | 1 | TRUE | wye
67 | LV_4139-7_0_6_load_93 | 88 | 0.00084871 | 0.00021271 | 0 | 0 |  | 1 | TRUE | wye
68 | LV_4139-7_0_6_load_149 | 89 | 0.0016677 | 0.00041797 | 0 | 0 |  | 1 | TRUE | wye
69 | LV_4139-7_0_6_load_125 | 90 | 0.0015818 | 0.00039644 | 0 | 0 |  | 1 | TRUE | wye
70 | LV_4139-7_0_6_load_70 | 91 | 0.0014679 | 0.0003679 | 0 | 0 |  | 1 | TRUE | wye
71 | LV_4139-7_0_6_load_105 | 92 | 0.0019585 | 0.00049085 | 0 | 0 |  | 1 | TRUE | wye
72 | LV_4139-7_0_6_load_162 | 93 | 0.0013987 | 0.00035054 | 0 | 0 |  | 1 | TRUE | wye
73 | LV_4139-7_0_6_load_124 | 94 | 0.00093685 | 0.0002348 | 0 | 0 |  | 1 | TRUE | wye
74 | LV_4139-7_0_6_load_69 | 95 | 0.0022097 | 0.00055381 | 0 | 0 |  | 1 | TRUE | wye
75 | LV_4139-7_0_6_load_71 | 96 | 0.001825 | 0.00045738 | 0 | 0 |  | 1 | TRUE | wye
76 | LV_4139-7_0_6_load_73 | 97 | 0.0020795 | 0.00052116 | 0 | 0 |  | 1 | TRUE | wye
77 | LV_4139-7_0_6_load_79 | 98 | 0.0031563 | 0.00079105 | 0 | 0 |  | 1 | TRUE | wye
78 | LV_4139-7_0_6_load_74 | 99 | 0.0021121 | 0.00052935 | 0 | 0 |  | 1 | TRUE | wye
79 | LV_4139-7_0_6_load_75 | 100 | 0.0012208 | 0.00030596 | 0 | 0 |  | 1 | TRUE | wye
80 | LV_4139-7_0_6_load_76 | 101 | 0.0030114 | 0.00075474 | 0 | 0 |  | 1 | TRUE | wye
81 | LV_4139-7_0_6_load_77 | 102 | 0.001343 | 0.0003366 | 0 | 0 |  | 1 | TRUE | wye
82 | LV_4139-7_0_6_load_78 | 103 | 0.0011077 | 0.00027762 | 0 | 0 |  | 1 | TRUE | wye
83 | LV_4139-7_0_6_load_129 | 104 | 0.0019163 | 0.00048027 | 0 | 0 |  | 1 | TRUE | wye
84 | LV_4139-7_0_6_load_145 | 105 | 0.0011048 | 0.0002769 | 0 | 0 |  | 1 | TRUE | wye
85 | LV_4139-7_0_6_load_130 | 106 | 0.0022714 | 0.00056926 | 0 | 0 |  | 1 | TRUE | wye
86 | LV_4139-7_0_6_load_146 | 107 | 0.0071884 | 0.0018016 | 0 | 0 |  | 1 | TRUE | wye
87 | LV_4139-7_0_6_load_80 | 108 | 0.0018747 | 0.00046984 | 0 | 0 |  | 1 | TRUE | wye
88 | LV_4139-7_0_6_load_82 | 109 | 0.0019239 | 0.00048219 | 0 | 0 |  | 1 | TRUE | wye
89 | LV_4139-7_0_6_load_84 | 110 | 0.0021439 | 0.00053732 | 0 | 0 |  | 1 | TRUE | wye
90 | LV_4139-7_0_6_load_85 | 111 | 0.0018285 | 0.00045828 | 0 | 0 |  | 1 | TRUE | wye
91 | LV_4139-7_0_6_load_112 | 112 | 0.0018761 | 0.00047019 | 0 | 0 |  | 1 | TRUE | wye
92 | LV_4139-7_0_6_load_108 | 113 | 0.0010085 | 0.00025276 | 0 | 0 |  | 1 | TRUE | wye
93 | LV_4139-7_0_6_load_91 | 114 | 0.00074047 | 0.00018558 | 0 | 0 |  | 1 | TRUE | wye
94 | LV_4139-7_0_6_load_127 | 115 | 0.0015247 | 0.00038212 | 0 | 0 |  | 1 | TRUE | wye
95 | LV_4139-7_0_6_load_86 | 116 | 0.0030619 | 0.00076739 | 0 | 0 |  | 1 | TRUE | wye
96 | LV_4139-7_0_6_load_87 | 117 | 0.0016279 | 0.000408 | 0 | 0 |  | 1 | TRUE | wye
97 | LV_4139-7_0_6_load_88 | 118 | 0.0031792 | 0.00079677 | 0 | 0 |  | 1 | TRUE | wye
98 | LV_4139-7_0_6_load_89 | 119 | 0.0011627 | 0.00029141 | 0 | 0 |  | 1 | TRUE | wye
99 | LV_4139-7_0_6_load_90 | 120 | 0.0028911 | 0.00072458 | 0 | 0 |  | 1 | TRUE | wye
100 | LV_4139-7_0_6_load_157 | 121 | 0.0018782 | 0.00047071 | 0 | 0 |  | 1 | TRUE | wye
101 | LV_4139-7_0_6_load_159 | 122 | 0.0026442 | 0.0006627 | 0 | 0 |  | 1 | TRUE | wye
102 | LV_4139-7_0_6_load_158 | 123 | 0.0015386 | 0.00038561 | 0 | 0 |  | 1 | TRUE | wye
103 | LV_4139-7_0_6_load_160 | 124 | 0.002938 | 0.00073632 | 0 | 0 |  | 1 | TRUE | wye
104 | LV_4139-7_0_6_load_128 | 125 | 0.0010747 | 0.00026933 | 0 | 0 |  | 1 | TRUE | wye
105 | LV_4139-7_0_6_load_132 | 126 | 0.0013239 | 0.00033181 | 0 | 0 |  | 1 | TRUE | wye
106 | LV_4139-7_0_6_load_103 | 127 | 0.0021957 | 0.00055029 | 0 | 0 |  | 1 | TRUE | wye
107 | LV_4139-7_0_6_load_94 | 128 | 0.00069228 | 0.0001735 | 0 | 0 |  | 1 | TRUE | wye
108 | LV_4139-7_0_6_load_95 | 129 | 0.00099697 | 0.00024986 | 0 | 0 |  | 1 | TRUE | wye
109 | LV_4139-7_0_6_load_96 | 130 | 0.00098152 | 0.00024599 | 0 | 0 |  | 1 | TRUE | wye
110 | LV_4139-7_0_6_load_97 | 131 | 0.00068106 | 0.00017069 | 0 | 0 |  | 1 | TRUE | wye
111 | LV_4139-7_0_6_load_98 | 132 | 0.0015605 | 0.00039109 | 0 | 0 |  | 1 | TRUE | wye
112 | LV_4139-7_0_6_load_113 | 133 | 0.0009434 | 0.00023644 | 0 | 0 |  | 1 | TRUE | wye
113 | LV_4139-7_0_6_load_150 | 134 | 0.0021036 | 0.0005272 | 0 | 0 |  | 1 | TRUE | wye
114 | LV_4139-7_0_6_load_114 | 135 | 0.00084186 | 0.00021099 | 0 | 0 |  | 1 | TRUE | wye
115 | LV_4139-7_0_6_load_151 | 136 | 0.0015212 | 0.00038124 | 0 | 0 |  | 1 | TRUE | wye
116 | LV_4139-7_0_6_load_101 | 137 | 0.00057923 | 0.00014517 | 0 | 0 |  | 1 | TRUE | wye
117 | LV_4139-7_0_6_load_102 | 138 | 0.00079817 | 0.00020004 | 0 | 0 |  | 1 | TRUE | wye
118 | LV_4139-7_0_6_load_136 | 140 | 0.0024251 | 0.00060779 | 0 | 0 |  | 1 | TRUE | wye
119 | LV_4139-7_0_6_load_104 | 141 | 0.0012283 | 0.00030785 | 0 | 0 |  | 1 | TRUE | wye
120 | LV_4139-7_0_6_load_106 | 142 | 0.0020017 | 0.00050167 | 0 | 0 |  | 1 | TRUE | wye
121 | LV_4139-7_0_6_load_107 | 143 | 0.0014137 | 0.00035431 | 0 | 0 |  | 1 | TRUE | wye
122 | LV_4139-7_0_6_load_126 | 144 | 0.0011126 | 0.00027885 | 0 | 0 |  | 1 | TRUE | wye
123 | LV_4139-7_0_6_load_109 | 145 | 0.00084281 | 0.00021123 | 0 | 0 |  | 1 | TRUE | wye
124 | LV_4139-7_0_6_load_111 | 146 | 0.0029837 | 0.00074778 | 0 | 0 |  | 1 | TRUE | wye
125 | LV_4139-7_0_6_load_147 | 147 | 0.0048817 | 0.0012235 | 0 | 0 |  | 1 | TRUE | wye
126 | LV_4139-7_0_6_load_192 | 148 | 0.0014509 | 0.00036362 | 0 | 0 |  | 1 | TRUE | wye
127 | LV_4139-7_0_6_load_190 | 149 | 0.0024911 | 0.00062433 | 0 | 0 |  | 1 | TRUE | wye
128 | LV_4139-7_0_6_load_115 | 150 | 0.00088812 | 0.00022258 | 0 | 0 |  | 1 | TRUE | wye
129 | LV_4139-7_0_6_load_123 | 151 | 0.00060539 | 0.00015173 | 0 | 0 |  | 1 | TRUE | wye
130 | LV_4139-7_0_6_load_117 | 152 | 0.00087692 | 0.00021978 | 0 | 0 |  | 1 | TRUE | wye
131 | LV_4139-7_0_6_load_116 | 153 | 0.00077844 | 0.0001951 | 0 | 0 |  | 1 | TRUE | wye
132 | LV_4139-7_0_6_load_118 | 155 | 0.0029038 | 0.00072777 | 0 | 0 |  | 1 | TRUE | wye
133 | LV_4139-7_0_6_load_140 | 156 | 0.0037825 | 0.00094797 | 0 | 0 |  | 1 | TRUE | wye
134 | LV_4139-7_0_6_load_139 | 157 | 0.0013843 | 0.00034695 | 0 | 0 |  | 1 | TRUE | wye
135 | LV_4139-7_0_6_load_154 | 158 | 0.0052962 | 0.0013273 | 0 | 0 |  | 1 | TRUE | wye
136 | LV_4139-7_0_6_load_153 | 159 | 0.002034 | 0.00050977 | 0 | 0 |  | 1 | TRUE | wye
137 | LV_4139-7_0_6_load_201 | 160 | 0.0006403 | 0.00016047 | 0 | 0 |  | 1 | TRUE | wye
138 | LV_4139-7_0_6_load_199 | 161 | 0.0020739 | 0.00051978 | 0 | 0 |  | 1 | TRUE | wye
139 | LV_4139-7_0_6_load_133 | 162 | 0.0012475 | 0.00031266 | 0 | 0 |  | 1 | TRUE | wye
140 | LV_4139-7_0_6_load_161 | 163 | 0.0061887 | 0.001551 | 0 | 0 |  | 1 | TRUE | wye
141 | LV_4139-7_0_6_load_142 | 164 | 0.00096672 | 0.00024228 | 0 | 0 |  | 1 | TRUE | wye
142 | LV_4139-7_0_6_load_144 | 165 | 0.0014949 | 0.00037465 | 0 | 0 |  | 1 | TRUE | wye
143 | LV_4139-7_0_6_load_152 | 166 | 0.001671 | 0.0004188 | 0 | 0 |  | 1 | TRUE | wye
144 | LV_4139-7_0_6_load_163 | 167 | 0.0015066 | 0.00037759 | 0 | 0 |  | 1 | TRUE | wye
145 | LV_4139-7_0_6_load_164 | 168 | 0.0019254 | 0.00048256 | 0 | 0 |  | 1 | TRUE | wye
146 | LV_4139-7_0_6_load_165 | 169 | 0.0012233 | 0.00030658 | 0 | 0 |  | 1 | TRUE | wye
147 | LV_4139-7_0_6_load_166 | 170 | 0.0020608 | 0.00051649 | 0 | 0 |  | 1 | TRUE | wye
148 | LV_4139-7_0_6_load_167 | 171 | 0.0012641 | 0.00031682 | 0 | 0 |  | 1 | TRUE | wye
149 | LV_4139-7_0_6_load_225 | 172 | 0.0029571 | 0.00074111 | 0 | 0 |  | 1 | TRUE | wye
150 | LV_4139-7_0_6_load_168 | 173 | 0.0014239 | 0.00035686 | 0 | 0 |  | 1 | TRUE | wye
151 | LV_4139-7_0_6_load_169 | 175 | 0.0017855 | 0.00044748 | 0 | 0 |  | 1 | TRUE | wye
152 | LV_4139-7_0_6_load_170 | 176 | 0.00061001 | 0.00015288 | 0 | 0 |  | 1 | TRUE | wye
153 | LV_4139-7_0_6_load_200 | 178 | 0.00091308 | 0.00022884 | 0 | 0 |  | 1 | TRUE | wye
154 | LV_4139-7_0_6_load_171 | 180 | 0.00063223 | 0.00015845 | 0 | 0 |  | 1 | TRUE | wye
155 | LV_4139-7_0_6_load_172 | 181 | 0.0016909 | 0.00042377 | 0 | 0 |  | 1 | TRUE | wye
156 | LV_4139-7_0_6_load_175 | 184 | 0.0011538 | 0.00028917 | 0 | 0 |  | 1 | TRUE | wye
157 | LV_4139-7_0_6_load_176 | 185 | 0.0018644 | 0.00046727 | 0 | 0 |  | 1 | TRUE | wye
158 | LV_4139-7_0_6_load_209 | 186 | 0.00076967 | 0.0001929 | 0 | 0 |  | 1 | TRUE | wye
159 | LV_4139-7_0_6_load_183 | 187 | 0.0013229 | 0.00033156 | 0 | 0 |  | 1 | TRUE | wye
160 | LV_4139-7_0_6_load_226 | 188 | 0.0039452 | 0.00098875 | 0 | 0 |  | 1 | TRUE | wye
161 | LV_4139-7_0_6_load_194 | 189 | 0.00084705 | 0.00021229 | 0 | 0 |  | 1 | TRUE | wye
162 | LV_4139-7_0_6_load_205 | 190 | 0.00081802 | 0.00020502 | 0 | 0 |  | 1 | TRUE | wye
163 | LV_4139-7_0_6_load_182 | 191 | 0.0025925 | 0.00064975 | 0 | 0 |  | 1 | TRUE | wye
164 | LV_4139-7_0_6_load_177 | 192 | 0.00075276 | 0.00018866 | 0 | 0 |  | 1 | TRUE | wye
165 | LV_4139-7_0_6_load_178 | 193 | 0.0019149 | 0.00047992 | 0 | 0 |  | 1 | TRUE | wye
166 | LV_4139-7_0_6_load_179 | 194 | 0.0029453 | 0.00073817 | 0 | 0 |  | 1 | TRUE | wye
167 | LV_4139-7_0_6_load_181 | 195 | 0.00105 | 0.00026315 | 0 | 0 |  | 1 | TRUE | wye
168 | LV_4139-7_0_6_load_184 | 196 | 0.0014079 | 0.00035286 | 0 | 0 |  | 1 | TRUE | wye
169 | LV_4139-7_0_6_load_185 | 197 | 0.0024024 | 0.00060209 | 0 | 0 |  | 1 | TRUE | wye
170 | LV_4139-7_0_6_load_186 | 198 | 0.0014094 | 0.00035324 | 0 | 0 |  | 1 | TRUE | wye
171 | LV_4139-7_0_6_load_187 | 199 | 0.001426 | 0.00035739 | 0 | 0 |  | 1 | TRUE | wye
172 | LV_4139-7_0_6_load_188 | 200 | 0.0013669 | 0.00034258 | 0 | 0 |  | 1 | TRUE | wye
173 | LV_4139-7_0_6_load_212 | 201 | 0.0015866 | 0.00039764 | 0 | 0 |  | 1 | TRUE | wye
174 | LV_4139-7_0_6_load_210 | 202 | 0.0028598 | 0.00071674 | 0 | 0 |  | 1 | TRUE | wye
175 | LV_4139-7_0_6_load_211 | 203 | 0.0011793 | 0.00029556 | 0 | 0 |  | 1 | TRUE | wye
176 | LV_4139-7_0_6_load_191 | 204 | 0.0013908 | 0.00034857 | 0 | 0 |  | 1 | TRUE | wye
177 | LV_4139-7_0_6_load_193 | 205 | 0.0019011 | 0.00047646 | 0 | 0 |  | 1 | TRUE | wye
178 | LV_4139-7_0_6_load_207 | 206 | 0.00098831 | 0.00024769 | 0 | 0 |  | 1 | TRUE | wye
179 | LV_4139-7_0_6_load_208 | 207 | 0.0022474 | 0.00056325 | 0 | 0 |  | 1 | TRUE | wye
180 | LV_4139-7_0_6_load_195 | 208 | 0.0014411 | 0.00036118 | 0 | 0 |  | 1 | TRUE | wye
181 | LV_4139-7_0_6_load_197 | 209 | 0.0014962 | 0.00037499 | 0 | 0 |  | 1 | TRUE | wye
182 | LV_4139-7_0_6_load_202 | 210 | 0.0016769 | 0.00042027 | 0 | 0 |  | 1 | TRUE | wye
183 | LV_4139-7_0_6_load_203 | 211 | 0.00057128 | 0.00014318 | 0 | 0 |  | 1 | TRUE | wye
184 | LV_4139-7_0_6_load_204 | 212 | 0.0018791 | 0.00047095 | 0 | 0 |  | 1 | TRUE | wye
185 | LV_4139-7_0_6_load_206 | 213 | 0.0017086 | 0.00042821 | 0 | 0 |  | 1 | TRUE | wye
186 | LV_4139-7_0_6_load_215 | 214 | 0.0019741 | 0.00049476 | 0 | 0 |  | 1 | TRUE | wye
187 | LV_4139-7_0_6_load_218 | 215 | 0.0025511 | 0.00063936 | 0 | 0 |  | 1 | TRUE | wye
188 | LV_4139-7_0_6_load_224 | 216 | 0.0024007 | 0.00060166 | 0 | 0 |  | 1 | TRUE | wye
189 | LV_4139-7_0_6_load_223 | 217 | 0.0020725 | 0.00051943 | 0 | 0 |  | 1 | TRUE | wye
190 | LV_4139-7_0_6_load_222 | 218 | 0.0018997 | 0.00047612 | 0 | 0 |  | 1 | TRUE | wye

## ext_grid
| name | bus | vm_pu | va_degree | slack_weight | in_service
0 |  | 106 | 1 | 0 | 1 | TRUE

## line
| name | std_type | from_bus | to_bus | length_km | r_ohm_per_km | x_ohm_per_km | c_nf_per_km | g_us_per_km | max_i_ka | df | parallel | type | in_service
0 | LV_4139-7_0_6_line_0 |  | 0 | 1 | 0.0028093 | 0.125 | 0.08 | 261 | 0 | 0.364 | 1 | 1 | cs | TRUE
1 | LV_4139-7_0_6_line_1 |  | 0 | 2 | 0.027001 | 0.125 | 0.08 | 261 | 0 | 0.364 | 1 | 1 | cs | TRUE
2 | LV_4139-7_0_6_line_2 |  | 1 | 3 | 0.0013608 | 0.125 | 0.08 | 261 | 0 | 0.364 | 1 | 1 | cs | TRUE
3 | LV_4139-7_0_6_line_3 |  | 2 | 4 | 0.033417 | 0.125 | 0.08 | 261 | 0 | 0.364 | 1 | 1 | cs | TRUE
4 | LV_4139-7_0_6_line_4 |  | 3 | 5 | 0.012965 | 0.125 | 0.08 | 261 | 0 | 0.364 | 1 | 1 | cs | TRUE
5 | LV_4139-7_0_6_line_5 |  | 4 | 6 | 0.06659 | 0.125 | 0.08 | 261 | 0 | 0.364 | 1 | 1 | cs | TRUE
6 | LV_4139-7_0_6_line_6 |  | 4 | 7 | 0.0016951 | 0.125 | 0.08 | 261 | 0 | 0.364 | 1 | 1 | cs | TRUE
7 | LV_4139-7_0_6_line_7 |  | 6 | 8 | 0.059195 | 0.125 | 0.08 | 261 | 0 | 0.364 | 1 | 1 | cs | TRUE
8 | LV_4139-7_0_6_line_8 |  | 6 | 9 | 0.028725 | 0.125 | 0.08 | 261 | 0 | 0.364 | 1 | 1 | cs | TRUE
9 | LV_4139-7_0_6_line_9 |  | 8 | 47 | 0.025322 | 0.125 | 0.08 | 261 | 0 | 0.364 | 1 | 1 | cs | TRUE
10 | LV_4139-7_0_6_line_10 |  | 8 | 48 | 0.18153 | 0.125 | 0.08 | 261 | 0 | 0.364 | 1 | 1 | cs | TRUE
11 | LV_4139-7_0_6_line_11 |  | 9 | 49 | 0.0012608 | 0.125 | 0.08 | 261 | 0 | 0.364 | 1 | 1 | cs | TRUE
12 | LV_4139-7_0_6_line_12 |  | 10 | 11 | 0.028584 | 0.125 | 0.08 | 261 | 0 | 0.364 | 1 | 1 | cs | TRUE
13 | LV_4139-7_0_6_line_13 |  | 10 | 12 | 0.0053444 | 0.125 | 0.08 | 261 | 0 | 0.364 | 1 | 1 | cs | TRUE
14 | LV_4139-7_0_6_line_14 |  | 11 | 13 | 0.0052534 | 0.125 | 0.08 | 261 | 0 | 0.364 | 1 | 1 | cs | TRUE
15 | LV_4139-7_0_6_line_15 |  | 12 | 14 | 0.019927 | 0.125 | 0.08 | 261 | 0 | 0.364 | 1 | 1 | cs | TRUE
16 | LV_4139-7_0_6_line_16 |  | 13 | 15 | 0.020913 | 0.125 | 0.08 | 261 | 0 | 0.364 | 1 | 1 | cs | TRUE
17 | LV_4139-7_0_6_line_17 |  | 13 | 16 | 0.020026 | 0.125 | 0.08 | 261 | 0 | 0.364 | 1 | 1 | cs | TRUE
18 | LV_4139-7_0_6_line_18 |  | 15 | 17 | 0.0025958 | 0.125 | 0.08 | 261 | 0 | 0.364 | 1 | 1 | cs | TRUE
19 | LV_4139-7_0_6_line_19 |  | 17 | 21 | 0.024603 | 0.125 | 0.08 | 261 | 0 | 0.364 | 1 | 1 | cs | TRUE
20 | LV_4139-7_0_6_line_20 |  | 18 | 19 | 0.0065015 | 0.125 | 0.08 | 261 | 0 | 0.364 | 1 | 3 | cs | TRUE
21 | LV_4139-7_0_6_line_21 |  | 18 | 20 | 0.014964 | 0.125 | 0.08 | 261 | 0 | 0.364 | 1 | 3 | cs | TRUE
22 | LV_4139-7_0_6_line_22 |  | 19 | 45 | 0.048563 | 0.125 | 0.08 | 261 | 0 | 0.364 | 1 | 3 | cs | TRUE
23 | LV_4139-7_0_6_line_23 |  | 20 | 46 | 0.021907 | 0.125 | 0.08 | 261 | 0 | 0.364 | 1 | 3 | cs | TRUE
24 | LV_4139-7_0_6_line_24 |  | 21 | 22 | 0.029673 | 0.125 | 0.08 | 261 | 0 | 0.364 | 1 | 1 | cs | TRUE
25 | LV_4139-7_0_6_line_25 |  | 22 | 23 | 0.014031 | 0.125 | 0.08 | 261 | 0 | 0.364 | 1 | 1 | cs | TRUE
26 | LV_4139-7_0_6_line_26 |  | 22 | 24 | 0.027065 | 0.125 | 0.08 | 261 | 0 | 0.364 | 1 | 1 | cs | TRUE
27 | LV_4139-7_0_6_line_27 |  | 23 | 25 | 0.0036124 | 0.125 | 0.08 | 261 | 0 | 0.364 | 1 | 1 | cs | TRUE
28 | LV_4139-7_0_6_line_28 |  | 24 | 26 | 0.024477 | 0.125 | 0.08 | 261 | 0 | 0.364 | 1 | 1 | cs | TRUE
29 | LV_4139-7_0_6_line_29 |  | 25 | 27 | 0.026757 | 0.125 | 0.08 | 261 | 0 | 0.364 | 1 | 1 | cs | TRUE
30 | LV_4139-7_0_6_line_30 |  | 26 | 28 | 0.014145 | 0.125 | 0.08 | 261 | 0 | 0.364 | 1 | 1 | cs | TRUE
31 | LV_4139-7_0_6_line_31 |  | 28 | 40 | 0.028183 | 0.125 | 0.08 | 261 | 0 | 0.364 | 1 | 1 | cs | TRUE
32 | LV_4139-7_0_6_line_32 |  | 28 | 37 | 0.045173 | 0.125 | 0.08 | 261 | 0 | 0.364 | 1 | 1 | cs | TRUE
33 | LV_4139-7_0_6_line_33 |  | 29 | 30 | 0.01016 | 0.125 | 0.08 | 261 | 0 | 0.364 | 1 | 1 | cs | TRUE
34 | LV_4139-7_0_6_line_34 |  | 29 | 31 | 0.019335 | 0.125 | 0.08 | 261 | 0 | 0.364 | 1 | 1 | cs | TRUE
35 | LV_4139-7_0_6_line_35 |  | 30 | 32 | 0.035296 | 0.125 | 0.08 | 261 | 0 | 0.364 | 1 | 1 | cs | TRUE
36 | LV_4139-7_0_6_line_36 |  | 31 | 33 | 0.0041142 | 0.125 | 0.08 | 261 | 0 | 0.364 | 1 | 1 | cs | TRUE
37 | LV_4139-7_0_6_line_37 |  | 33 | 34 | 0.032837 | 0.125 | 0.08 | 261 | 0 | 0.364 | 1 | 1 | cs | TRUE
38 | LV_4139-7_0_6_line_38 |  | 34 | 35 | 0.0066204 | 0.125 | 0.08 | 261 | 0 | 0.364 | 1 | 1 | cs | TRUE
39 | LV_4139-7_0_6_line_39 |  | 35 | 49 | 0.028266 | 0.125 | 0.08 | 261 | 0 | 0.364 | 1 | 1 | cs | TRUE
40 | LV_4139-7_0_6_line_40 |  | 36 | 37 | 0.037385 | 0.125 | 0.08 | 261 | 0 | 0.364 | 1 | 1 | cs | TRUE
41 | LV_4139-7_0_6_line_41 |  | 36 | 38 | 0.0099895 | 0.125 | 0.08 | 261 | 0 | 0.364 | 1 | 1 | cs | TRUE
42 | LV_4139-7_0_6_line_42 |  | 38 | 39 | 0.0069428 | 0.125 | 0.08 | 261 | 0 | 0.364 | 1 | 1 | cs | TRUE
43 | LV_4139-7_0_6_line_43 |  | 39 | 41 | 0.021614 | 0.125 | 0.08 | 261 | 0 | 0.364 | 1 | 1 | cs | TRUE
44 | LV_4139-7_0_6_line_44 |  | 40 | 42 | 0.035925 | 0.125 | 0.08 | 261 | 0 | 0.364 | 1 | 1 | cs | TRUE
45 | LV_4139-7_0_6_line_45 |  | 41 | 43 | 0.032288 | 0.125 | 0.08 | 261 | 0 | 0.364 | 1 | 1 | cs | TRUE
46 | LV_4139-7_0_6_line_46 |  | 41 | 44 | 0.015672 | 0.125 | 0.08 | 261 | 0 | 0.364 | 1 | 1 | cs | TRUE
47 | LV_4139-7_0_6_line_47 |  | 42 | 61 | 0.0073743 | 0.125 | 0.08 | 261 | 0 | 0.364 | 1 | 1 | cs | TRUE
48 | LV_4139-7_0_6_line_48 |  | 44 | 45 | 0.03049 | 0.125 | 0.08 | 261 | 0 | 0.364 | 1 | 1 | cs | TRUE
49 | LV_4139-7_0_6_line_49 |  | 45 | 55 | 0.026971 | 0.125 | 0.08 | 261 | 0 | 0.364 | 1 | 1 | cs | TRUE
50 | LV_4139-7_0_6_line_50 |  | 45 | 56 | 0.03895 | 0.125 | 0.08 | 261 | 0 | 0.364 | 1 | 3 | cs | TRUE
51 | LV_4139-7_0_6_line_51 |  | 46 | 57 | 0.028637 | 0.125 | 0.08 | 261 | 0 | 0.364 | 1 | 3 | cs | TRUE
52 | LV_4139-7_0_6_line_52 |  | 46 | 58 | 0.01814 | 0.125 | 0.08 | 261 | 0 | 0.364 | 1 | 1 | cs | TRUE
53 | LV_4139-7_0_6_line_53 |  | 48 | 60 | 0.058001 | 0.125 | 0.08 | 261 | 0 | 0.364 | 1 | 1 | cs | TRUE
54 | LV_4139-7_0_6_line_54 |  | 50 | 51 | 0.020372 | 0.125 | 0.08 | 261 | 0 | 0.364 | 1 | 1 | cs | TRUE
55 | LV_4139-7_0_6_line_55 |  | 50 | 52 | 0.024172 | 0.125 | 0.08 | 261 | 0 | 0.364 | 1 | 1 | cs | TRUE
56 | LV_4139-7_0_6_line_56 |  | 51 | 53 | 0.030076 | 0.125 | 0.08 | 261 | 0 | 0.364 | 1 | 1 | cs | TRUE
57 | LV_4139-7_0_6_line_57 |  | 52 | 59 | 0.035667 | 0.125 | 0.08 | 261 | 0 | 0.364 | 1 | 1 | cs | TRUE
58 | LV_4139-7_0_6_line_58 |  | 53 | 54 | 0.19387 | 0.125 | 0.08 | 261 | 0 | 0.364 | 1 | 3 | cs | TRUE
59 | LV_4139-7_0_6_line_59 |  | 54 | 157 | 0.01559 | 0.125 | 0.08 | 261 | 0 | 0.364 | 1 | 3 | cs | TRUE
60 | LV_4139-7_0_6_line_60 |  | 56 | 160 | 0.027784 | 0.125 | 0.08 | 261 | 0 | 0.364 | 1 | 3 | cs | TRUE
61 | LV_4139-7_0_6_line_61 |  | 57 | 126 | 0.0095385 | 0.125 | 0.08 | 261 | 0 | 0.364 | 1 | 3 | cs | TRUE
62 | LV_4139-7_0_6_line_62 |  | 58 | 63 | 0.026081 | 0.125 | 0.08 | 261 | 0 | 0.364 | 1 | 1 | cs | TRUE
63 | LV_4139-7_0_6_line_63 |  | 59 | 60 | 0.026926 | 0.125 | 0.08 | 261 | 0 | 0.364 | 1 | 1 | cs | TRUE
64 | LV_4139-7_0_6_line_64 |  | 61 | 215 | 0.039306 | 0.125 | 0.08 | 261 | 0 | 0.364 | 1 | 1 | cs | TRUE
65 | LV_4139-7_0_6_line_65 |  | 61 | 214 | 0.020237 | 0.125 | 0.08 | 261 | 0 | 0.364 | 1 | 1 | cs | TRUE
66 | LV_4139-7_0_6_line_66 |  | 62 | 63 | 0.00055886 | 0.125 | 0.08 | 261 | 0 | 0.364 | 1 | 1 | cs | TRUE
67 | LV_4139-7_0_6_line_67 |  | 64 | 65 | 0.071599 | 0.125 | 0.08 | 261 | 0 | 0.364 | 1 | 3 | cs | TRUE
68 | LV_4139-7_0_6_line_68 |  | 64 | 66 | 0.025304 | 0.125 | 0.08 | 261 | 0 | 0.364 | 1 | 3 | cs | TRUE
69 | LV_4139-7_0_6_line_69 |  | 65 | 67 | 0.043507 | 0.125 | 0.08 | 261 | 0 | 0.364 | 1 | 3 | cs | TRUE
70 | LV_4139-7_0_6_line_70 |  | 66 | 68 | 0.022627 | 0.125 | 0.08 | 261 | 0 | 0.364 | 1 | 2 | cs | TRUE
71 | LV_4139-7_0_6_line_71 |  | 67 | 69 | 0.017164 | 0.125 | 0.08 | 261 | 0 | 0.364 | 1 | 3 | cs | TRUE
72 | LV_4139-7_0_6_line_72 |  | 68 | 70 | 0.0010466 | 0.125 | 0.08 | 261 | 0 | 0.364 | 1 | 1 | cs | TRUE
73 | LV_4139-7_0_6_line_73 |  | 69 | 71 | 0.0068026 | 0.125 | 0.08 | 261 | 0 | 0.364 | 1 | 3 | cs | TRUE
74 | LV_4139-7_0_6_line_74 |  | 70 | 72 | 0.010839 | 0.125 | 0.08 | 261 | 0 | 0.364 | 1 | 1 | cs | TRUE
75 | LV_4139-7_0_6_line_75 |  | 71 | 137 | 0.013251 | 0.125 | 0.08 | 261 | 0 | 0.364 | 1 | 3 | cs | TRUE
76 | LV_4139-7_0_6_line_76 |  | 72 | 164 | 0.013245 | 0.125 | 0.08 | 261 | 0 | 0.364 | 1 | 1 | cs | TRUE
77 | LV_4139-7_0_6_line_77 |  | 73 | 74 | 0.018826 | 0.125 | 0.08 | 261 | 0 | 0.364 | 1 | 1 | cs | TRUE
78 | LV_4139-7_0_6_line_78 |  | 73 | 75 | 0.0094807 | 0.125 | 0.08 | 261 | 0 | 0.364 | 1 | 1 | cs | TRUE
79 | LV_4139-7_0_6_line_79 |  | 74 | 76 | 0.027917 | 0.125 | 0.08 | 261 | 0 | 0.364 | 1 | 1 | cs | TRUE
80 | LV_4139-7_0_6_line_80 |  | 75 | 77 | 0.0047406 | 0.125 | 0.08 | 261 | 0 | 0.364 | 1 | 1 | cs | TRUE
81 | LV_4139-7_0_6_line_81 |  | 77 | 78 | 0.032785 | 0.125 | 0.08 | 261 | 0 | 0.364 | 1 | 1 | cs | TRUE
82 | LV_4139-7_0_6_line_82 |  | 78 | 79 | 0.010268 | 0.125 | 0.08 | 261 | 0 | 0.364 | 1 | 3 | cs | TRUE
83 | LV_4139-7_0_6_line_83 |  | 78 | 80 | 0.02698 | 0.125 | 0.08 | 261 | 0 | 0.364 | 1 | 3 | cs | TRUE
84 | LV_4139-7_0_6_line_84 |  | 79 | 112 | 0.016027 | 0.125 | 0.08 | 261 | 0 | 0.364 | 1 | 3 | cs | TRUE
85 | LV_4139-7_0_6_line_85 |  | 79 | 113 | 0.041304 | 0.125 | 0.08 | 261 | 0 | 0.364 | 1 | 1 | cs | TRUE
86 | LV_4139-7_0_6_line_86 |  | 80 | 98 | 0.017618 | 0.125 | 0.08 | 261 | 0 | 0.364 | 1 | 3 | cs | TRUE
87 | LV_4139-7_0_6_line_87 |  | 80 | 97 | 0.012416 | 0.125 | 0.08 | 261 | 0 | 0.364 | 1 | 1 | cs | TRUE
88 | LV_4139-7_0_6_line_88 |  | 81 | 82 | 0.013629 | 0.125 | 0.08 | 261 | 0 | 0.364 | 1 | 1 | cs | TRUE
89 | LV_4139-7_0_6_line_89 |  | 81 | 83 | 0.030781 | 0.125 | 0.08 | 261 | 0 | 0.364 | 1 | 1 | cs | TRUE
90 | LV_4139-7_0_6_line_90 |  | 82 | 84 | 0.0049108 | 0.125 | 0.08 | 261 | 0 | 0.364 | 1 | 1 | cs | TRUE
91 | LV_4139-7_0_6_line_91 |  | 83 | 85 | 0.024458 | 0.125 | 0.08 | 261 | 0 | 0.364 | 1 | 3 | cs | TRUE
92 | LV_4139-7_0_6_line_92 |  | 83 | 86 | 0.060852 | 0.125 | 0.08 | 261 | 0 | 0.364 | 1 | 3 | cs | TRUE
93 | LV_4139-7_0_6_line_93 |  | 84 | 87 | 0.023211 | 0.125 | 0.08 | 261 | 0 | 0.364 | 1 | 1 | cs | TRUE
94 | LV_4139-7_0_6_line_94 |  | 84 | 88 | 0.030657 | 0.125 | 0.08 | 261 | 0 | 0.364 | 1 | 1 | cs | TRUE
95 | LV_4139-7_0_6_line_95 |  | 85 | 89 | 0.021298 | 0.125 | 0.08 | 261 | 0 | 0.364 | 1 | 3 | cs | TRUE
96 | LV_4139-7_0_6_line_96 |  | 86 | 90 | 0.0042288 | 0.125 | 0.08 | 261 | 0 | 0.364 | 1 | 3 | cs | TRUE
97 | LV_4139-7_0_6_line_97 |  | 87 | 91 | 0.024383 | 0.125 | 0.08 | 261 | 0 | 0.364 | 1 | 1 | cs | TRUE
98 | LV_4139-7_0_6_line_98 |  | 88 | 92 | 0.023258 | 0.125 | 0.08 | 261 | 0 | 0.364 | 1 | 1 | cs | TRUE
99 | LV_4139-7_0_6_line_99 |  | 89 | 93 | 0.01986 | 0.125 | 0.08 | 261 | 0 | 0.364 | 1 | 3 | cs | TRUE
100 | LV_4139-7_0_6_line_100 |  | 90 | 94 | 0.045552 | 0.125 | 0.08 | 261 | 0 | 0.364 | 1 | 3 | cs | TRUE
101 | LV_4139-7_0_6_line_101 |  | 91 | 95 | 0.029326 | 0.125 | 0.08 | 261 | 0 | 0.364 | 1 | 1 | cs | TRUE
102 | LV_4139-7_0_6_line_102 |  | 92 | 127 | 0.0016043 | 0.125 | 0.08 | 261 | 0 | 0.364 | 1 | 1 | cs | TRUE
103 | LV_4139-7_0_6_line_103 |  | 93 | 167 | 0.0045498 | 0.125 | 0.08 | 261 | 0 | 0.364 | 1 | 3 | cs | TRUE
104 | LV_4139-7_0_6_line_104 |  | 94 | 151 | 0.0068911 | 0.125 | 0.08 | 261 | 0 | 0.364 | 1 | 3 | cs | TRUE
105 | LV_4139-7_0_6_line_105 |  | 95 | 96 | 0.03706 | 0.125 | 0.08 | 261 | 0 | 0.364 | 1 | 1 | cs | TRUE
106 | LV_4139-7_0_6_line_106 |  | 98 | 108 | 0.0084217 | 0.125 | 0.08 | 261 | 0 | 0.364 | 1 | 3 | cs | TRUE
107 | LV_4139-7_0_6_line_107 |  | 99 | 100 | 0.02271 | 0.125 | 0.08 | 261 | 0 | 0.364 | 1 | 3 | cs | TRUE
108 | LV_4139-7_0_6_line_108 |  | 99 | 101 | 0.021328 | 0.125 | 0.08 | 261 | 0 | 0.364 | 1 | 3 | cs | TRUE
109 | LV_4139-7_0_6_line_109 |  | 100 | 102 | 0.0049087 | 0.125 | 0.08 | 261 | 0 | 0.364 | 1 | 3 | cs | TRUE
110 | LV_4139-7_0_6_line_110 |  | 101 | 103 | 0.015431 | 0.125 | 0.08 | 261 | 0 | 0.364 | 1 | 3 | cs | TRUE
111 | LV_4139-7_0_6_line_111 |  | 102 | 104 | 0.015422 | 0.125 | 0.08 | 261 | 0 | 0.364 | 1 | 3 | cs | TRUE
112 | LV_4139-7_0_6_line_112 |  | 103 | 105 | 0.014627 | 0.125 | 0.08 | 261 | 0 | 0.364 | 1 | 3 | cs | TRUE
113 | LV_4139-7_0_6_line_113 |  | 104 | 106 | 0.0072545 | 0.125 | 0.08 | 261 | 0 | 0.364 | 1 | 3 | cs | TRUE
114 | LV_4139-7_0_6_line_114 |  | 105 | 107 | 0.0048457 | 0.125 | 0.08 | 261 | 0 | 0.364 | 1 | 3 | cs | TRUE
115 | LV_4139-7_0_6_line_115 |  | 106 | 162 | 0.015369 | 0.125 | 0.08 | 261 | 0 | 0.364 | 1 | 3 | cs | TRUE
116 | LV_4139-7_0_6_line_116 |  | 107 | 167 | 0.023059 | 0.125 | 0.08 | 261 | 0 | 0.364 | 1 | 3 | cs | TRUE
117 | LV_4139-7_0_6_line_117 |  | 108 | 109 | 0.010565 | 0.125 | 0.08 | 261 | 0 | 0.364 | 1 | 3 | cs | TRUE
118 | LV_4139-7_0_6_line_118 |  | 109 | 110 | 0.015371 | 0.125 | 0.08 | 261 | 0 | 0.364 | 1 | 3 | cs | TRUE
119 | LV_4139-7_0_6_line_119 |  | 110 | 111 | 0.019711 | 0.125 | 0.08 | 261 | 0 | 0.364 | 1 | 3 | cs | TRUE
120 | LV_4139-7_0_6_line_120 |  | 111 | 114 | 0.0085408 | 0.125 | 0.08 | 261 | 0 | 0.364 | 1 | 3 | cs | TRUE
121 | LV_4139-7_0_6_line_121 |  | 112 | 148 | 0.012061 | 0.125 | 0.08 | 261 | 0 | 0.364 | 1 | 3 | cs | TRUE
122 | LV_4139-7_0_6_line_122 |  | 113 | 145 | 0.041307 | 0.125 | 0.08 | 261 | 0 | 0.364 | 1 | 1 | cs | TRUE
123 | LV_4139-7_0_6_line_123 |  | 114 | 115 | 0.013585 | 0.125 | 0.08 | 261 | 0 | 0.364 | 1 | 3 | cs | TRUE
124 | LV_4139-7_0_6_line_124 |  | 115 | 125 | 0.01044 | 0.125 | 0.08 | 261 | 0 | 0.364 | 1 | 3 | cs | TRUE
125 | LV_4139-7_0_6_line_125 |  | 116 | 117 | 0.00092015 | 0.125 | 0.08 | 261 | 0 | 0.364 | 1 | 3 | cs | TRUE
126 | LV_4139-7_0_6_line_126 |  | 116 | 118 | 0.020033 | 0.125 | 0.08 | 261 | 0 | 0.364 | 1 | 3 | cs | TRUE
127 | LV_4139-7_0_6_line_127 |  | 117 | 119 | 0.024674 | 0.125 | 0.08 | 261 | 0 | 0.364 | 1 | 3 | cs | TRUE
128 | LV_4139-7_0_6_line_128 |  | 118 | 120 | 0.001911 | 0.125 | 0.08 | 261 | 0 | 0.364 | 1 | 3 | cs | TRUE
129 | LV_4139-7_0_6_line_129 |  | 119 | 121 | 0.002483 | 0.125 | 0.08 | 261 | 0 | 0.364 | 1 | 3 | cs | TRUE
130 | LV_4139-7_0_6_line_130 |  | 120 | 122 | 0.017342 | 0.125 | 0.08 | 261 | 0 | 0.364 | 1 | 3 | cs | TRUE
131 | LV_4139-7_0_6_line_131 |  | 121 | 123 | 0.017873 | 0.125 | 0.08 | 261 | 0 | 0.364 | 1 | 3 | cs | TRUE
132 | LV_4139-7_0_6_line_132 |  | 122 | 124 | 0.021942 | 0.125 | 0.08 | 261 | 0 | 0.364 | 1 | 3 | cs | TRUE
133 | LV_4139-7_0_6_line_133 |  | 123 | 125 | 0.012906 | 0.125 | 0.08 | 261 | 0 | 0.364 | 1 | 3 | cs | TRUE
134 | LV_4139-7_0_6_line_134 |  | 124 | 163 | 0.01404 | 0.125 | 0.08 | 261 | 0 | 0.364 | 1 | 3 | cs | TRUE
135 | LV_4139-7_0_6_line_135 |  | 126 | 162 | 0.010791 | 0.125 | 0.08 | 261 | 0 | 0.364 | 1 | 3 | cs | TRUE
136 | LV_4139-7_0_6_line_136 |  | 127 | 141 | 0.026271 | 0.125 | 0.08 | 261 | 0 | 0.364 | 1 | 1 | cs | TRUE
137 | LV_4139-7_0_6_line_137 |  | 128 | 129 | 0.003839 | 0.125 | 0.08 | 261 | 0 | 0.364 | 1 | 1 | cs | TRUE
138 | LV_4139-7_0_6_line_138 |  | 128 | 130 | 0.011258 | 0.125 | 0.08 | 261 | 0 | 0.364 | 1 | 1 | cs | TRUE
139 | LV_4139-7_0_6_line_139 |  | 129 | 131 | 0.0010748 | 0.125 | 0.08 | 261 | 0 | 0.364 | 1 | 1 | cs | TRUE
140 | LV_4139-7_0_6_line_140 |  | 130 | 132 | 0.0093358 | 0.125 | 0.08 | 261 | 0 | 0.364 | 1 | 1 | cs | TRUE
141 | LV_4139-7_0_6_line_141 |  | 131 | 133 | 0.0076965 | 0.125 | 0.08 | 261 | 0 | 0.364 | 1 | 1 | cs | TRUE
142 | LV_4139-7_0_6_line_142 |  | 132 | 134 | 0.0020126 | 0.125 | 0.08 | 261 | 0 | 0.364 | 1 | 1 | cs | TRUE
143 | LV_4139-7_0_6_line_143 |  | 133 | 135 | 0.0016356 | 0.125 | 0.08 | 261 | 0 | 0.364 | 1 | 1 | cs | TRUE
144 | LV_4139-7_0_6_line_144 |  | 134 | 136 | 0.015851 | 0.125 | 0.08 | 261 | 0 | 0.364 | 1 | 1 | cs | TRUE
145 | LV_4139-7_0_6_line_145 |  | 135 | 150 | 0.0044448 | 0.125 | 0.08 | 261 | 0 | 0.364 | 1 | 1 | cs | TRUE
146 | LV_4139-7_0_6_line_146 |  | 136 | 155 | 0.039283 | 0.125 | 0.08 | 261 | 0 | 0.364 | 1 | 1 | cs | TRUE
147 | LV_4139-7_0_6_line_147 |  | 137 | 138 | 0.018984 | 0.125 | 0.08 | 261 | 0 | 0.364 | 1 | 3 | cs | TRUE
148 | LV_4139-7_0_6_line_148 |  | 138 | 139 | 0.014067 | 0.125 | 0.08 | 261 | 0 | 0.364 | 1 | 3 | cs | TRUE
149 | LV_4139-7_0_6_line_149 |  | 139 | 140 | 0.01187 | 0.125 | 0.08 | 261 | 0 | 0.364 | 1 | 3 | cs | TRUE
150 | LV_4139-7_0_6_line_150 |  | 140 | 163 | 0.023636 | 0.125 | 0.08 | 261 | 0 | 0.364 | 1 | 3 | cs | TRUE
151 | LV_4139-7_0_6_line_151 |  | 141 | 142 | 0.014919 | 0.125 | 0.08 | 261 | 0 | 0.364 | 1 | 1 | cs | TRUE
152 | LV_4139-7_0_6_line_152 |  | 142 | 143 | 0.01433 | 0.125 | 0.08 | 261 | 0 | 0.364 | 1 | 1 | cs | TRUE
153 | LV_4139-7_0_6_line_153 |  | 143 | 144 | 0.0014355 | 0.125 | 0.08 | 261 | 0 | 0.364 | 1 | 1 | cs | TRUE
154 | LV_4139-7_0_6_line_154 |  | 145 | 146 | 0.03116 | 0.125 | 0.08 | 261 | 0 | 0.364 | 1 | 1 | cs | TRUE
155 | LV_4139-7_0_6_line_155 |  | 146 | 147 | 0.055714 | 0.125 | 0.08 | 261 | 0 | 0.364 | 1 | 1 | cs | TRUE
156 | LV_4139-7_0_6_line_156 |  | 148 | 149 | 0.0026156 | 0.125 | 0.08 | 261 | 0 | 0.364 | 1 | 3 | cs | TRUE
157 | LV_4139-7_0_6_line_157 |  | 149 | 204 | 0.01293 | 0.125 | 0.08 | 261 | 0 | 0.364 | 1 | 3 | cs | TRUE
158 | LV_4139-7_0_6_line_158 |  | 150 | 151 | 0.017868 | 0.125 | 0.08 | 261 | 0 | 0.364 | 1 | 1 | cs | TRUE
159 | LV_4139-7_0_6_line_159 |  | 151 | 152 | 0.044396 | 0.125 | 0.08 | 261 | 0 | 0.364 | 1 | 3 | cs | TRUE
160 | LV_4139-7_0_6_line_160 |  | 152 | 153 | 0.0055592 | 0.125 | 0.08 | 261 | 0 | 0.364 | 1 | 3 | cs | TRUE
161 | LV_4139-7_0_6_line_161 |  | 153 | 154 | 0.41848 | 0.125 | 0.08 | 261 | 0 | 0.364 | 1 | 3 | cs | TRUE
162 | LV_4139-7_0_6_line_162 |  | 154 | 158 | 0.020455 | 0.125 | 0.08 | 261 | 0 | 0.364 | 1 | 1 | cs | TRUE
163 | LV_4139-7_0_6_line_163 |  | 154 | 156 | 0.018337 | 0.125 | 0.08 | 261 | 0 | 0.364 | 1 | 3 | cs | TRUE
164 | LV_4139-7_0_6_line_164 |  | 156 | 157 | 0.018825 | 0.125 | 0.08 | 261 | 0 | 0.364 | 1 | 3 | cs | TRUE
165 | LV_4139-7_0_6_line_165 |  | 158 | 159 | 0.028454 | 0.125 | 0.08 | 261 | 0 | 0.364 | 1 | 1 | cs | TRUE
166 | LV_4139-7_0_6_line_166 |  | 160 | 161 | 0.0048101 | 0.125 | 0.08 | 261 | 0 | 0.364 | 1 | 3 | cs | TRUE
167 | LV_4139-7_0_6_line_167 |  | 161 | 178 | 0.0077567 | 0.125 | 0.08 | 261 | 0 | 0.364 | 1 | 3 | cs | TRUE
168 | LV_4139-7_0_6_line_168 |  | 164 | 165 | 0.0019833 | 0.125 | 0.08 | 261 | 0 | 0.364 | 1 | 1 | cs | TRUE
169 | LV_4139-7_0_6_line_169 |  | 165 | 166 | 0.031032 | 0.125 | 0.08 | 261 | 0 | 0.364 | 1 | 1 | cs | TRUE
170 | LV_4139-7_0_6_line_170 |  | 168 | 169 | 0.0169 | 0.125 | 0.08 | 261 | 0 | 0.364 | 1 | 1 | cs | TRUE
171 | LV_4139-7_0_6_line_171 |  | 168 | 170 | 0.010798 | 0.125 | 0.08 | 261 | 0 | 0.364 | 1 | 1 | cs | TRUE
172 | LV_4139-7_0_6_line_172 |  | 169 | 171 | 0.0089763 | 0.125 | 0.08 | 261 | 0 | 0.364 | 1 | 1 | cs | TRUE
173 | LV_4139-7_0_6_line_173 |  | 170 | 172 | 0.11344 | 0.125 | 0.08 | 261 | 0 | 0.364 | 1 | 1 | cs | TRUE
174 | LV_4139-7_0_6_line_174 |  | 171 | 173 | 0.01919 | 0.125 | 0.08 | 261 | 0 | 0.364 | 1 | 1 | cs | TRUE
175 | LV_4139-7_0_6_line_175 |  | 172 | 174 | 0.017027 | 0.125 | 0.08 | 261 | 0 | 0.364 | 1 | 1 | cs | TRUE
176 | LV_4139-7_0_6_line_176 |  | 173 | 175 | 0.0033403 | 0.125 | 0.08 | 261 | 0 | 0.364 | 1 | 1 | cs | TRUE
177 | LV_4139-7_0_6_line_177 |  | 174 | 203 | 0.031646 | 0.125 | 0.08 | 261 | 0 | 0.364 | 1 | 1 | cs | TRUE
178 | LV_4139-7_0_6_line_178 |  | 175 | 176 | 0.029729 | 0.125 | 0.08 | 261 | 0 | 0.364 | 1 | 1 | cs | TRUE
179 | LV_4139-7_0_6_line_179 |  | 176 | 177 | 0.022564 | 0.125 | 0.08 | 261 | 0 | 0.364 | 1 | 1 | cs | TRUE
180 | LV_4139-7_0_6_line_180 |  | 177 | 178 | 0.014856 | 0.125 | 0.08 | 261 | 0 | 0.364 | 1 | 3 | cs | TRUE
181 | LV_4139-7_0_6_line_181 |  | 177 | 179 | 0.024665 | 0.125 | 0.08 | 261 | 0 | 0.364 | 1 | 3 | cs | TRUE
182 | LV_4139-7_0_6_line_182 |  | 179 | 189 | 0.015448 | 0.125 | 0.08 | 261 | 0 | 0.364 | 1 | 1 | cs | TRUE
183 | LV_4139-7_0_6_line_183 |  | 179 | 183 | 0.049188 | 0.125 | 0.08 | 261 | 0 | 0.364 | 1 | 3 | cs | TRUE
184 | LV_4139-7_0_6_line_184 |  | 180 | 181 | 0.0026876 | 0.125 | 0.08 | 261 | 0 | 0.364 | 1 | 1 | cs | TRUE
185 | LV_4139-7_0_6_line_185 |  | 180 | 182 | 0.017939 | 0.125 | 0.08 | 261 | 0 | 0.364 | 1 | 1 | cs | TRUE
186 | LV_4139-7_0_6_line_186 |  | 181 | 183 | 0.034969 | 0.125 | 0.08 | 261 | 0 | 0.364 | 1 | 1 | cs | TRUE
187 | LV_4139-7_0_6_line_187 |  | 182 | 184 | 0.0095244 | 0.125 | 0.08 | 261 | 0 | 0.364 | 1 | 1 | cs | TRUE
188 | LV_4139-7_0_6_line_188 |  | 182 | 185 | 0.045714 | 0.125 | 0.08 | 261 | 0 | 0.364 | 1 | 1 | cs | TRUE
189 | LV_4139-7_0_6_line_189 |  | 183 | 186 | 0.017299 | 0.125 | 0.08 | 261 | 0 | 0.364 | 1 | 3 | cs | TRUE
190 | LV_4139-7_0_6_line_190 |  | 185 | 187 | 0.0020711 | 0.125 | 0.08 | 261 | 0 | 0.364 | 1 | 1 | cs | TRUE
191 | LV_4139-7_0_6_line_191 |  | 185 | 188 | 0.071717 | 0.125 | 0.08 | 261 | 0 | 0.364 | 1 | 1 | cs | TRUE
192 | LV_4139-7_0_6_line_192 |  | 186 | 190 | 0.0098294 | 0.125 | 0.08 | 261 | 0 | 0.364 | 1 | 3 | cs | TRUE
193 | LV_4139-7_0_6_line_193 |  | 187 | 191 | 0.028453 | 0.125 | 0.08 | 261 | 0 | 0.364 | 1 | 1 | cs | TRUE
194 | LV_4139-7_0_6_line_194 |  | 189 | 208 | 0.0034728 | 0.125 | 0.08 | 261 | 0 | 0.364 | 1 | 1 | cs | TRUE
195 | LV_4139-7_0_6_line_195 |  | 190 | 211 | 0.0073783 | 0.125 | 0.08 | 261 | 0 | 0.364 | 1 | 3 | cs | TRUE
196 | LV_4139-7_0_6_line_196 |  | 191 | 195 | 0.0051541 | 0.125 | 0.08 | 261 | 0 | 0.364 | 1 | 1 | cs | TRUE
197 | LV_4139-7_0_6_line_197 |  | 192 | 193 | 0.013192 | 0.125 | 0.08 | 261 | 0 | 0.364 | 1 | 1 | cs | TRUE
198 | LV_4139-7_0_6_line_198 |  | 192 | 194 | 0.0096237 | 0.125 | 0.08 | 261 | 0 | 0.364 | 1 | 1 | cs | TRUE
199 | LV_4139-7_0_6_line_199 |  | 194 | 195 | 0.015186 | 0.125 | 0.08 | 261 | 0 | 0.364 | 1 | 1 | cs | TRUE
200 | LV_4139-7_0_6_line_200 |  | 196 | 197 | 0.022548 | 0.125 | 0.08 | 261 | 0 | 0.364 | 1 | 1 | cs | TRUE
201 | LV_4139-7_0_6_line_201 |  | 196 | 198 | 0.0026159 | 0.125 | 0.08 | 261 | 0 | 0.364 | 1 | 1 | cs | TRUE
202 | LV_4139-7_0_6_line_202 |  | 197 | 199 | 0.0041571 | 0.125 | 0.08 | 261 | 0 | 0.364 | 1 | 1 | cs | TRUE
203 | LV_4139-7_0_6_line_203 |  | 198 | 200 | 0.0095215 | 0.125 | 0.08 | 261 | 0 | 0.364 | 1 | 1 | cs | TRUE
204 | LV_4139-7_0_6_line_204 |  | 200 | 201 | 0.074863 | 0.125 | 0.08 | 261 | 0 | 0.364 | 1 | 1 | cs | TRUE
205 | LV_4139-7_0_6_line_205 |  | 201 | 202 | 0.010908 | 0.125 | 0.08 | 261 | 0 | 0.364 | 1 | 1 | cs | TRUE
206 | LV_4139-7_0_6_line_206 |  | 202 | 203 | 0.016019 | 0.125 | 0.08 | 261 | 0 | 0.364 | 1 | 1 | cs | TRUE
207 | LV_4139-7_0_6_line_207 |  | 204 | 205 | 0.0084946 | 0.125 | 0.08 | 261 | 0 | 0.364 | 1 | 3 | cs | TRUE
208 | LV_4139-7_0_6_line_208 |  | 205 | 206 | 0.018239 | 0.125 | 0.08 | 261 | 0 | 0.364 | 1 | 3 | cs | TRUE
209 | LV_4139-7_0_6_line_209 |  | 206 | 207 | 0.0050115 | 0.125 | 0.08 | 261 | 0 | 0.364 | 1 | 3 | cs | TRUE
210 | LV_4139-7_0_6_line_210 |  | 207 | 213 | 0.0013912 | 0.125 | 0.08 | 261 | 0 | 0.364 | 1 | 3 | cs | TRUE
211 | LV_4139-7_0_6_line_211 |  | 208 | 209 | 0.076844 | 0.125 | 0.08 | 261 | 0 | 0.364 | 1 | 1 | cs | TRUE
212 | LV_4139-7_0_6_line_212 |  | 210 | 211 | 0.0076612 | 0.125 | 0.08 | 261 | 0 | 0.364 | 1 | 3 | cs | TRUE
213 | LV_4139-7_0_6_line_213 |  | 210 | 212 | 0.012747 | 0.125 | 0.08 | 261 | 0 | 0.364 | 1 | 3 | cs | TRUE
214 | LV_4139-7_0_6_line_214 |  | 212 | 213 | 0.01256 | 0.125 | 0.08 | 261 | 0 | 0.364 | 1 | 3 | cs | TRUE
215 | LV_4139-7_0_6_line_215 |  | 215 | 216 | 0.019141 | 0.125 | 0.08 | 261 | 0 | 0.364 | 1 | 1 | cs | TRUE
216 | LV_4139-7_0_6_line_216 |  | 216 | 217 | 0.01871 | 0.125 | 0.08 | 261 | 0 | 0.364 | 1 | 1 | cs | TRUE
217 | LV_4139-7_0_6_line_217 |  | 217 | 218 | 0.0096199 | 0.125 | 0.08 | 261 | 0 | 0.364 | 1 | 1 | cs | TRUE

## trafo
| name | std_type | hv_bus | lv_bus | sn_mva | vn_hv_kv | vn_lv_kv | vk_percent | vkr_percent | pfe_kw | i0_percent | shift_degree | tap_side | tap_neutral | tap_min | tap_max | tap_step_percent | tap_step_degree | tap_pos | tap_phase_shifter | parallel | df | in_service
0 | LV_4139-7_0_6_trafo_130 | 0.63 MVA 20/0.4 kV | 219 | 106 | 0.63 | 20 | 0.4 | 6 | 1.206 | 1.65 | 0.2619 | 150 | hv | 0 | -2 | 2 | 2.5 | 0 | 0 | FALSE | 1 | 1 | TRUE

## line_geodata
| x0 | y0 | x1 | y1 | x2 | y2 | x3 | y3 | x4 | y4 | x5 | y5 | x6 | y6 | x7 | y7
0 | 2657021.8722 | 1231739.985 | 2657022.9053 | 1231742.0781 | 2657023.1522 | 1231742.4841
1 | 2657021.8722 | 1231739.985 | 2657019.3768 | 1231734.9286 | 2657017.0381 | 1231730.0475 | 2657013.6787 | 1231725.012 | 2657009.6519 | 1231719.2809 | 2657008.4511 | 1231716.6496
2 | 2657023.1522 | 1231742.4841 | 2657023.8593 | 1231743.6468
3 | 2656998.7454 | 1231684.6985 | 2657007.4045 | 1231714.3562 | 2657008.4511 | 1231716.6496
4 | 2657032.3773 | 1231753.2873 | 2657027.9914 | 1231749.4761 | 2657025.1567 | 1231745.7799 | 2657023.8593 | 1231743.6468
5 | 2656937.522 | 1231709.6504 | 2656947.5087 | 1231701.9411 | 2656952.2581 | 1231699.4405 | 2656958.4649 | 1231697.3764 | 2656998.7454 | 1231684.6985
6 | 2656998.7454 | 1231684.6985 | 2657000.3639 | 1231684.1948
7 | 2656937.522 | 1231709.6504 | 2656908.0281 | 1231730.7596 | 2656898.4973 | 1231738.3177 | 2656893.5341 | 1231743.3846 | 2656891.166 | 1231746.3194
8 | 2656937.522 | 1231709.6504 | 2656948.9051 | 1231722.968 | 2656956.3789 | 1231731.3166
9 | 2656891.166 | 1231746.3194 | 2656889.4805 | 1231752.3071 | 2656889.0448 | 1231757.4841 | 2656888.1547 | 1231771.3623
10 | 2656891.166 | 1231746.3194 | 2656774.9606 | 1231606.8527
11 | 2656957.2198 | 1231732.256 | 2656956.3789 | 1231731.3166
12 | 2657100.9302 | 1231755.8502 | 2657088.3707 | 1231781.5267
13 | 2657100.9302 | 1231755.8502 | 2657103.2785 | 1231751.0494
14 | 2657086.0624 | 1231786.2457 | 2657088.3707 | 1231781.5267
15 | 2657113.8429 | 1231734.1909 | 2657105.2731 | 1231746.9715 | 2657103.2785 | 1231751.0494
16 | 2657086.0624 | 1231786.2457 | 2657083.668 | 1231792.7047 | 2657080.6566 | 1231806.4016
17 | 2657086.0624 | 1231786.2457 | 2657067.183 | 1231779.5662
18 | 2657080.0992 | 1231808.9369 | 2657080.6566 | 1231806.4016
19 | 2657080.0992 | 1231808.9369 | 2657078.3625 | 1231816.836 | 2657078.3185 | 1231833.3516
20 | 2657154.8931 | 1231671.8441 | 2657157.3439 | 1231677.866
21 | 2657154.8931 | 1231671.8441 | 2657151.7542 | 1231657.2134
22 | 2657194.3918 | 1231702.6992 | 2657180.8809 | 1231700.4345 | 2657175.7195 | 1231698.517 | 2657170.5505 | 1231696.5994 | 2657162.7203 | 1231691.0762 | 2657157.3439 | 1231677.866
23 | 2657146.8862 | 1231635.8551 | 2657150.6385 | 1231652.0127 | 2657151.7542 | 1231657.2134
24 | 2657079.0248 | 1231863.0055 | 2657078.2782 | 1231848.4889 | 2657078.3185 | 1231833.3516
25 | 2657079.0248 | 1231863.0055 | 2657065.0143 | 1231862.2467
26 | 2657079.0248 | 1231863.0055 | 2657105.7664 | 1231867.1799
27 | 2657065.0143 | 1231862.2467 | 2657061.4072 | 1231862.0514
28 | 2657129.9502 | 1231870.955 | 2657105.7664 | 1231867.1799
29 | 2657039.7425 | 1231870.4112 | 2657045.5862 | 1231861.1946 | 2657061.4072 | 1231862.0514
30 | 2657132.1897 | 1231856.9898 | 2657131.4484 | 1231861.6301 | 2657129.9502 | 1231870.955
31 | 2657132.1897 | 1231856.9898 | 2657138.567 | 1231856.8732 | 2657160.3684 | 1231856.4776
32 | 2657132.1897 | 1231856.9898 | 2657139.5468 | 1231825.8404 | 2657145.576 | 1231814.1351
33 | 2657006.1202 | 1231818.828 | 2657003.6593 | 1231808.97
34 | 2656998.9761 | 1231790.2105 | 2657003.6593 | 1231808.97
35 | 2657006.1202 | 1231818.828 | 2657007.3402 | 1231823.7149 | 2657008.2405 | 1231841.9686 | 2657006.3001 | 1231853.7939
36 | 2656997.5 | 1231786.4129 | 2656998.4287 | 1231788.0176 | 2656998.9761 | 1231790.2105
37 | 2656979.6987 | 1231758.9164 | 2656986.5693 | 1231767.5241 | 2656997.5 | 1231786.4129
38 | 2656979.6987 | 1231758.9164 | 2656975.5687 | 1231753.7421
39 | 2656957.2198 | 1231732.256 | 2656968.281 | 1231744.6119 | 2656975.5687 | 1231753.7421
40 | 2657145.576 | 1231814.1351 | 2657162.6948 | 1231780.9003
41 | 2657167.5951 | 1231772.1959 | 2657163.0367 | 1231780.2367 | 2657162.6948 | 1231780.9003
42 | 2657171.0191 | 1231766.1562 | 2657167.5951 | 1231772.1959
43 | 2657180.0361 | 1231746.5339 | 2657173.1359 | 1231762.4223 | 2657171.0191 | 1231766.1562
44 | 2657196.2876 | 1231855.8259 | 2657160.3684 | 1231856.4776
45 | 2657180.0361 | 1231746.5339 | 2657208.2292 | 1231756.8116 | 2657210.4902 | 1231756.5184
46 | 2657180.0361 | 1231746.5339 | 2657181.1514 | 1231743.9541 | 2657185.4962 | 1231731.8492
47 | 2657203.5148 | 1231854.8183 | 2657200.6434 | 1231855.7469 | 2657196.2876 | 1231855.8259
48 | 2657194.3918 | 1231702.6992 | 2657190.1213 | 1231717.59 | 2657188.1469 | 1231724.4643 | 2657185.4962 | 1231731.8492
49 | 2657194.3918 | 1231702.6992 | 2657197.3842 | 1231687.6294 | 2657198.7397 | 1231676.1023
50 | 2657194.3918 | 1231702.6992 | 2657205.5985 | 1231702.8182 | 2657213.5776 | 1231699.9486 | 2657230.5397 | 1231690.8186
51 | 2657146.8862 | 1231635.8551 | 2657137.3155 | 1231608.8652
52 | 2657146.8862 | 1231635.8551 | 2657129.7581 | 1231641.8305
53 | 2656717.411 | 1231598.3871 | 2656774.9606 | 1231606.8527
54 | 2656751.3028 | 1231518.7813 | 2656755.5991 | 1231515.3646 | 2656760.9118 | 1231501.4619
55 | 2656751.3028 | 1231518.7813 | 2656748.0233 | 1231530.7133 | 2656743.813 | 1231541.7336
56 | 2656765.9703 | 1231471.8141 | 2656760.9118 | 1231501.4619
57 | 2656730.1481 | 1231574.6488 | 2656735.4872 | 1231563.5259 | 2656743.813 | 1231541.7336
58 | 2656765.9703 | 1231471.8141 | 2656645.6303 | 1231319.819
59 | 2656645.6303 | 1231319.819 | 2656646.6104 | 1231311.5613 | 2656648.5974 | 1231304.5639
60 | 2657230.5397 | 1231690.8186 | 2657255.0047 | 1231677.6501
61 | 2657137.3155 | 1231608.8652 | 2657134.1276 | 1231599.8751
62 | 2657129.7581 | 1231641.8305 | 2657105.1322 | 1231650.4216
63 | 2656730.1481 | 1231574.6488 | 2656717.411 | 1231598.3871
64 | 2657203.5148 | 1231854.8183 | 2657205.6777 | 1231852.76 | 2657206.9239 | 1231849.948 | 2657207.0447 | 1231834.2501 | 2657207.8581 | 1231831.5673 | 2657210.9643 | 1231829.0623 | 2657215.4495 | 1231828.0492 | 2657221.6011 | 1231827.8585
65 | 2657203.5148 | 1231854.8183 | 2657205.6824 | 1231857.7744 | 2657212.4685 | 1231856.0942 | 2657222.0402 | 1231855.6878
66 | 2657104.6045 | 1231650.6057 | 2657105.1322 | 1231650.4216
67 | 2657242.0213 | 1231167.2113 | 2657246.2686 | 1231159.0037 | 2657251.86 | 1231150.919 | 2657259.1757 | 1231147.0314 | 2657268.2218 | 1231146.6849 | 2657278.0587 | 1231150.7378 | 2657295.5185 | 1231164.6037 | 2657296.8871 | 1231166.3963
68 | 2657230.4121 | 1231189.6944 | 2657230.9887 | 1231188.5313 | 2657242.0213 | 1231167.2113
69 | 2657293.2476 | 1231206.5889 | 2657294.8044 | 1231202.5546 | 2657300.9991 | 1231189.239 | 2657302.7639 | 1231180.5727 | 2657300.4098 | 1231171.0105 | 2657296.8871 | 1231166.3963
70 | 2657230.4121 | 1231189.6944 | 2657220.3615 | 1231209.9671
71 | 2657287.0683 | 1231222.6017 | 2657293.2476 | 1231206.5889
72 | 2657220.3615 | 1231209.9671 | 2657219.8966 | 1231210.9048
73 | 2657287.0683 | 1231222.6017 | 2657284.6192 | 1231228.9482
74 | 2657219.8966 | 1231210.9048 | 2657215.0821 | 1231220.616
75 | 2657279.8485 | 1231241.311 | 2657284.6192 | 1231228.9482
76 | 2657215.0821 | 1231220.616 | 2657212.5451 | 1231225.7333 | 2657208.5123 | 1231232.0963
77 | 2657207.0615 | 1231573.0987 | 2657205.214 | 1231591.8335
78 | 2657208.8539 | 1231563.8101 | 2657207.3775 | 1231569.8941 | 2657207.0615 | 1231573.0987
79 | 2657202.4743 | 1231619.6156 | 2657205.214 | 1231591.8335
80 | 2657209.9719 | 1231559.2032 | 2657208.8539 | 1231563.8101
81 | 2657217.7078 | 1231527.3438 | 2657215.1056 | 1231538.0479 | 2657209.9719 | 1231559.2032
82 | 2657221.3746 | 1231517.7507 | 2657217.7078 | 1231527.3438
83 | 2657191.2446 | 1231522.1193 | 2657198.1245 | 1231522.5413 | 2657217.7078 | 1231527.3438
84 | 2657221.3746 | 1231517.7507 | 2657230.7184 | 1231522.6215 | 2657234.8687 | 1231526.2147
85 | 2657221.3746 | 1231517.7507 | 2657234.6826 | 1231482.923 | 2657236.1169 | 1231479.1671
86 | 2657191.2446 | 1231522.1193 | 2657193.344 | 1231504.627
87 | 2657191.2446 | 1231522.1193 | 2657181.1557 | 1231521.4997 | 2657178.8488 | 1231521.5682
88 | 2657128.0636 | 1231382.4036 | 2657141.6429 | 1231383.5695
89 | 2657097.3954 | 1231379.7705 | 2657128.0636 | 1231382.4036
90 | 2657146.5357 | 1231383.9896 | 2657141.6429 | 1231383.5695
91 | 2657097.3954 | 1231379.7705 | 2657097.6696 | 1231390.6468 | 2657100.4934 | 1231403.9284
92 | 2657113.1672 | 1231320.9952 | 2657097.3954 | 1231379.7705
93 | 2657146.5357 | 1231383.9896 | 2657167.6862 | 1231385.7272 | 2657169.5849 | 1231386.3214
94 | 2657146.5357 | 1231383.9896 | 2657147.3912 | 1231365.8973 | 2657150.303 | 1231353.6952
95 | 2657104.9227 | 1231424.7606 | 2657100.4934 | 1231403.9284
96 | 2657113.1672 | 1231320.9952 | 2657113.8021 | 1231316.8144
97 | 2657169.5849 | 1231386.3214 | 2657172.7451 | 1231387.3102 | 2657174.2539 | 1231391.0716 | 2657172.1902 | 1231407.965
98 | 2657159.4636 | 1231332.4078 | 2657154.2936 | 1231341.937 | 2657150.303 | 1231353.6952
99 | 2657104.9227 | 1231424.7606 | 2657109.2297 | 1231444.148
100 | 2657113.8021 | 1231316.8144 | 2657120.6416 | 1231271.779
101 | 2657168.6341 | 1231437.0745 | 2657172.1902 | 1231407.965
102 | 2657159.4636 | 1231332.4078 | 2657160.2287 | 1231330.9976
103 | 2657110.2164 | 1231448.5895 | 2657109.2297 | 1231444.148
104 | 2657121.4532 | 1231264.9392 | 2657121.1389 | 1231268.5047 | 2657120.6416 | 1231271.779
105 | 2657164.4108 | 1231473.8925 | 2657168.031 | 1231442.0112 | 2657168.6341 | 1231437.0745
106 | 2657193.344 | 1231504.627 | 2657193.6158 | 1231502.3627 | 2657194.0896 | 1231496.2399
107 | 2657109.5854 | 1231527.7511 | 2657109.5816 | 1231527.8829 | 2657111.0208 | 1231538.8926 | 2657115.1913 | 1231549.5827
108 | 2657109.5854 | 1231527.7511 | 2657110.1996 | 1231506.4322
109 | 2657116.9754 | 1231554.1557 | 2657115.1913 | 1231549.5827
110 | 2657110.644 | 1231491.0073 | 2657110.1996 | 1231506.4322
111 | 2657122.5805 | 1231568.5229 | 2657116.9754 | 1231554.1557
112 | 2657111.0653 | 1231476.3859 | 2657110.644 | 1231491.0073
113 | 2657125.2172 | 1231575.2813 | 2657122.5805 | 1231568.5229
114 | 2657111.0653 | 1231476.3859 | 2657111.2048 | 1231471.5422
115 | 2657125.2172 | 1231575.2813 | 2657127.2958 | 1231580.6091 | 2657130.521 | 1231589.7045
116 | 2657110.2164 | 1231448.5895 | 2657111.1802 | 1231452.9277 | 2657111.2405 | 1231470.3062 | 2657111.2048 | 1231471.5422
117 | 2657194.9047 | 1231485.706 | 2657194.0896 | 1231496.2399
118 | 2657194.9047 | 1231485.706 | 2657196.0719 | 1231470.6214 | 2657196.1522 | 1231470.394
119 | 2657202.7129 | 1231451.8065 | 2657196.1522 | 1231470.394
120 | 2657202.7129 | 1231451.8065 | 2657202.7129 | 1231451.8065 | 2657204.1034 | 1231443.3797
121 | 2657234.8687 | 1231526.2147 | 2657243.9871 | 1231534.1091
122 | 2657236.1169 | 1231479.1671 | 2657250.8529 | 1231440.5781
123 | 2657206.3153 | 1231429.9755 | 2657204.1034 | 1231443.3797
124 | 2657206.3153 | 1231429.9755 | 2657208.0151 | 1231419.6746
125 | 2657219.2275 | 1231362.9197 | 2657219.4885 | 1231362.0373
126 | 2657219.4885 | 1231362.0373 | 2657221.9462 | 1231353.7284 | 2657226.0835 | 1231343.1402
127 | 2657213.4305 | 1231386.8562 | 2657215.0497 | 1231377.0437 | 2657219.2275 | 1231362.9197
128 | 2657226.779 | 1231341.3602 | 2657226.0835 | 1231343.1402
129 | 2657213.4305 | 1231386.8562 | 2657213.0263 | 1231389.3061
130 | 2657226.779 | 1231341.3602 | 2657228.1268 | 1231337.911 | 2657237.2751 | 1231327.7952
131 | 2657210.1163 | 1231406.9408 | 2657213.0263 | 1231389.3061
132 | 2657251.9928 | 1231311.5209 | 2657237.2751 | 1231327.7952
133 | 2657210.1163 | 1231406.9408 | 2657208.0151 | 1231419.6746
134 | 2657251.9928 | 1231311.5209 | 2657261.4102 | 1231301.1076
135 | 2657130.521 | 1231589.7045 | 2657134.1276 | 1231599.8751
136 | 2657160.2287 | 1231330.9976 | 2657170.5077 | 1231312.0514 | 2657173.4106 | 1231308.3352
137 | 2657122.6247 | 1231228.537 | 2657123.018 | 1231232.3559
138 | 2657120.707 | 1231217.4633 | 2657122.1434 | 1231223.8634 | 2657122.6247 | 1231228.537
139 | 2657123.018 | 1231232.3559 | 2657123.1281 | 1231233.425
140 | 2657118.6627 | 1231208.3541 | 2657120.707 | 1231217.4633
141 | 2657123.5567 | 1231241.0836 | 2657123.7228 | 1231239.1995 | 2657123.1281 | 1231233.425
142 | 2657118.6627 | 1231208.3541 | 2657118.425 | 1231207.2948 | 2657117.9083 | 1231206.5252
143 | 2657123.5567 | 1231241.0836 | 2657123.413 | 1231242.7129
144 | 2657117.9083 | 1231206.5252 | 2657109.0724 | 1231193.3653
145 | 2657123.0226 | 1231247.1405 | 2657123.413 | 1231242.7129
146 | 2657109.0724 | 1231193.3653 | 2657070.415 | 1231186.382
147 | 2657279.8485 | 1231241.311 | 2657277.3898 | 1231247.6826 | 2657276.4203 | 1231257.1238 | 2657277.0794 | 1231259.7042
148 | 2657281.394 | 1231273.0486 | 2657279.179 | 1231267.924 | 2657277.0794 | 1231259.7042
149 | 2657281.394 | 1231273.0486 | 2657273.6772 | 1231282.0681
150 | 2657261.4102 | 1231301.1076 | 2657261.4102 | 1231301.1076 | 2657261.2415 | 1231296.6031 | 2657273.6772 | 1231282.0681
151 | 2657182.5944 | 1231296.5783 | 2657173.4106 | 1231308.3352
152 | 2657182.5944 | 1231296.5783 | 2657191.4159 | 1231285.2853
153 | 2657192.2996 | 1231284.154 | 2657191.4159 | 1231285.2853
154 | 2657250.8529 | 1231440.5781 | 2657251.7979 | 1231438.1032 | 2657262.1545 | 1231411.5396
155 | 2657282.3924 | 1231359.6315 | 2657262.1545 | 1231411.5396
156 | 2657245.9646 | 1231535.8211 | 2657245.9646 | 1231535.8211 | 2657243.9871 | 1231534.1091
157 | 2657245.9646 | 1231535.8211 | 2657254.1622 | 1231545.8202
158 | 2657121.4532 | 1231264.9392 | 2657123.0226 | 1231247.1405
159 | 2657121.4532 | 1231264.9392 | 2657078.2335 | 1231254.7872
160 | 2657077.6016 | 1231249.264 | 2657077.9586 | 1231252.3798 | 2657078.2335 | 1231254.7872
161 | 2657077.6016 | 1231249.264 | 2656659.587 | 1231269.091
162 | 2656659.587 | 1231269.091 | 2656654.3584 | 1231259.0681 | 2656650.0442 | 1231250.9981
163 | 2656659.587 | 1231269.091 | 2656655.7476 | 1231279.3832 | 2656653.7394 | 1231286.4553
164 | 2656653.7394 | 1231286.4553 | 2656648.5974 | 1231304.5639
165 | 2656636.6294 | 1231225.9046 | 2656650.0442 | 1231250.9981
166 | 2657259.2402 | 1231675.3703 | 2657255.0047 | 1231677.6501
167 | 2657259.2402 | 1231675.3703 | 2657266.0703 | 1231671.6939
168 | 2657207.4505 | 1231233.7715 | 2657208.5123 | 1231232.0963
169 | 2657185.3467 | 1231254.8995 | 2657187.4107 | 1231253.8764 | 2657198.2634 | 1231246.0091 | 2657204.9318 | 1231237.7456 | 2657207.4505 | 1231233.7715
170 | 2657358.7935 | 1231723.4422 | 2657345.2515 | 1231713.3308
171 | 2657358.7935 | 1231723.4422 | 2657367.4454 | 1231729.9022
172 | 2657345.2515 | 1231713.3308 | 2657338.059 | 1231707.9604
173 | 2657367.4454 | 1231729.9022 | 2657477.6439 | 1231756.8072
174 | 2657322.6827 | 1231696.4795 | 2657338.059 | 1231707.9604
175 | 2657479.1487 | 1231773.7677 | 2657477.6439 | 1231756.8072
176 | 2657322.6827 | 1231696.4795 | 2657322.5252 | 1231696.3619 | 2657320.0101 | 1231694.4758
177 | 2657479.1487 | 1231773.7677 | 2657453.1441 | 1231774.517 | 2657447.7034 | 1231775.9677
178 | 2657296.2254 | 1231676.6395 | 2657320.0101 | 1231694.4758
179 | 2657278.1733 | 1231663.1021 | 2657296.2254 | 1231676.6395
180 | 2657278.1733 | 1231663.1021 | 2657267.4959 | 1231670.9266 | 2657266.0703 | 1231671.6939
181 | 2657278.1733 | 1231663.1021 | 2657296.2681 | 1231646.2878
182 | 2657296.2681 | 1231646.2878 | 2657309.6344 | 1231654.0331
183 | 2657329.8302 | 1231610.2879 | 2657303.665 | 1231639.4101 | 2657296.2681 | 1231646.2878
184 | 2657354.1847 | 1231581.5673 | 2657352.4464 | 1231583.6172
185 | 2657365.787 | 1231567.8851 | 2657354.1847 | 1231581.5673
186 | 2657329.8302 | 1231610.2879 | 2657352.4464 | 1231583.6172
187 | 2657365.787 | 1231567.8851 | 2657371.1466 | 1231560.0118
188 | 2657365.787 | 1231567.8851 | 2657392.3096 | 1231582.5948 | 2657396.3594 | 1231583.5679 | 2657400.2605 | 1231582.6716 | 2657403.1044 | 1231579.119 | 2657404.5351 | 1231576.8685
189 | 2657329.8302 | 1231610.2879 | 2657318.0511 | 1231604.3261 | 2657314.5745 | 1231602.1579
190 | 2657404.5351 | 1231576.8685 | 2657405.6463 | 1231575.1206
191 | 2657404.5351 | 1231576.8685 | 2657465.0883 | 1231615.2963
192 | 2657306.2342 | 1231596.9563 | 2657314.5745 | 1231602.1579
193 | 2657420.911 | 1231551.1092 | 2657405.6463 | 1231575.1206
194 | 2657309.6344 | 1231654.0331 | 2657312.6391 | 1231655.7742
195 | 2657306.2342 | 1231596.9563 | 2657299.9737 | 1231593.0518
196 | 2657423.6761 | 1231546.7596 | 2657420.911 | 1231551.1092
197 | 2657436.9862 | 1231525.8228 | 2657439.0607 | 1231521.1732 | 2657438.8027 | 1231515.7338 | 2657437.1033 | 1231513.6939
198 | 2657436.9862 | 1231525.8228 | 2657436.9862 | 1231525.8228 | 2657431.8231 | 1231533.9443
199 | 2657423.6761 | 1231546.7596 | 2657431.8231 | 1231533.9443
200 | 2657357.1641 | 1231767.3856 | 2657344.1921 | 1231785.8283
201 | 2657357.1641 | 1231767.3856 | 2657358.669 | 1231765.246
202 | 2657344.1921 | 1231785.8283 | 2657341.8004 | 1231789.2285
203 | 2657364.1468 | 1231757.4581 | 2657358.669 | 1231765.246
204 | 2657364.1468 | 1231757.4581 | 2657429.4416 | 1231794.0785
205 | 2657434.4402 | 1231784.5795 | 2657431.9759 | 1231787.2986 | 2657429.4416 | 1231794.0785 | 2657429.4416 | 1231794.0785
206 | 2657434.4402 | 1231784.5795 | 2657436.9206 | 1231781.8428 | 2657446.3034 | 1231776.341 | 2657447.7034 | 1231775.9677
207 | 2657254.1622 | 1231545.8202 | 2657259.5478 | 1231552.3893
208 | 2657259.5478 | 1231552.3893 | 2657261.7582 | 1231555.0856 | 2657271.3759 | 1231566.2716
209 | 2657274.6431 | 1231570.0716 | 2657271.3759 | 1231566.2716
210 | 2657274.6431 | 1231570.0716 | 2657275.5501 | 1231571.1265
211 | 2657382.5343 | 1231682.0757 | 2657375.1868 | 1231683.0499 | 2657366.1027 | 1231683.4848 | 2657356.5255 | 1231680.0792 | 2657328.8917 | 1231665.1921 | 2657312.6391 | 1231655.7742
212 | 2657293.8841 | 1231588.4187 | 2657298.5316 | 1231592.1525 | 2657299.9737 | 1231593.0518
213 | 2657293.8841 | 1231588.4187 | 2657283.9467 | 1231580.4352
214 | 2657275.5501 | 1231571.1265 | 2657282.6754 | 1231579.4138 | 2657283.9467 | 1231580.4352
215 | 2657240.7326 | 1231827.2655 | 2657221.6011 | 1231827.8585
216 | 2657259.4331 | 1231826.6858 | 2657240.7326 | 1231827.2655
217 | 2657269.0484 | 1231826.3877 | 2657259.4331 | 1231826.6858

## bus_geodata
| x | y | coords
0 | 2657021.8722 | 1231739.985
1 | 2657023.1522 | 1231742.4841
2 | 2657008.4511 | 1231716.6496
3 | 2657023.8593 | 1231743.6468
4 | 2656998.7454 | 1231684.6985
5 | 2657032.3773 | 1231753.2873
6 | 2656937.522 | 1231709.6504
7 | 2657000.3639 | 1231684.1948
8 | 2656891.166 | 1231746.3194
9 | 2656956.3789 | 1231731.3166
10 | 2657100.9302 | 1231755.8502
11 | 2657088.3707 | 1231781.5267
12 | 2657103.2785 | 1231751.0494
13 | 2657086.0624 | 1231786.2457
14 | 2657113.8429 | 1231734.1909
15 | 2657080.6566 | 1231806.4016
16 | 2657067.183 | 1231779.5662
17 | 2657080.0992 | 1231808.9369
18 | 2657154.8931 | 1231671.8441
19 | 2657157.3439 | 1231677.866
20 | 2657151.7542 | 1231657.2134
21 | 2657078.3185 | 1231833.3516
22 | 2657079.0248 | 1231863.0055
23 | 2657065.0143 | 1231862.2467
24 | 2657105.7664 | 1231867.1799
25 | 2657061.4072 | 1231862.0514
26 | 2657129.9502 | 1231870.955
27 | 2657039.7425 | 1231870.4112
28 | 2657132.1897 | 1231856.9898
29 | 2657003.6593 | 1231808.97
30 | 2657006.1202 | 1231818.828
31 | 2656998.9761 | 1231790.2105
32 | 2657006.3001 | 1231853.7939
33 | 2656997.5 | 1231786.4129
34 | 2656979.6987 | 1231758.9164
35 | 2656975.5687 | 1231753.7421
36 | 2657162.6948 | 1231780.9003
37 | 2657145.576 | 1231814.1351
38 | 2657167.5951 | 1231772.1959
39 | 2657171.0191 | 1231766.1562
40 | 2657160.3684 | 1231856.4776
41 | 2657180.0361 | 1231746.5339
42 | 2657196.2876 | 1231855.8259
43 | 2657210.4902 | 1231756.5184
44 | 2657185.4962 | 1231731.8492
45 | 2657194.3918 | 1231702.6992
46 | 2657146.8862 | 1231635.8551
47 | 2656888.1547 | 1231771.3623
48 | 2656774.9606 | 1231606.8527
49 | 2656957.2198 | 1231732.256
50 | 2656751.3028 | 1231518.7813
51 | 2656760.9118 | 1231501.4619
52 | 2656743.813 | 1231541.7336
53 | 2656765.9703 | 1231471.8141
54 | 2656645.6303 | 1231319.819
55 | 2657198.7397 | 1231676.1023
56 | 2657230.5397 | 1231690.8186
57 | 2657137.3155 | 1231608.8652
58 | 2657129.7581 | 1231641.8305
59 | 2656730.1481 | 1231574.6488
60 | 2656717.411 | 1231598.3871
61 | 2657203.5148 | 1231854.8183
62 | 2657104.6045 | 1231650.6057
63 | 2657105.1322 | 1231650.4216
64 | 2657242.0213 | 1231167.2113
65 | 2657296.8871 | 1231166.3963
66 | 2657230.4121 | 1231189.6944
67 | 2657293.2476 | 1231206.5889
68 | 2657220.3615 | 1231209.9671
69 | 2657287.0683 | 1231222.6017
70 | 2657219.8966 | 1231210.9048
71 | 2657284.6192 | 1231228.9482
72 | 2657215.0821 | 1231220.616
73 | 2657207.0615 | 1231573.0987
74 | 2657205.214 | 1231591.8335
75 | 2657208.8539 | 1231563.8101
76 | 2657202.4743 | 1231619.6156
77 | 2657209.9719 | 1231559.2032
78 | 2657217.7078 | 1231527.3438
79 | 2657221.3746 | 1231517.7507
80 | 2657191.2446 | 1231522.1193
81 | 2657128.0636 | 1231382.4036
82 | 2657141.6429 | 1231383.5695
83 | 2657097.3954 | 1231379.7705
84 | 2657146.5357 | 1231383.9896
85 | 2657100.4935 | 1231403.9284
86 | 2657113.1672 | 1231320.9952
87 | 2657169.5849 | 1231386.3214
88 | 2657150.303 | 1231353.6952
89 | 2657104.9227 | 1231424.7606
90 | 2657113.8021 | 1231316.8144
91 | 2657172.1902 | 1231407.965
92 | 2657159.4636 | 1231332.4078
93 | 2657109.2297 | 1231444.148
94 | 2657120.6416 | 1231271.779
95 | 2657168.6341 | 1231437.0745
96 | 2657164.4108 | 1231473.8925
97 | 2657178.8488 | 1231521.5682
98 | 2657193.344 | 1231504.627
99 | 2657109.5854 | 1231527.7511
100 | 2657115.1913 | 1231549.5827
101 | 2657110.1996 | 1231506.4322
102 | 2657116.9754 | 1231554.1557
103 | 2657110.644 | 1231491.0073
104 | 2657122.5805 | 1231568.5229
105 | 2657111.0653 | 1231476.3859
106 | 2657125.2172 | 1231575.2813
107 | 2657111.2048 | 1231471.5422
108 | 2657194.0896 | 1231496.2399
109 | 2657194.9047 | 1231485.706
110 | 2657196.1522 | 1231470.394
111 | 2657202.7129 | 1231451.8065
112 | 2657234.8687 | 1231526.2147
113 | 2657236.1169 | 1231479.1671
114 | 2657204.1034 | 1231443.3797
115 | 2657206.3153 | 1231429.9755
116 | 2657219.4885 | 1231362.0373
117 | 2657219.2275 | 1231362.9197
118 | 2657226.0835 | 1231343.1402
119 | 2657213.4305 | 1231386.8562
120 | 2657226.779 | 1231341.3602
121 | 2657213.0263 | 1231389.3061
122 | 2657237.2751 | 1231327.7952
123 | 2657210.1163 | 1231406.9408
124 | 2657251.9928 | 1231311.5209
125 | 2657208.0151 | 1231419.6746
126 | 2657134.1276 | 1231599.8751
127 | 2657160.2287 | 1231330.9976
128 | 2657122.6247 | 1231228.537
129 | 2657123.018 | 1231232.3559
130 | 2657120.707 | 1231217.4633
131 | 2657123.1281 | 1231233.425
132 | 2657118.6627 | 1231208.3541
133 | 2657123.5567 | 1231241.0836
134 | 2657117.9083 | 1231206.5252
135 | 2657123.413 | 1231242.7129
136 | 2657109.0724 | 1231193.3653
137 | 2657279.8485 | 1231241.311
138 | 2657277.0794 | 1231259.7042
139 | 2657281.394 | 1231273.0486
140 | 2657273.6772 | 1231282.0681
141 | 2657173.4106 | 1231308.3352
142 | 2657182.5944 | 1231296.5783
143 | 2657191.4159 | 1231285.2853
144 | 2657192.2996 | 1231284.154
145 | 2657250.8529 | 1231440.5781
146 | 2657262.1545 | 1231411.5396
147 | 2657282.3924 | 1231359.6315
148 | 2657243.9871 | 1231534.1091
149 | 2657245.9646 | 1231535.8211
150 | 2657123.0226 | 1231247.1405
151 | 2657121.4532 | 1231264.9392
152 | 2657078.2335 | 1231254.7872
153 | 2657077.6016 | 1231249.264
154 | 2656659.587 | 1231269.091
155 | 2657070.415 | 1231186.382
156 | 2656653.7394 | 1231286.4553
157 | 2656648.5974 | 1231304.5639
158 | 2656650.0442 | 1231250.9981
159 | 2656636.6294 | 1231225.9046
160 | 2657255.0047 | 1231677.6501
161 | 2657259.2402 | 1231675.3703
162 | 2657130.521 | 1231589.7045
163 | 2657261.4102 | 1231301.1076
164 | 2657208.5123 | 1231232.0963
165 | 2657207.4505 | 1231233.7715
166 | 2657185.3467 | 1231254.8995
167 | 2657110.2164 | 1231448.5895
168 | 2657358.7935 | 1231723.4421
169 | 2657345.2515 | 1231713.3308
170 | 2657367.4454 | 1231729.9022
171 | 2657338.059 | 1231707.9604
172 | 2657477.6439 | 1231756.8072
173 | 2657322.6827 | 1231696.4795
174 | 2657479.1487 | 1231773.7677
175 | 2657320.0101 | 1231694.4758
176 | 2657296.2254 | 1231676.6395
177 | 2657278.1733 | 1231663.1021
178 | 2657266.0703 | 1231671.6939
179 | 2657296.2681 | 1231646.2878
180 | 2657354.1847 | 1231581.5673
181 | 2657352.4464 | 1231583.6172
182 | 2657365.787 | 1231567.8851
183 | 2657329.8302 | 1231610.2879
184 | 2657371.1466 | 1231560.0118
185 | 2657404.5351 | 1231576.8685
186 | 2657314.5745 | 1231602.1579
187 | 2657405.6463 | 1231575.1206
188 | 2657465.0883 | 1231615.2963
189 | 2657309.6344 | 1231654.0331
190 | 2657306.2342 | 1231596.9563
191 | 2657420.911 | 1231551.1092
192 | 2657436.9862 | 1231525.8228
193 | 2657437.1033 | 1231513.6939
194 | 2657431.8231 | 1231533.9443
195 | 2657423.6761 | 1231546.7596
196 | 2657357.1641 | 1231767.3856
197 | 2657344.1921 | 1231785.8283
198 | 2657358.669 | 1231765.246
199 | 2657341.8004 | 1231789.2285
200 | 2657364.1468 | 1231757.4581
201 | 2657429.4416 | 1231794.0785
202 | 2657434.4402 | 1231784.5795
203 | 2657447.7034 | 1231775.9677
204 | 2657254.1622 | 1231545.8202
205 | 2657259.5478 | 1231552.3893
206 | 2657271.3759 | 1231566.2716
207 | 2657274.6431 | 1231570.0716
208 | 2657312.6391 | 1231655.7742
209 | 2657382.5343 | 1231682.0757
210 | 2657293.8841 | 1231588.4187
211 | 2657299.9737 | 1231593.0518
212 | 2657283.9467 | 1231580.4352
213 | 2657275.5501 | 1231571.1265
214 | 2657222.0402 | 1231855.6878
215 | 2657221.6011 | 1231827.8585
216 | 2657240.7326 | 1231827.2655
217 | 2657259.4331 | 1231826.6858
218 | 2657269.0484 | 1231826.3877
219 | 2657146.8862 | 1231635.8551

## line_std_types
| c_nf_per_km | r_ohm_per_km | x_ohm_per_km | max_i_ka | type | q_mm2 | alpha | voltage_rating
NAYY 4x50 SE | 210 | 0.642 | 0.083 | 0.142 | cs | 50 | 0.00403 | LV
NAYY 4x120 SE | 264 | 0.225 | 0.08 | 0.242 | cs | 120 | 0.00403 | LV
NAYY 4x150 SE | 261 | 0.208 | 0.08 | 0.27 | cs | 150 | 0.00403 | LV
NA2XS2Y 1x95 RM/25 12/20 kV | 216 | 0.313 | 0.132 | 0.252 | cs | 95 | 0.00403 | MV
NA2XS2Y 1x185 RM/25 12/20 kV | 273 | 0.161 | 0.117 | 0.362 | cs | 185 | 0.00403 | MV
NA2XS2Y 1x240 RM/25 12/20 kV | 304 | 0.122 | 0.112 | 0.421 | cs | 240 | 0.00403 | MV
NA2XS2Y 1x95 RM/25 6/10 kV | 315 | 0.313 | 0.123 | 0.249 | cs | 95 | 0.00403 | MV
NA2XS2Y 1x185 RM/25 6/10 kV | 406 | 0.161 | 0.11 | 0.358 | cs | 185 | 0.00403 | MV
NA2XS2Y 1x240 RM/25 6/10 kV | 456 | 0.122 | 0.105 | 0.416 | cs | 240 | 0.00403 | MV
NA2XS2Y 1x150 RM/25 12/20 kV | 250 | 0.206 | 0.116 | 0.319 | cs | 150 | 0.00403 | MV
NA2XS2Y 1x120 RM/25 12/20 kV | 230 | 0.253 | 0.119 | 0.283 | cs | 120 | 0.00403 | MV
NA2XS2Y 1x70 RM/25 12/20 kV | 190 | 0.443 | 0.132 | 0.22 | cs | 70 | 0.00403 | MV
NA2XS2Y 1x150 RM/25 6/10 kV | 360 | 0.206 | 0.11 | 0.315 | cs | 150 | 0.00403 | MV
NA2XS2Y 1x120 RM/25 6/10 kV | 340 | 0.253 | 0.113 | 0.28 | cs | 120 | 0.00403 | MV
NA2XS2Y 1x70 RM/25 6/10 kV | 280 | 0.443 | 0.123 | 0.217 | cs | 70 | 0.00403 | MV
N2XS(FL)2Y 1x120 RM/35 64/110 kV | 112 | 0.153 | 0.166 | 0.366 | cs | 120 | 0.00393 | HV
N2XS(FL)2Y 1x185 RM/35 64/110 kV | 125 | 0.099 | 0.156 | 0.457 | cs | 185 | 0.00393 | HV
N2XS(FL)2Y 1x240 RM/35 64/110 kV | 135 | 0.075 | 0.149 | 0.526 | cs | 240 | 0.00393 | HV
N2XS(FL)2Y 1x300 RM/35 64/110 kV | 144 | 0.06 | 0.144 | 0.588 | cs | 300 | 0.00393 | HV
15-AL1/3-ST1A 0.4 | 11 | 1.8769 | 0.35 | 0.105 | ol | 16 | 0.00403 | LV
24-AL1/4-ST1A 0.4 | 11.25 | 1.2012 | 0.335 | 0.14 | ol | 24 | 0.00403 | LV
48-AL1/8-ST1A 0.4 | 12.2 | 0.5939 | 0.3 | 0.21 | ol | 48 | 0.00403 | LV
94-AL1/15-ST1A 0.4 | 13.2 | 0.306 | 0.29 | 0.35 | ol | 94 | 0.00403 | LV
34-AL1/6-ST1A 10.0 | 9.7 | 0.8342 | 0.36 | 0.17 | ol | 34 | 0.00403 | MV
48-AL1/8-ST1A 10.0 | 10.1 | 0.5939 | 0.35 | 0.21 | ol | 48 | 0.00403 | MV
70-AL1/11-ST1A 10.0 | 10.4 | 0.4132 | 0.339 | 0.29 | ol | 70 | 0.00403 | MV
94-AL1/15-ST1A 10.0 | 10.75 | 0.306 | 0.33 | 0.35 | ol | 94 | 0.00403 | MV
122-AL1/20-ST1A 10.0 | 11.1 | 0.2376 | 0.323 | 0.41 | ol | 122 | 0.00403 | MV
149-AL1/24-ST1A 10.0 | 11.25 | 0.194 | 0.315 | 0.47 | ol | 149 | 0.00403 | MV
34-AL1/6-ST1A 20.0 | 9.15 | 0.8342 | 0.382 | 0.17 | ol | 34 | 0.00403 | MV
48-AL1/8-ST1A 20.0 | 9.5 | 0.5939 | 0.372 | 0.21 | ol | 48 | 0.00403 | MV
70-AL1/11-ST1A 20.0 | 9.7 | 0.4132 | 0.36 | 0.29 | ol | 70 | 0.00403 | MV
94-AL1/15-ST1A 20.0 | 10 | 0.306 | 0.35 | 0.35 | ol | 94 | 0.00403 | MV
122-AL1/20-ST1A 20.0 | 10.3 | 0.2376 | 0.344 | 0.41 | ol | 122 | 0.00403 | MV
149-AL1/24-ST1A 20.0 | 10.5 | 0.194 | 0.337 | 0.47 | ol | 149 | 0.00403 | MV
184-AL1/30-ST1A 20.0 | 10.75 | 0.1571 | 0.33 | 0.535 | ol | 184 | 0.00403 | MV
243-AL1/39-ST1A 20.0 | 11 | 0.1188 | 0.32 | 0.645 | ol | 243 | 0.00403 | MV
48-AL1/8-ST1A 110.0 | 8 | 0.5939 | 0.46 | 0.21 | ol | 48 | 0.00403 | HV
70-AL1/11-ST1A 110.0 | 8.4 | 0.4132 | 0.45 | 0.29 | ol | 70 | 0.00403 | HV
94-AL1/15-ST1A 110.0 | 8.65 | 0.306 | 0.44 | 0.35 | ol | 94 | 0.00403 | HV
122-AL1/20-ST1A 110.0 | 8.5 | 0.2376 | 0.43 | 0.41 | ol | 122 | 0.00403 | HV
149-AL1/24-ST1A 110.0 | 8.75 | 0.194 | 0.41 | 0.47 | ol | 149 | 0.00403 | HV
184-AL1/30-ST1A 110.0 | 8.8 | 0.1571 | 0.4 | 0.535 | ol | 184 | 0.00403 | HV
243-AL1/39-ST1A 110.0 | 9 | 0.1188 | 0.39 | 0.645 | ol | 243 | 0.00403 | HV
305-AL1/39-ST1A 110.0 | 9.2 | 0.0949 | 0.38 | 0.74 | ol | 305 | 0.00403 | HV
490-AL1/64-ST1A 110.0 | 9.75 | 0.059 | 0.37 | 0.96 | ol | 490 | 0.00403 | HV
679-AL1/86-ST1A 110.0 | 9.95 | 0.042 | 0.36 | 1.15 | ol | 679 | 0.00403 | HV
490-AL1/64-ST1A 220.0 | 10 | 0.059 | 0.285 | 0.96 | ol | 490 | 0.00403 | HV
679-AL1/86-ST1A 220.0 | 11.7 | 0.042 | 0.275 | 1.15 | ol | 679 | 0.00403 | HV
490-AL1/64-ST1A 380.0 | 11 | 0.059 | 0.253 | 0.96 | ol | 490 | 0.00403 | HV
679-AL1/86-ST1A 380.0 | 14.6 | 0.042 | 0.25 | 1.15 | ol | 679 | 0.00403 | HV

## trafo_std_types
| i0_percent | pfe_kw | vkr_percent | sn_mva | vn_lv_kv | vn_hv_kv | vk_percent | shift_degree | vector_group | tap_side | tap_neutral | tap_min | tap_max | tap_step_degree | tap_step_percent | tap_phase_shifter
160 MVA 380/110 kV | 0.06 | 60 | 0.25 | 160 | 110 | 380 | 12.2 | 0 | Yy0 | hv | 0 | -9 | 9 | 0 | 1.5 | FALSE
100 MVA 220/110 kV | 0.06 | 55 | 0.26 | 100 | 110 | 220 | 12 | 0 | Yy0 | hv | 0 | -9 | 9 | 0 | 1.5 | FALSE
63 MVA 110/20 kV | 0.04 | 22 | 0.32 | 63 | 20 | 110 | 18 | 150 | YNd5 | hv | 0 | -9 | 9 | 0 | 1.5 | FALSE
40 MVA 110/20 kV | 0.05 | 18 | 0.34 | 40 | 20 | 110 | 16.2 | 150 | YNd5 | hv | 0 | -9 | 9 | 0 | 1.5 | FALSE
25 MVA 110/20 kV | 0.07 | 14 | 0.41 | 25 | 20 | 110 | 12 | 150 | YNd5 | hv | 0 | -9 | 9 | 0 | 1.5 | FALSE
63 MVA 110/10 kV | 0.04 | 22 | 0.32 | 63 | 10 | 110 | 18 | 150 | YNd5 | hv | 0 | -9 | 9 | 0 | 1.5 | FALSE
40 MVA 110/10 kV | 0.05 | 18 | 0.34 | 40 | 10 | 110 | 16.2 | 150 | YNd5 | hv | 0 | -9 | 9 | 0 | 1.5 | FALSE
25 MVA 110/10 kV | 0.07 | 14 | 0.41 | 25 | 10 | 110 | 12 | 150 | YNd5 | hv | 0 | -9 | 9 | 0 | 1.5 | FALSE
0.25 MVA 20/0.4 kV | 0.32 | 0.8 | 1.44 | 0.25 | 0.4 | 20 | 6 | 150 | Yzn5 | hv | 0 | -2 | 2 | 0 | 2.5 | FALSE
0.4 MVA 20/0.4 kV | 0.3375 | 1.35 | 1.425 | 0.4 | 0.4 | 20 | 6 | 150 | Dyn5 | hv | 0 | -2 | 2 | 0 | 2.5 | FALSE
0.63 MVA 20/0.4 kV | 0.2619 | 1.65 | 1.206 | 0.63 | 0.4 | 20 | 6 | 150 | Dyn5 | hv | 0 | -2 | 2 | 0 | 2.5 | FALSE
0.25 MVA 10/0.4 kV | 0.24 | 0.6 | 1.2 | 0.25 | 0.4 | 10 | 4 | 150 | Dyn5 | hv | 0 | -2 | 2 | 0 | 2.5 | FALSE
0.4 MVA 10/0.4 kV | 0.2375 | 0.95 | 1.325 | 0.4 | 0.4 | 10 | 4 | 150 | Dyn5 | hv | 0 | -2 | 2 | 0 | 2.5 | FALSE
0.63 MVA 10/0.4 kV | 0.1873 | 1.18 | 1.0794 | 0.63 | 0.4 | 10 | 4 | 150 | Dyn5 | hv | 0 | -2 | 2 | 0 | 2.5 | FALSE

## trafo3w_std_types
| sn_hv_mva | sn_mv_mva | sn_lv_mva | vn_hv_kv | vn_mv_kv | vn_lv_kv | vk_hv_percent | vk_mv_percent | vk_lv_percent | vkr_hv_percent | vkr_mv_percent | vkr_lv_percent | pfe_kw | i0_percent | shift_mv_degree | shift_lv_degree | vector_group | tap_side | tap_neutral | tap_min | tap_max | tap_step_percent
63/25/38 MVA 110/20/10 kV | 63 | 25 | 38 | 110 | 20 | 10 | 10.4 | 10.4 | 10.4 | 0.28 | 0.32 | 0.35 | 35 | 0.89 | 0 | 0 | YN0yn0yn0 | hv | 0 | -10 | 10 | 1.2
63/25/38 MVA 110/10/10 kV | 63 | 25 | 38 | 110 | 10 | 10 | 10.4 | 10.4 | 10.4 | 0.28 | 0.32 | 0.35 | 35 | 0.89 | 0 | 0 | YN0yn0yn0 | hv | 0 | -10 | 10 | 1.2

## fuse_std_types
| fuse_type | i_rated_a | t_avg | t_min | t_total | x_avg | x_min | x_total
HV 100A | HV 100A | 100 | 0 | [10.0, 3.64, 0.854, 0.281, 0.1, 0.0531, 0.022, 0.01] | [10.0, 4.267, 1.21, 0.403, 0.1, 0.058, 0.022, 0.01] | 0 | [300.0, 350.0, 450.0, 550.0, 700.0, 850.0, 1200.0, 1752.0] | [600.0, 700.0, 900.0, 1150.0, 1665.0, 2000.0, 3000.0, 4313.0]
HV 10A | HV 10A | 10 | 0 | [10.0, 1675.0, 0.344, 0.156, 0.1, 0.0417, 0.0171, 0.01] | [10.0, 1.3, 0.3, 0.155, 0.1, 0.0555, 0.023, 0.01] | 0 | [30.0, 32.0, 35.0, 37.0, 39.0, 50.0, 70.0, 88.0] | [60.0, 70.0, 80.0, 87.0, 94.0, 110.0, 150.0, 216.0]
HV 125A | HV 125A | 125 | 0 | [10.0, 1.82, 0.344, 0.1, 0.0467, 0.0269, 0.01] | [10.0, 2.478, 0.426, 0.1, 0.0427, 0.0211, 0.01] | 0 | [375.0, 500.0, 700.0, 925.0, 1200.0, 1500.0, 2341.0] | [750.0, 1000.0, 1500.0, 2200.0, 3000.0, 4000.0, 5765.0]
HV 160A | HV 160A | 160 | 0 | [10.0, 4.15, 1.03, 0.198, 0.1, 0.051, 0.0172, 0.01] | [10.0, 2.3, 0.734, 0.274, 0.1, 0.046, 0.0177, 0.01] | 0 | [480.0, 550.0, 700.0, 1000.0, 1260.0, 1600.0, 2500.0, 3227.0] | [960.0, 1300.0, 1700.0, 2200.0, 2996.0, 4000.0, 6000.0, 7946.0]
HV 16A | HV 16A | 16 | 0 | [10.0, 0.352, 0.164, 0.1, 0.0649, 0.0342, 0.01] | [10.0, 2.34, 0.722, 0.181, 0.1, 0.055, 0.0296, 0.01] | 0 | [48.0, 60.0, 65.0, 71.0, 80.0, 100.0, 162.0] | [96.0, 110.0, 125.0, 150.0, 168.0, 200.0, 250.0, 398.0]
HV 200A | HV 200A | 200 | 0 | [10.0, 4.267, 1.21, 0.403, 0.1, 0.058, 0.022, 0.01] | [10.0, 3.73, 1.654, 0.328, 0.1, 0.0531, 0.019, 0.01] | 0 | [600.0, 700.0, 900.0, 1150.0, 1665.0, 2000.0, 3000.0, 4313.0] | [1200.0, 1500.0, 1800.0, 2700.0, 3960.0, 5000.0, 7500.0, 10620.0]
HV 20A | HV 20A | 20 | 0 | [10.0, 1.3, 0.3, 0.155, 0.1, 0.0555, 0.023, 0.01] | [10.0, 1.3, 0.161, 0.1, 0.0611, 0.0399, 0.0141, 0.01] | 0 | [60.0, 70.0, 80.0, 87.0, 94.0, 110.0, 150.0, 216.0] | [120.0, 150.0, 200.0, 223.0, 260.0, 300.0, 450.0, 532.0]
HV 25A | HV 25A | 25 | 0 | [10.0, 2.512, 0.833, 0.299, 0.1, 0.0372, 0.0223, 0.01] | [10.0, 3.125, 0.597, 0.198, 0.1, 0.0378, 0.022, 0.01] | 0 | [75.0, 82.0, 90.0, 100.0, 124.0, 170.0, 200.0, 289.0] | [150.0, 170.0, 210.0, 250.0, 294.0, 400.0, 500.0, 711.0]
HV 31.5A | HV 31.5A | 31.5 | 0 | [10.0, 2.34, 0.722, 0.181, 0.1, 0.055, 0.0296, 0.01] | [10.0, 2.84, 0.368, 0.164, 0.1, 0.0621, 0.0378, 0.0195, 0.01] | 0 | [95.0, 110.0, 125.0, 150.0, 165.0, 200.0, 250.0, 390.0] | [189.0, 220.0, 300.0, 350.0, 393.0, 450.0, 530.0, 700.0, 960.0]
HV 40A | HV 40A | 40 | 0 | [10.0, 1.3, 0.161, 0.1, 0.0611, 0.0399, 0.0141, 0.01] | [10.0, 2.05, 0.369, 0.198, 0.1, 0.051, 0.0298, 0.01] | 0 | [120.0, 150.0, 200.0, 223.0, 260.0, 300.0, 450.0, 532.0] | [240.0, 300.0, 400.0, 450.0, 530.0, 650.0, 800.0, 1311.0]
HV 50A | HV 50A | 50 | 0 | [10.0, 3.215, 0.597, 0.198, 0.1, 0.0378, 0.022, 0.01] | [10.0, 3.64, 0.854, 0.281, 0.1, 0.0531, 0.022, 0.01] | 0 | [150.0, 170.0, 210.0, 250.0, 294.0, 400.0, 500.0, 711.0] | [300.0, 350.0, 450.0, 550.0, 700.0, 850.0, 1200.0, 1752.0]
HV 6.3A | HV 6.3A | 6.3 | 0 | [10.0, 1.39, 0.344, 0.168, 0.1, 0.056, 0.0263, 0.01] | [10.0, 1.711, 0.516, 0.198, 0.1, 0.0634, 0.0303, 0.01] | 0 | [19.0, 19.5, 20.4, 20.8, 22.0, 25.0, 32.0, 48.0] | [38.0, 40.0, 43.0, 48.0, 53.0, 60.0, 75.0, 118.0]
HV 63A | HV 63A | 63 | 0 | [10.0, 2.84, 0.368, 0.164, 0.1, 0.0621, 0.0378, 0.0195, 0.01] | [10.0, 1.82, 0.344, 0.1, 0.0467, 0.0269, 0.01] | 0 | [189.0, 220.0, 300.0, 350.0, 393.0, 450.0, 530.0, 700.0, 961.0] | [378.0, 500.0, 700.0, 934.0, 1200.0, 1500.0, 2366.0]
HV 80A | HV 80A | 80 | 0 | [10.0, 2.05, 0.369, 0.198, 0.1, 0.051, 0.0298, 0.01] | [10.0, 4.15, 1.03, 0.198, 0.1, 0.051, 0.0172, 0.01] | 0 | [240.0, 300.0, 400.0, 450.0, 530.0, 650.0, 800.0, 1311.0] | [480.0, 550.0, 700.0, 1000.0, 1260.0, 1600.0, 2500.0, 3227.0]
Siemens NH-1-100 | Siemens NH-1-100 | 100 | [5400.0, 2000.0, 400.0, 20.0, 1.0, 0.2, 0.012, 0.004] | 0 | 0 | [150.0, 190.0, 250.0, 430.0, 900.0, 1250.0, 2700.0, 3600.0] | 0 | 0
Siemens NH-1-125 | Siemens NH-1-125 | 125 | [4800.0, 120.0, 7.0, 0.1, 0.004] | 0 | 0 | [180.0, 400.0, 740.0, 2000.0, 4250.0] | 0 | 0
Siemens NH-1-16 | Siemens NH-1-16 | 16 | [4000.0, 400.0, 2.0, 0.1, 0.04, 0.01] | 0 | 0 | [26.0, 35.0, 75.0, 150.0, 200.0, 300.0] | 0 | 0
Siemens NH-1-160 | Siemens NH-1-160 | 160 | [4800.0, 120.0, 7.0, 0.1, 0.004] | 0 | 0 | [210.0, 500.0, 900.0, 2300.0, 5000.0] | 0 | 0
Siemens NH-1-25 | Siemens NH-1-25 | 25 | [4000.0, 1000.0, 10.0, 0.2, 0.02, 0.01] | 0 | 0 | [40.0, 50.0, 100.0, 210.0, 400.0, 500.0] | 0 | 0
Siemens NH-1-50 | Siemens NH-1-50 | 50 | [4000.0, 40.0, 4.0, 1.0, 0.02, 0.01] | 0 | 0 | [86.0, 200.0, 300.0, 400.0, 1000.0, 1280.0] | 0 | 0
Siemens NH-1-63 | Siemens NH-1-63 | 63 | [4000.0, 100.0, 10.0, 2.0, 0.04, 0.01] | 0 | 0 | [100.0, 200.0, 300.0, 400.0, 1000.0, 1500.0] | 0 | 0
Siemens NH-1-80 | Siemens NH-1-80 | 80 | [4800.0, 120.0, 7.0, 0.1, 0.01] | 0 | 0 | [150.58, 250.0, 450.0, 1150.0, 2470.0] | 0 | 0
Siemens NH-2-1000 | Siemens NH-2-1000 | 1000 | [4800.0, 120.0, 7.0, 0.1, 0.004] | 0 | 0 | [1900.0, 3500.0, 8400.0, 24000.0, 52000.0] | 0 | 0
Siemens NH-2-200 | Siemens NH-2-200 | 200 | [4800.0, 120.0, 7.0, 0.1, 0.004] | 0 | 0 | [280.0, 650.0, 1200.0, 3000.0, 7000.0] | 0 | 0
Siemens NH-2-224 | Siemens NH-2-224 | 224 | [4800.0, 120.0, 7.0, 0.2, 0.04, 0.004] | 0 | 0 | [400.0, 750.0, 1453.0, 3025.0, 4315.0, 7600.0] | 0 | 0
Siemens NH-2-250 | Siemens NH-2-250 | 250 | [4800.0, 120.0, 7.0, 0.1, 0.004] | 0 | 0 | [450.0, 800.0, 1650.0, 4000.0, 8500.0] | 0 | 0
Siemens NH-2-315 | Siemens NH-2-315 | 315 | [4800.0, 120.0, 7.0, 0.1, 0.004] | 0 | 0 | [550.0, 920.0, 1900.0, 5000.0, 11000.0] | 0 | 0
Siemens NH-2-355 | Siemens NH-2-355 | 355 | [4800.0, 120.0, 6.0, 0.1, 0.004] | 0 | 0 | [650.0, 1116.27, 2350.0, 5840.0, 12790.0] | 0 | 0
Siemens NH-2-400 | Siemens NH-2-400 | 400 | [4800.0, 120.0, 7.0, 0.1, 0.004] | 0 | 0 | [720.0, 1350.0, 2800.0, 6500.0, 15000.0] | 0 | 0
Siemens NH-2-425 | Siemens NH-2-425 | 425 | [4800.0, 120.0, 7.0, 0.1, 0.004] | 0 | 0 | [850.0, 1500.0, 3050.0, 7500.0, 16500.0] | 0 | 0
Siemens NH-2-630 | Siemens NH-2-630 | 630 | [4800.0, 120.0, 7.0, 0.1, 0.004] | 0 | 0 | [1200.0, 2000.0, 4800.0, 12000.0, 26000.0] | 0 | 0

## dtypes
| element | column | dtype
0 | bus | name | object
1 | bus | vn_kv | float64
2 | bus | type | object
3 | bus | zone | object
4 | bus | in_service | bool
5 | load | name | object
6 | load | bus | uint32
7 | load | p_mw | float64
8 | load | q_mvar | float64
9 | load | const_z_percent | float64
10 | load | const_i_percent | float64
11 | load | sn_mva | float64
12 | load | scaling | float64
13 | load | in_service | bool
14 | load | type | object
15 | ext_grid | name | object
16 | ext_grid | bus | uint32
17 | ext_grid | vm_pu | float64
18 | ext_grid | va_degree | float64
19 | ext_grid | slack_weight | float64
20 | ext_grid | in_service | bool
21 | line | name | object
22 | line | std_type | object
23 | line | from_bus | uint32
24 | line | to_bus | uint32
25 | line | length_km | float64
26 | line | r_ohm_per_km | float64
27 | line | x_ohm_per_km | float64
28 | line | c_nf_per_km | float64
29 | line | g_us_per_km | float64
30 | line | max_i_ka | float64
31 | line | df | float64
32 | line | parallel | uint32
33 | line | type | object
34 | line | in_service | bool
35 | trafo | name | object
36 | trafo | std_type | object
37 | trafo | hv_bus | uint32
38 | trafo | lv_bus | uint32
39 | trafo | sn_mva | float64
40 | trafo | vn_hv_kv | float64
41 | trafo | vn_lv_kv | float64
42 | trafo | vk_percent | float64
43 | trafo | vkr_percent | float64
44 | trafo | pfe_kw | float64
45 | trafo | i0_percent | float64
46 | trafo | shift_degree | float64
47 | trafo | tap_side | object
48 | trafo | tap_neutral | int32
49 | trafo | tap_min | int32
50 | trafo | tap_max | int32
51 | trafo | tap_step_percent | float64
52 | trafo | tap_step_degree | float64
53 | trafo | tap_pos | int32
54 | trafo | tap_phase_shifter | bool
55 | trafo | parallel | uint32
56 | trafo | df | float64
57 | trafo | in_service | bool
58 | line_geodata | coords | object
59 | bus_geodata | x | float64
60 | bus_geodata | y | float64
61 | bus_geodata | coords | object

## parameters
| version | format_version | converged | OPF_converged | name | f_hz | sn_mva
0 | 2.14.6 | 2.14.0 | FALSE | FALSE |  | 50 | 1