## bus
| name | vn_kv | type | zone | in_service
0 | bus_LV_4172-1_0_4_node_0 | 0.4 | n |  | TRUE
1 | bus_LV_4172-1_0_4_node_2 | 0.4 | n |  | TRUE
2 | bus_LV_4172-1_0_4_node_3 | 0.4 | n |  | TRUE
3 | bus_LV_4172-1_0_4_node_11 | 0.4 | n |  | TRUE
4 | bus_LV_4172-1_0_4_node_12 | 0.4 | n |  | TRUE
5 | bus_LV_4172-1_0_4_node_4 | 0.4 | n |  | TRUE
6 | bus_LV_4172-1_0_4_node_5 | 0.4 | n |  | TRUE
7 | bus_LV_4172-1_0_4_node_6 | 0.4 | n |  | TRUE
8 | bus_LV_4172-1_0_4_node_9 | 0.4 | n |  | TRUE
9 | bus_LV_4172-1_0_4_node_7 | 0.4 | n |  | TRUE
10 | bus_LV_4172-1_0_4_node_13 | 0.4 | n |  | TRUE
11 | bus_LV_4172-1_0_4_node_8 | 0.4 | n |  | TRUE
12 | bus_LV_4172-1_0_4_node_10 | 0.4 | n |  | TRUE
13 | bus_LV_4172-1_0_4_node_15 | 0.4 | n |  | TRUE
14 | bus_LV_4172-1_0_4_node_14 | 0.4 | n |  | TRUE
15 | bus_LV_4172-1_0_4_node_205 | 0.4 | n |  | TRUE
16 | bus_LV_4172-1_0_4_node_192 | 0.4 | n |  | TRUE
17 | bus_LV_4172-1_0_4_node_193 | 0.4 | n |  | TRUE
18 | bus_LV_4172-1_0_4_node_195 | 0.4 | n |  | TRUE
19 | bus_LV_4172-1_0_4_node_198 | 0.4 | n |  | TRUE
20 | bus_LV_4172-1_0_4_node_196 | 0.4 | n |  | TRUE
21 | bus_LV_4172-1_0_4_node_197 | 0.4 | n |  | TRUE
22 | bus_LV_4172-1_0_4_node_199 | 0.4 | n |  | TRUE
23 | bus_LV_4172-1_0_4_node_200 | 0.4 | n |  | TRUE
24 | bus_LV_4172-1_0_4_node_201 | 0.4 | n |  | TRUE
25 | bus_LV_4172-1_0_4_node_206 | 0.4 | n |  | TRUE
26 | bus_LV_4172-1_0_4_node_202 | 0.4 | n |  | TRUE
27 | bus_LV_4172-1_0_4_node_203 | 0.4 | n |  | TRUE
28 | bus_LV_4172-1_0_4_node_204 | 0.4 | n |  | TRUE
29 | bus_LV_4172-1_0_4_node_66 | 0.4 | n |  | TRUE
30 | bus_LV_4172-1_0_4_node_60 | 0.4 | n |  | TRUE
31 | bus_LV_4172-1_0_4_node_16 | 0.4 | n |  | TRUE
32 | bus_LV_4172-1_0_4_node_17 | 0.4 | n |  | TRUE
33 | bus_LV_4172-1_0_4_node_18 | 0.4 | n |  | TRUE
34 | bus_LV_4172-1_0_4_node_20 | 0.4 | n |  | TRUE
35 | bus_LV_4172-1_0_4_node_22 | 0.4 | n |  | TRUE
36 | bus_LV_4172-1_0_4_node_21 | 0.4 | n |  | TRUE
37 | bus_LV_4172-1_0_4_node_34 | 0.4 | n |  | TRUE
38 | bus_LV_4172-1_0_4_node_23 | 0.4 | n |  | TRUE
39 | bus_LV_4172-1_0_4_node_26 | 0.4 | n |  | TRUE
40 | bus_LV_4172-1_0_4_node_51 | 0.4 | n |  | TRUE
41 | bus_LV_4172-1_0_4_node_57 | 0.4 | n |  | TRUE
42 | bus_LV_4172-1_0_4_node_25 | 0.4 | n |  | TRUE
43 | bus_LV_4172-1_0_4_node_27 | 0.4 | n |  | TRUE
44 | bus_LV_4172-1_0_4_node_33 | 0.4 | n |  | TRUE
45 | bus_LV_4172-1_0_4_node_49 | 0.4 | n |  | TRUE
46 | bus_LV_4172-1_0_4_node_58 | 0.4 | n |  | TRUE
47 | bus_LV_4172-1_0_4_node_29 | 0.4 | n |  | TRUE
48 | bus_LV_4172-1_0_4_node_67 | 0.4 | n |  | TRUE
49 | bus_LV_4172-1_0_4_node_68 | 0.4 | n |  | TRUE
50 | bus_LV_4172-1_0_4_node_28 | 0.4 | n |  | TRUE
51 | bus_LV_4172-1_0_4_node_30 | 0.4 | n |  | TRUE
52 | bus_LV_4172-1_0_4_node_31 | 0.4 | n |  | TRUE
53 | bus_LV_4172-1_0_4_node_32 | 0.4 | n |  | TRUE
54 | bus_LV_4172-1_0_4_node_94 | 0.4 | n |  | TRUE
55 | bus_LV_4172-1_0_4_node_77 | 0.4 | n |  | TRUE
56 | bus_LV_4172-1_0_4_node_65 | 0.4 | n |  | TRUE
57 | bus_LV_4172-1_0_4_node_43 | 0.4 | n |  | TRUE
58 | bus_LV_4172-1_0_4_node_75 | 0.4 | n |  | TRUE
59 | bus_LV_4172-1_0_4_node_63 | 0.4 | n |  | TRUE
60 | bus_LV_4172-1_0_4_node_35 | 0.4 | n |  | TRUE
61 | bus_LV_4172-1_0_4_node_36 | 0.4 | n |  | TRUE
62 | bus_LV_4172-1_0_4_node_37 | 0.4 | n |  | TRUE
63 | bus_LV_4172-1_0_4_node_38 | 0.4 | n |  | TRUE
64 | bus_LV_4172-1_0_4_node_39 | 0.4 | n |  | TRUE
65 | bus_LV_4172-1_0_4_node_42 | 0.4 | n |  | TRUE
66 | bus_LV_4172-1_0_4_node_40 | 0.4 | n |  | TRUE
67 | bus_LV_4172-1_0_4_node_46 | 0.4 | n |  | TRUE
68 | bus_LV_4172-1_0_4_node_44 | 0.4 | n |  | TRUE
69 | bus_LV_4172-1_0_4_node_52 | 0.4 | n |  | TRUE
70 | bus_LV_4172-1_0_4_node_41 | 0.4 | n |  | TRUE
71 | bus_LV_4172-1_0_4_node_47 | 0.4 | n |  | TRUE
72 | bus_LV_4172-1_0_4_node_45 | 0.4 | n |  | TRUE
73 | bus_LV_4172-1_0_4_node_126 | 0.4 | n |  | TRUE
74 | bus_LV_4172-1_0_4_node_125 | 0.4 | n |  | TRUE
75 | bus_LV_4172-1_0_4_node_53 | 0.4 | n |  | TRUE
76 | bus_LV_4172-1_0_4_node_54 | 0.4 | n |  | TRUE
77 | bus_LV_4172-1_0_4_node_55 | 0.4 | n |  | TRUE
78 | bus_LV_4172-1_0_4_node_56 | 0.4 | n |  | TRUE
79 | bus_LV_4172-1_0_4_node_48 | 0.4 | n |  | TRUE
80 | bus_LV_4172-1_0_4_node_50 | 0.4 | n |  | TRUE
81 | bus_LV_4172-1_0_4_node_91 | 0.4 | n |  | TRUE
82 | bus_LV_4172-1_0_4_node_122 | 0.4 | n |  | TRUE
83 | bus_LV_4172-1_0_4_node_137 | 0.4 | n |  | TRUE
84 | bus_LV_4172-1_0_4_node_134 | 0.4 | n |  | TRUE
85 | bus_LV_4172-1_0_4_node_71 | 0.4 | n |  | TRUE
86 | bus_LV_4172-1_0_4_node_123 | 0.4 | n |  | TRUE
87 | bus_LV_4172-1_0_4_node_144 | 0.4 | n |  | TRUE
88 | bus_LV_4172-1_0_4_node_143 | 0.4 | n |  | TRUE
89 | bus_LV_4172-1_0_4_node_59 | 0.4 | n |  | TRUE
90 | bus_LV_4172-1_0_4_node_72 | 0.4 | n |  | TRUE
91 | bus_LV_4172-1_0_4_node_69 | 0.4 | n |  | TRUE
92 | bus_LV_4172-1_0_4_node_70 | 0.4 | n |  | TRUE
93 | bus_LV_4172-1_0_4_node_61 | 0.4 | n |  | TRUE
94 | bus_LV_4172-1_0_4_node_64 | 0.4 | n |  | TRUE
95 | bus_LV_4172-1_0_4_node_93 | 0.4 | n |  | TRUE
96 | bus_LV_4172-1_0_4_node_92 | 0.4 | n |  | TRUE
97 | bus_LV_4172-1_0_4_node_166 | 0.4 | n |  | TRUE
98 | bus_LV_4172-1_0_4_node_85 | 0.4 | n |  | TRUE
99 | bus_LV_4172-1_0_4_node_73 | 0.4 | n |  | TRUE
100 | bus_LV_4172-1_0_4_node_74 | 0.4 | n |  | TRUE
101 | bus_LV_4172-1_0_4_node_76 | 0.4 | n |  | TRUE
102 | bus_LV_4172-1_0_4_node_78 | 0.4 | n |  | TRUE
103 | bus_LV_4172-1_0_4_node_79 | 0.4 | n |  | TRUE
104 | bus_LV_4172-1_0_4_node_81 | 0.4 | n |  | TRUE
105 | bus_LV_4172-1_0_4_node_82 | 0.4 | n |  | TRUE
106 | bus_LV_4172-1_0_4_node_83 | 0.4 | n |  | TRUE
107 | bus_LV_4172-1_0_4_node_84 | 0.4 | n |  | TRUE
108 | bus_LV_4172-1_0_4_node_86 | 0.4 | n |  | TRUE
109 | bus_LV_4172-1_0_4_node_87 | 0.4 | n |  | TRUE
110 | bus_LV_4172-1_0_4_node_139 | 0.4 | n |  | TRUE
111 | bus_LV_4172-1_0_4_node_146 | 0.4 | n |  | TRUE
112 | bus_LV_4172-1_0_4_node_120 | 0.4 | n |  | TRUE
113 | bus_LV_4172-1_0_4_node_89 | 0.4 | n |  | TRUE
114 | bus_LV_4172-1_0_4_node_168 | 0.4 | n |  | TRUE
115 | bus_LV_4172-1_0_4_node_151 | 0.4 | n |  | TRUE
116 | bus_LV_4172-1_0_4_node_138 | 0.4 | n |  | TRUE
117 | bus_LV_4172-1_0_4_node_180 | 0.4 | n |  | TRUE
118 | bus_LV_4172-1_0_4_node_121 | 0.4 | n |  | TRUE
119 | bus_LV_4172-1_0_4_node_88 | 0.4 | n |  | TRUE
120 | bus_LV_4172-1_0_4_node_167 | 0.4 | n |  | TRUE
121 | bus_LV_4172-1_0_4_node_90 | 0.4 | n |  | TRUE
122 | bus_LV_4172-1_0_4_node_165 | 0.4 | n |  | TRUE
123 | bus_LV_4172-1_0_4_node_95 | 0.4 | n |  | TRUE
124 | bus_LV_4172-1_0_4_node_96 | 0.4 | n |  | TRUE
125 | bus_LV_4172-1_0_4_node_97 | 0.4 | n |  | TRUE
126 | bus_LV_4172-1_0_4_node_98 | 0.4 | n |  | TRUE
127 | bus_LV_4172-1_0_4_node_99 | 0.4 | n |  | TRUE
128 | bus_LV_4172-1_0_4_node_100 | 0.4 | n |  | TRUE
129 | bus_LV_4172-1_0_4_node_162 | 0.4 | n |  | TRUE
130 | bus_LV_4172-1_0_4_node_179 | 0.4 | n |  | TRUE
131 | bus_LV_4172-1_0_4_node_160 | 0.4 | n |  | TRUE
132 | bus_LV_4172-1_0_4_node_186 | 0.4 | n |  | TRUE
133 | bus_LV_4172-1_0_4_node_177 | 0.4 | n |  | TRUE
134 | bus_LV_4172-1_0_4_node_101 | 0.4 | n |  | TRUE
135 | bus_LV_4172-1_0_4_node_103 | 0.4 | n |  | TRUE
136 | bus_LV_4172-1_0_4_node_104 | 0.4 | n |  | TRUE
137 | bus_LV_4172-1_0_4_node_105 | 0.4 | n |  | TRUE
138 | bus_LV_4172-1_0_4_node_114 | 0.4 | n |  | TRUE
139 | bus_LV_4172-1_0_4_node_108 | 0.4 | n |  | TRUE
140 | bus_LV_4172-1_0_4_node_145 | 0.4 | n |  | TRUE
141 | bus_LV_4172-1_0_4_node_106 | 0.4 | n |  | TRUE
142 | bus_LV_4172-1_0_4_node_107 | 0.4 | n |  | TRUE
143 | bus_LV_4172-1_0_4_node_109 | 0.4 | n |  | TRUE
144 | bus_LV_4172-1_0_4_node_111 | 0.4 | n |  | TRUE
145 | bus_LV_4172-1_0_4_node_110 | 0.4 | n |  | TRUE
146 | bus_LV_4172-1_0_4_node_127 | 0.4 | n |  | TRUE
147 | bus_LV_4172-1_0_4_node_112 | 0.4 | n |  | TRUE
148 | bus_LV_4172-1_0_4_node_113 | 0.4 | n |  | TRUE
149 | bus_LV_4172-1_0_4_node_128 | 0.4 | n |  | TRUE
150 | bus_LV_4172-1_0_4_node_147 | 0.4 | n |  | TRUE
151 | bus_LV_4172-1_0_4_node_148 | 0.4 | n |  | TRUE
152 | bus_LV_4172-1_0_4_node_115 | 0.4 | n |  | TRUE
153 | bus_LV_4172-1_0_4_node_116 | 0.4 | n |  | TRUE
154 | bus_LV_4172-1_0_4_node_117 | 0.4 | n |  | TRUE
155 | bus_LV_4172-1_0_4_node_118 | 0.4 | n |  | TRUE
156 | bus_LV_4172-1_0_4_node_119 | 0.4 | n |  | TRUE
157 | bus_LV_4172-1_0_4_node_129 | 0.4 | n |  | TRUE
158 | bus_LV_4172-1_0_4_node_124 | 0.4 | n |  | TRUE
159 | bus_LV_4172-1_0_4_node_153 | 0.4 | n |  | TRUE
160 | bus_LV_4172-1_0_4_node_152 | 0.4 | n |  | TRUE
161 | bus_LV_4172-1_0_4_node_133 | 0.4 | n |  | TRUE
162 | bus_LV_4172-1_0_4_node_142 | 0.4 | n |  | TRUE
163 | bus_LV_4172-1_0_4_node_130 | 0.4 | n |  | TRUE
164 | bus_LV_4172-1_0_4_node_131 | 0.4 | n |  | TRUE
165 | bus_LV_4172-1_0_4_node_132 | 0.4 | n |  | TRUE
166 | bus_LV_4172-1_0_4_node_150 | 0.4 | n |  | TRUE
167 | bus_LV_4172-1_0_4_node_157 | 0.4 | n |  | TRUE
168 | bus_LV_4172-1_0_4_node_155 | 0.4 | n |  | TRUE
169 | bus_LV_4172-1_0_4_node_135 | 0.4 | n |  | TRUE
170 | bus_LV_4172-1_0_4_node_136 | 0.4 | n |  | TRUE
171 | bus_LV_4172-1_0_4_node_140 | 0.4 | n |  | TRUE
172 | bus_LV_4172-1_0_4_node_154 | 0.4 | n |  | TRUE
173 | bus_LV_4172-1_0_4_node_141 | 0.4 | n |  | TRUE
174 | bus_LV_4172-1_0_4_node_172 | 0.4 | n |  | TRUE
175 | bus_LV_4172-1_0_4_node_173 | 0.4 | n |  | TRUE
176 | bus_LV_4172-1_0_4_node_174 | 0.4 | n |  | TRUE
177 | bus_LV_4172-1_0_4_node_156 | 0.4 | n |  | TRUE
178 | bus_LV_4172-1_0_4_node_181 | 0.4 | n |  | TRUE
179 | bus_LV_4172-1_0_4_node_182 | 0.4 | n |  | TRUE
180 | bus_LV_4172-1_0_4_node_158 | 0.4 | n |  | TRUE
181 | bus_LV_4172-1_0_4_node_159 | 0.4 | n |  | TRUE
182 | bus_LV_4172-1_0_4_node_161 | 0.4 | n |  | TRUE
183 | bus_LV_4172-1_0_4_node_163 | 0.4 | n |  | TRUE
184 | bus_LV_4172-1_0_4_node_164 | 0.4 | n |  | TRUE
185 | bus_LV_4172-1_0_4_node_169 | 0.4 | n |  | TRUE
186 | bus_LV_4172-1_0_4_node_170 | 0.4 | n |  | TRUE
187 | bus_LV_4172-1_0_4_node_171 | 0.4 | n |  | TRUE
188 | bus_LV_4172-1_0_4_node_184 | 0.4 | n |  | TRUE
189 | bus_LV_4172-1_0_4_node_185 | 0.4 | n |  | TRUE
190 | bus_LV_4172-1_0_4_node_187 | 0.4 | n |  | TRUE
191 | bus_LV_4172-1_0_4_node_178 | 0.4 | n |  | TRUE
192 | bus_LV_4172-1_0_4_node_190 | 0.4 | n |  | TRUE
193 | bus_LV_4172-1_0_4_node_176 | 0.4 | n |  | TRUE
194 | bus_LV_4172-1_0_4_node_189 | 0.4 | n |  | TRUE
195 | bus_LV_4172-1_0_4_node_175 | 0.4 | n |  | TRUE
196 | bus_LV_4172-1_0_4_node_183 | 0.4 | n |  | TRUE
197 | bus_LV_4172-1_0_4_node_191 | 0.4 | n |  | TRUE
198 | bus_MV_432_0_node_26 | 20 | n |  | TRUE

## load
| name | bus | p_mw | q_mvar | const_z_percent | const_i_percent | sn_mva | scaling | in_service | type
0 | LV_4172-1_0_4_load_0 | 0 | 0.0019913 | 0.00049906 | 0 | 0 |  | 1 | TRUE | wye
1 | LV_4172-1_0_4_load_3 | 2 | 0.0025668 | 0.00064331 | 0 | 0 |  | 1 | TRUE | wye
2 | LV_4172-1_0_4_load_11 | 3 | 0.00088863 | 0.00022271 | 0 | 0 |  | 1 | TRUE | wye
3 | LV_4172-1_0_4_load_4 | 5 | 0.00098051 | 0.00024574 | 0 | 0 |  | 1 | TRUE | wye
4 | LV_4172-1_0_4_load_5 | 6 | 0.001812 | 0.00045412 | 0 | 0 |  | 1 | TRUE | wye
5 | LV_4172-1_0_4_load_7 | 9 | 0.0011725 | 0.00029385 | 0 | 0 |  | 1 | TRUE | wye
6 | LV_4172-1_0_4_load_13 | 10 | 0.0035611 | 0.00089249 | 0 | 0 |  | 1 | TRUE | wye
7 | LV_4172-1_0_4_load_10 | 12 | 0.00050213 | 0.00012585 | 0 | 0 |  | 1 | TRUE | wye
8 | LV_4172-1_0_4_load_15 | 13 | 0.0072087 | 0.0018067 | 0 | 0 |  | 1 | TRUE | wye
9 | LV_4172-1_0_4_load_192 | 16 | 0.0022166 | 0.00055552 | 0 | 0 |  | 1 | TRUE | wye
10 | LV_4172-1_0_4_load_193 | 17 | 9.3933e-05 | 2.3542e-05 | 0 | 0 |  | 1 | TRUE | wye
11 | LV_4172-1_0_4_load_195 | 18 | 0.00020787 | 5.2096e-05 | 0 | 0 |  | 1 | TRUE | wye
12 | LV_4172-1_0_4_load_198 | 19 | 0.00021359 | 5.3532e-05 | 0 | 0 |  | 1 | TRUE | wye
13 | LV_4172-1_0_4_load_196 | 20 | 0.0016759 | 0.00042002 | 0 | 0 |  | 1 | TRUE | wye
14 | LV_4172-1_0_4_load_197 | 21 | 0.00042092 | 0.00010549 | 0 | 0 |  | 1 | TRUE | wye
15 | LV_4172-1_0_4_load_200 | 23 | 0.00020824 | 5.219e-05 | 0 | 0 |  | 1 | TRUE | wye
16 | LV_4172-1_0_4_load_201 | 24 | 0.00014642 | 3.6697e-05 | 0 | 0 |  | 1 | TRUE | wye
17 | LV_4172-1_0_4_load_202 | 26 | 0.0022617 | 0.00056683 | 0 | 0 |  | 1 | TRUE | wye
18 | LV_4172-1_0_4_load_203 | 27 | 0.005995 | 0.0015025 | 0 | 0 |  | 1 | TRUE | wye
19 | LV_4172-1_0_4_load_204 | 28 | 0.00091987 | 0.00023054 | 0 | 0 |  | 1 | TRUE | wye
20 | LV_4172-1_0_4_load_66 | 29 | 0.00025045 | 6.2768e-05 | 0 | 0 |  | 1 | TRUE | wye
21 | LV_4172-1_0_4_load_60 | 30 | 0.00038582 | 9.6697e-05 | 0 | 0 |  | 1 | TRUE | wye
22 | LV_4172-1_0_4_load_16 | 31 | 0.0004417 | 0.0001107 | 0 | 0 |  | 1 | TRUE | wye
23 | LV_4172-1_0_4_load_17 | 32 | 0.00080335 | 0.00020134 | 0 | 0 |  | 1 | TRUE | wye
24 | LV_4172-1_0_4_load_20 | 34 | 0.0043458 | 0.0010892 | 0 | 0 |  | 1 | TRUE | wye
25 | LV_4172-1_0_4_load_34 | 37 | 0.0010934 | 0.00027403 | 0 | 0 |  | 1 | TRUE | wye
26 | LV_4172-1_0_4_load_26 | 39 | 0.00035598 | 8.9216e-05 | 0 | 0 |  | 1 | TRUE | wye
27 | LV_4172-1_0_4_load_51 | 40 | 0.00073062 | 0.00018311 | 0 | 0 |  | 1 | TRUE | wye
28 | LV_4172-1_0_4_load_57 | 41 | 0.00060415 | 0.00015141 | 0 | 0 |  | 1 | TRUE | wye
29 | LV_4172-1_0_4_load_27 | 43 | 0.0019146 | 0.00047984 | 0 | 0 |  | 1 | TRUE | wye
30 | LV_4172-1_0_4_load_33 | 44 | 0.00080884 | 0.00020271 | 0 | 0 |  | 1 | TRUE | wye
31 | LV_4172-1_0_4_load_49 | 45 | 0.00086421 | 0.00021659 | 0 | 0 |  | 1 | TRUE | wye
32 | LV_4172-1_0_4_load_58 | 46 | 0.0011261 | 0.00028223 | 0 | 0 |  | 1 | TRUE | wye
33 | LV_4172-1_0_4_load_29 | 47 | 0.0048025 | 0.0012036 | 0 | 0 |  | 1 | TRUE | wye
34 | LV_4172-1_0_4_load_67 | 48 | 0.0047235 | 0.0011838 | 0 | 0 |  | 1 | TRUE | wye
35 | LV_4172-1_0_4_load_68 | 49 | 0.00061731 | 0.00015471 | 0 | 0 |  | 1 | TRUE | wye
36 | LV_4172-1_0_4_load_28 | 50 | 0.004005 | 0.0010038 | 0 | 0 |  | 1 | TRUE | wye
37 | LV_4172-1_0_4_load_32 | 53 | 0.0009246 | 0.00023173 | 0 | 0 |  | 1 | TRUE | wye
38 | LV_4172-1_0_4_load_94 | 54 | 0.0081571 | 0.0020444 | 0 | 0 |  | 1 | TRUE | wye
39 | LV_4172-1_0_4_load_77 | 55 | 0.0016188 | 0.0004057 | 0 | 0 |  | 1 | TRUE | wye
40 | LV_4172-1_0_4_load_65 | 56 | 0.00040831 | 0.00010233 | 0 | 0 |  | 1 | TRUE | wye
41 | LV_4172-1_0_4_load_75 | 58 | 0.004154 | 0.0010411 | 0 | 0 |  | 1 | TRUE | wye
42 | LV_4172-1_0_4_load_63 | 59 | 0.00048857 | 0.00012245 | 0 | 0 |  | 1 | TRUE | wye
43 | LV_4172-1_0_4_load_35 | 60 | 0.0010153 | 0.00025446 | 0 | 0 |  | 1 | TRUE | wye
44 | LV_4172-1_0_4_load_36 | 61 | 0.0015467 | 0.00038764 | 0 | 0 |  | 1 | TRUE | wye
45 | LV_4172-1_0_4_load_37 | 62 | 0.00074361 | 0.00018637 | 0 | 0 |  | 1 | TRUE | wye
46 | LV_4172-1_0_4_load_39 | 64 | 0.00081275 | 0.0002037 | 0 | 0 |  | 1 | TRUE | wye
47 | LV_4172-1_0_4_load_42 | 65 | 0.0025809 | 0.00064684 | 0 | 0 |  | 1 | TRUE | wye
48 | LV_4172-1_0_4_load_40 | 66 | 0.002725 | 0.00068294 | 0 | 0 |  | 1 | TRUE | wye
49 | LV_4172-1_0_4_load_46 | 67 | 0.00074568 | 0.00018688 | 0 | 0 |  | 1 | TRUE | wye
50 | LV_4172-1_0_4_load_44 | 68 | 0.0029638 | 0.0007428 | 0 | 0 |  | 1 | TRUE | wye
51 | LV_4172-1_0_4_load_52 | 69 | 0.004553 | 0.0011411 | 0 | 0 |  | 1 | TRUE | wye
52 | LV_4172-1_0_4_load_41 | 70 | 0.0025007 | 0.00062672 | 0 | 0 |  | 1 | TRUE | wye
53 | LV_4172-1_0_4_load_47 | 71 | 0.00090889 | 0.00022779 | 0 | 0 |  | 1 | TRUE | wye
54 | LV_4172-1_0_4_load_45 | 72 | 0.0015511 | 0.00038875 | 0 | 0 |  | 1 | TRUE | wye
55 | LV_4172-1_0_4_load_126 | 73 | 0.0035915 | 0.00090012 | 0 | 0 |  | 1 | TRUE | wye
56 | LV_4172-1_0_4_load_125 | 74 | 0.002605 | 0.00065287 | 0 | 0 |  | 1 | TRUE | wye
57 | LV_4172-1_0_4_load_54 | 76 | 0.0013704 | 0.00034345 | 0 | 0 |  | 1 | TRUE | wye
58 | LV_4172-1_0_4_load_55 | 77 | 0.0024902 | 0.00062409 | 0 | 0 |  | 1 | TRUE | wye
59 | LV_4172-1_0_4_load_48 | 79 | 0.00074577 | 0.00018691 | 0 | 0 |  | 1 | TRUE | wye
60 | LV_4172-1_0_4_load_50 | 80 | 0.0022245 | 0.00055751 | 0 | 0 |  | 1 | TRUE | wye
61 | LV_4172-1_0_4_load_91 | 81 | 0.00084358 | 0.00021142 | 0 | 0 |  | 1 | TRUE | wye
62 | LV_4172-1_0_4_load_122 | 82 | 0.0039456 | 0.00098887 | 0 | 0 |  | 1 | TRUE | wye
63 | LV_4172-1_0_4_load_134 | 84 | 0.0034491 | 0.00086443 | 0 | 0 |  | 1 | TRUE | wye
64 | LV_4172-1_0_4_load_71 | 85 | 0.0012879 | 0.00032278 | 0 | 0 |  | 1 | TRUE | wye
65 | LV_4172-1_0_4_load_123 | 86 | 0.0027655 | 0.00069309 | 0 | 0 |  | 1 | TRUE | wye
66 | LV_4172-1_0_4_load_144 | 87 | 0.0014916 | 0.00037382 | 0 | 0 |  | 1 | TRUE | wye
67 | LV_4172-1_0_4_load_143 | 88 | 0.001321 | 0.00033107 | 0 | 0 |  | 1 | TRUE | wye
68 | LV_4172-1_0_4_load_72 | 90 | 0.0029049 | 0.00072803 | 0 | 0 |  | 1 | TRUE | wye
69 | LV_4172-1_0_4_load_69 | 91 | 0.00082274 | 0.0002062 | 0 | 0 |  | 1 | TRUE | wye
70 | LV_4172-1_0_4_load_70 | 92 | 0.0008689 | 0.00021777 | 0 | 0 |  | 1 | TRUE | wye
71 | LV_4172-1_0_4_load_61 | 93 | 0.00045226 | 0.00011335 | 0 | 0 |  | 1 | TRUE | wye
72 | LV_4172-1_0_4_load_92 | 96 | 0.00063258 | 0.00015854 | 0 | 0 |  | 1 | TRUE | wye
73 | LV_4172-1_0_4_load_166 | 97 | 0.0060123 | 0.0015068 | 0 | 0 |  | 1 | TRUE | wye
74 | LV_4172-1_0_4_load_73 | 99 | 0.00077586 | 0.00019445 | 0 | 0 |  | 1 | TRUE | wye
75 | LV_4172-1_0_4_load_74 | 100 | 0.00040782 | 0.00010221 | 0 | 0 |  | 1 | TRUE | wye
76 | LV_4172-1_0_4_load_76 | 101 | 0.00036411 | 9.1254e-05 | 0 | 0 |  | 1 | TRUE | wye
77 | LV_4172-1_0_4_load_78 | 102 | 0.0013466 | 0.0003375 | 0 | 0 |  | 1 | TRUE | wye
78 | LV_4172-1_0_4_load_79 | 103 | 0.00064007 | 0.00016042 | 0 | 0 |  | 1 | TRUE | wye
79 | LV_4172-1_0_4_load_81 | 104 | 0.0017093 | 0.0004284 | 0 | 0 |  | 1 | TRUE | wye
80 | LV_4172-1_0_4_load_82 | 105 | 0.0020278 | 0.00050822 | 0 | 0 |  | 1 | TRUE | wye
81 | LV_4172-1_0_4_load_87 | 109 | 0.0028768 | 0.00072099 | 0 | 0 |  | 1 | TRUE | wye
82 | LV_4172-1_0_4_load_146 | 111 | 0.0032949 | 0.00082577 | 0 | 0 |  | 1 | TRUE | wye
83 | LV_4172-1_0_4_load_120 | 112 | 0.019082 | 0.0047824 | 0 | 0 |  | 1 | TRUE | wye
84 | LV_4172-1_0_4_load_89 | 113 | 0.0032771 | 0.00082131 | 0 | 0 |  | 1 | TRUE | wye
85 | LV_4172-1_0_4_load_168 | 114 | 0.0022156 | 0.00055529 | 0 | 0 |  | 1 | TRUE | wye
86 | LV_4172-1_0_4_load_151 | 115 | 0.0028529 | 0.000715 | 0 | 0 |  | 1 | TRUE | wye
87 | LV_4172-1_0_4_load_180 | 117 | 0.0042639 | 0.0010686 | 0 | 0 |  | 1 | TRUE | wye
88 | LV_4172-1_0_4_load_121 | 118 | 0.0012033 | 0.00030156 | 0 | 0 |  | 1 | TRUE | wye
89 | LV_4172-1_0_4_load_88 | 119 | 0.0030839 | 0.00077289 | 0 | 0 |  | 1 | TRUE | wye
90 | LV_4172-1_0_4_load_167 | 120 | 0.0017962 | 0.00045017 | 0 | 0 |  | 1 | TRUE | wye
91 | LV_4172-1_0_4_load_90 | 121 | 0.0027557 | 0.00069064 | 0 | 0 |  | 1 | TRUE | wye
92 | LV_4172-1_0_4_load_165 | 122 | 0.004352 | 0.0010907 | 0 | 0 |  | 1 | TRUE | wye
93 | LV_4172-1_0_4_load_95 | 123 | 0.00088133 | 0.00022088 | 0 | 0 |  | 1 | TRUE | wye
94 | LV_4172-1_0_4_load_98 | 126 | 0.00086549 | 0.00021691 | 0 | 0 |  | 1 | TRUE | wye
95 | LV_4172-1_0_4_load_99 | 127 | 0.0019922 | 0.00049929 | 0 | 0 |  | 1 | TRUE | wye
96 | LV_4172-1_0_4_load_100 | 128 | 0.0010009 | 0.00025084 | 0 | 0 |  | 1 | TRUE | wye
97 | LV_4172-1_0_4_load_162 | 129 | 0.0022768 | 0.00057062 | 0 | 0 |  | 1 | TRUE | wye
98 | LV_4172-1_0_4_load_160 | 131 | 0.0047645 | 0.0011941 | 0 | 0 |  | 1 | TRUE | wye
99 | LV_4172-1_0_4_load_186 | 132 | 0.0025502 | 0.00063913 | 0 | 0 |  | 1 | TRUE | wye
100 | LV_4172-1_0_4_load_177 | 133 | 0.00084499 | 0.00021177 | 0 | 0 |  | 1 | TRUE | wye
101 | LV_4172-1_0_4_load_101 | 134 | 0.0098608 | 0.0024714 | 0 | 0 |  | 1 | TRUE | wye
102 | LV_4172-1_0_4_load_103 | 135 | 0.0019256 | 0.00048261 | 0 | 0 |  | 1 | TRUE | wye
103 | LV_4172-1_0_4_load_104 | 136 | 0.0042467 | 0.0010643 | 0 | 0 |  | 1 | TRUE | wye
104 | LV_4172-1_0_4_load_145 | 140 | 0.0012182 | 0.00030532 | 0 | 0 |  | 1 | TRUE | wye
105 | LV_4172-1_0_4_load_106 | 141 | 0.0015618 | 0.00039141 | 0 | 0 |  | 1 | TRUE | wye
106 | LV_4172-1_0_4_load_107 | 142 | 0.0023112 | 0.00057924 | 0 | 0 |  | 1 | TRUE | wye
107 | LV_4172-1_0_4_load_109 | 143 | 0.0033971 | 0.0008514 | 0 | 0 |  | 1 | TRUE | wye
108 | LV_4172-1_0_4_load_110 | 145 | 0.00088475 | 0.00022174 | 0 | 0 |  | 1 | TRUE | wye
109 | LV_4172-1_0_4_load_127 | 146 | 0.00085457 | 0.00021418 | 0 | 0 |  | 1 | TRUE | wye
110 | LV_4172-1_0_4_load_113 | 148 | 0.0017939 | 0.00044959 | 0 | 0 |  | 1 | TRUE | wye
111 | LV_4172-1_0_4_load_128 | 149 | 0.00089965 | 0.00022547 | 0 | 0 |  | 1 | TRUE | wye
112 | LV_4172-1_0_4_load_147 | 150 | 0.00078208 | 0.00019601 | 0 | 0 |  | 1 | TRUE | wye
113 | LV_4172-1_0_4_load_148 | 151 | 0.0023778 | 0.00059593 | 0 | 0 |  | 1 | TRUE | wye
114 | LV_4172-1_0_4_load_115 | 152 | 0.002164 | 0.00054234 | 0 | 0 |  | 1 | TRUE | wye
115 | LV_4172-1_0_4_load_116 | 153 | 0.0045692 | 0.0011452 | 0 | 0 |  | 1 | TRUE | wye
116 | LV_4172-1_0_4_load_117 | 154 | 0.0022664 | 0.000568 | 0 | 0 |  | 1 | TRUE | wye
117 | LV_4172-1_0_4_load_118 | 155 | 0.0020102 | 0.00050381 | 0 | 0 |  | 1 | TRUE | wye
118 | LV_4172-1_0_4_load_119 | 156 | 0.0015101 | 0.00037848 | 0 | 0 |  | 1 | TRUE | wye
119 | LV_4172-1_0_4_load_129 | 157 | 0.0023486 | 0.00058861 | 0 | 0 |  | 1 | TRUE | wye
120 | LV_4172-1_0_4_load_124 | 158 | 0.0020448 | 0.00051247 | 0 | 0 |  | 1 | TRUE | wye
121 | LV_4172-1_0_4_load_153 | 159 | 0.001837 | 0.00046039 | 0 | 0 |  | 1 | TRUE | wye
122 | LV_4172-1_0_4_load_152 | 160 | 0.0018105 | 0.00045375 | 0 | 0 |  | 1 | TRUE | wye
123 | LV_4172-1_0_4_load_133 | 161 | 0.00079842 | 0.0002001 | 0 | 0 |  | 1 | TRUE | wye
124 | LV_4172-1_0_4_load_130 | 163 | 0.0027651 | 0.00069301 | 0 | 0 |  | 1 | TRUE | wye
125 | LV_4172-1_0_4_load_131 | 164 | 0.0012485 | 0.00031291 | 0 | 0 |  | 1 | TRUE | wye
126 | LV_4172-1_0_4_load_132 | 165 | 0.0016923 | 0.00042413 | 0 | 0 |  | 1 | TRUE | wye
127 | LV_4172-1_0_4_load_157 | 167 | 0.001005 | 0.00025189 | 0 | 0 |  | 1 | TRUE | wye
128 | LV_4172-1_0_4_load_135 | 169 | 0.0017616 | 0.00044151 | 0 | 0 |  | 1 | TRUE | wye
129 | LV_4172-1_0_4_load_136 | 170 | 0.001337 | 0.00033509 | 0 | 0 |  | 1 | TRUE | wye
130 | LV_4172-1_0_4_load_140 | 171 | 0.0035029 | 0.00087791 | 0 | 0 |  | 1 | TRUE | wye
131 | LV_4172-1_0_4_load_154 | 172 | 0.001203 | 0.0003015 | 0 | 0 |  | 1 | TRUE | wye
132 | LV_4172-1_0_4_load_141 | 173 | 0.0018998 | 0.00047613 | 0 | 0 |  | 1 | TRUE | wye
133 | LV_4172-1_0_4_load_173 | 175 | 0.0028606 | 0.00071693 | 0 | 0 |  | 1 | TRUE | wye
134 | LV_4172-1_0_4_load_156 | 177 | 0.0016618 | 0.00041648 | 0 | 0 |  | 1 | TRUE | wye
135 | LV_4172-1_0_4_load_181 | 178 | 0.0016037 | 0.00040192 | 0 | 0 |  | 1 | TRUE | wye
136 | LV_4172-1_0_4_load_182 | 179 | 0.0014441 | 0.00036194 | 0 | 0 |  | 1 | TRUE | wye
137 | LV_4172-1_0_4_load_158 | 180 | 0.0047196 | 0.0011828 | 0 | 0 |  | 1 | TRUE | wye
138 | LV_4172-1_0_4_load_159 | 181 | 0.0030899 | 0.00077441 | 0 | 0 |  | 1 | TRUE | wye
139 | LV_4172-1_0_4_load_161 | 182 | 0.0044255 | 0.0011091 | 0 | 0 |  | 1 | TRUE | wye
140 | LV_4172-1_0_4_load_163 | 183 | 0.0039476 | 0.00098937 | 0 | 0 |  | 1 | TRUE | wye
141 | LV_4172-1_0_4_load_164 | 184 | 0.0059369 | 0.0014879 | 0 | 0 |  | 1 | TRUE | wye
142 | LV_4172-1_0_4_load_170 | 186 | 0.0014423 | 0.00036149 | 0 | 0 |  | 1 | TRUE | wye
143 | LV_4172-1_0_4_load_171 | 187 | 0.0018828 | 0.00047187 | 0 | 0 |  | 1 | TRUE | wye
144 | LV_4172-1_0_4_load_184 | 188 | 0.0013918 | 0.00034883 | 0 | 0 |  | 1 | TRUE | wye
145 | LV_4172-1_0_4_load_185 | 189 | 0.002361 | 0.00059173 | 0 | 0 |  | 1 | TRUE | wye
146 | LV_4172-1_0_4_load_187 | 190 | 0.0018321 | 0.00045917 | 0 | 0 |  | 1 | TRUE | wye
147 | LV_4172-1_0_4_load_178 | 191 | 0.001787 | 0.00044787 | 0 | 0 |  | 1 | TRUE | wye
148 | LV_4172-1_0_4_load_190 | 192 | 0.0021585 | 0.00054098 | 0 | 0 |  | 1 | TRUE | wye
149 | LV_4172-1_0_4_load_176 | 193 | 0.0021304 | 0.00053393 | 0 | 0 |  | 1 | TRUE | wye
150 | LV_4172-1_0_4_load_189 | 194 | 0.0020405 | 0.0005114 | 0 | 0 |  | 1 | TRUE | wye
151 | LV_4172-1_0_4_load_175 | 195 | 0.00087442 | 0.00021915 | 0 | 0 |  | 1 | TRUE | wye
152 | LV_4172-1_0_4_load_183 | 196 | 0.0031593 | 0.00079179 | 0 | 0 |  | 1 | TRUE | wye
153 | LV_4172-1_0_4_load_191 | 197 | 0.0021112 | 0.00052912 | 0 | 0 |  | 1 | TRUE | wye

## ext_grid
| name | bus | vm_pu | va_degree | slack_weight | in_service
0 |  | 73 | 1 | 0 | 1 | TRUE

## line
| name | std_type | from_bus | to_bus | length_km | r_ohm_per_km | x_ohm_per_km | c_nf_per_km | g_us_per_km | max_i_ka | df | parallel | type | in_service
0 | LV_4172-1_0_4_line_0 |  | 0 | 1 | 0.067681 | 0.125 | 0.08 | 261 | 0 | 0.364 | 1 | 1 | cs | TRUE
1 | LV_4172-1_0_4_line_1 |  | 1 | 2 | 0.069069 | 0.125 | 0.08 | 261 | 0 | 0.364 | 1 | 1 | cs | TRUE
2 | LV_4172-1_0_4_line_2 |  | 2 | 3 | 0.037508 | 0.125 | 0.08 | 261 | 0 | 0.364 | 1 | 1 | cs | TRUE
3 | LV_4172-1_0_4_line_3 |  | 3 | 4 | 0.073882 | 0.125 | 0.08 | 261 | 0 | 0.364 | 1 | 1 | cs | TRUE
4 | LV_4172-1_0_4_line_4 |  | 4 | 15 | 0.15399 | 0.125 | 0.08 | 261 | 0 | 0.364 | 1 | 2 | cs | TRUE
5 | LV_4172-1_0_4_line_5 |  | 4 | 10 | 0.058861 | 0.125 | 0.08 | 261 | 0 | 0.364 | 1 | 4 | cs | TRUE
6 | LV_4172-1_0_4_line_6 |  | 5 | 6 | 0.051015 | 0.125 | 0.08 | 261 | 0 | 0.364 | 1 | 1 | cs | TRUE
7 | LV_4172-1_0_4_line_7 |  | 6 | 7 | 0.035728 | 0.125 | 0.08 | 261 | 0 | 0.364 | 1 | 1 | cs | TRUE
8 | LV_4172-1_0_4_line_8 |  | 7 | 8 | 0.007561 | 0.125 | 0.08 | 261 | 0 | 0.364 | 1 | 4 | cs | TRUE
9 | LV_4172-1_0_4_line_9 |  | 7 | 9 | 0.036653 | 0.125 | 0.08 | 261 | 0 | 0.364 | 1 | 4 | cs | TRUE
10 | LV_4172-1_0_4_line_10 |  | 8 | 10 | 0.055273 | 0.125 | 0.08 | 261 | 0 | 0.364 | 1 | 4 | cs | TRUE
11 | LV_4172-1_0_4_line_11 |  | 9 | 11 | 0.044878 | 0.125 | 0.08 | 261 | 0 | 0.364 | 1 | 4 | cs | TRUE
12 | LV_4172-1_0_4_line_12 |  | 11 | 12 | 0.033293 | 0.125 | 0.08 | 261 | 0 | 0.364 | 1 | 4 | cs | TRUE
13 | LV_4172-1_0_4_line_13 |  | 12 | 13 | 0.13494 | 0.125 | 0.08 | 261 | 0 | 0.364 | 1 | 4 | cs | TRUE
14 | LV_4172-1_0_4_line_14 |  | 13 | 14 | 0.048959 | 0.125 | 0.08 | 261 | 0 | 0.364 | 1 | 4 | cs | TRUE
15 | LV_4172-1_0_4_line_15 |  | 14 | 29 | 0.12759 | 0.125 | 0.08 | 261 | 0 | 0.364 | 1 | 4 | cs | TRUE
16 | LV_4172-1_0_4_line_16 |  | 15 | 27 | 0.023837 | 0.125 | 0.08 | 261 | 0 | 0.364 | 1 | 1 | cs | TRUE
17 | LV_4172-1_0_4_line_17 |  | 16 | 17 | 0.048304 | 0.125 | 0.08 | 261 | 0 | 0.364 | 1 | 1 | cs | TRUE
18 | LV_4172-1_0_4_line_18 |  | 17 | 18 | 0.002974 | 0.125 | 0.08 | 261 | 0 | 0.364 | 1 | 1 | cs | TRUE
19 | LV_4172-1_0_4_line_19 |  | 18 | 19 | 0.018356 | 0.125 | 0.08 | 261 | 0 | 0.364 | 1 | 1 | cs | TRUE
20 | LV_4172-1_0_4_line_20 |  | 19 | 20 | 0.019182 | 0.125 | 0.08 | 261 | 0 | 0.364 | 1 | 1 | cs | TRUE
21 | LV_4172-1_0_4_line_21 |  | 20 | 21 | 0.01127 | 0.125 | 0.08 | 261 | 0 | 0.364 | 1 | 1 | cs | TRUE
22 | LV_4172-1_0_4_line_22 |  | 21 | 22 | 0.03148 | 0.125 | 0.08 | 261 | 0 | 0.364 | 1 | 1 | cs | TRUE
23 | LV_4172-1_0_4_line_23 |  | 22 | 23 | 0.052055 | 0.125 | 0.08 | 261 | 0 | 0.364 | 1 | 1 | cs | TRUE
24 | LV_4172-1_0_4_line_24 |  | 22 | 24 | 0.052465 | 0.125 | 0.08 | 261 | 0 | 0.364 | 1 | 1 | cs | TRUE
25 | LV_4172-1_0_4_line_25 |  | 24 | 25 | 0.079078 | 0.125 | 0.08 | 261 | 0 | 0.364 | 1 | 1 | cs | TRUE
26 | LV_4172-1_0_4_line_26 |  | 25 | 28 | 0.093716 | 0.125 | 0.08 | 261 | 0 | 0.364 | 1 | 1 | cs | TRUE
27 | LV_4172-1_0_4_line_27 |  | 26 | 27 | 0.0909 | 0.125 | 0.08 | 261 | 0 | 0.364 | 1 | 1 | cs | TRUE
28 | LV_4172-1_0_4_line_28 |  | 26 | 28 | 0.078652 | 0.125 | 0.08 | 261 | 0 | 0.364 | 1 | 1 | cs | TRUE
29 | LV_4172-1_0_4_line_29 |  | 29 | 30 | 0.059226 | 0.125 | 0.08 | 261 | 0 | 0.364 | 1 | 4 | cs | TRUE
30 | LV_4172-1_0_4_line_30 |  | 30 | 93 | 0.015165 | 0.125 | 0.08 | 261 | 0 | 0.364 | 1 | 4 | cs | TRUE
31 | LV_4172-1_0_4_line_31 |  | 31 | 32 | 0.040235 | 0.125 | 0.08 | 261 | 0 | 0.364 | 1 | 1 | cs | TRUE
32 | LV_4172-1_0_4_line_32 |  | 31 | 33 | 0.018177 | 0.125 | 0.08 | 261 | 0 | 0.364 | 1 | 1 | cs | TRUE
33 | LV_4172-1_0_4_line_33 |  | 33 | 34 | 0.0069937 | 0.125 | 0.08 | 261 | 0 | 0.364 | 1 | 1 | cs | TRUE
34 | LV_4172-1_0_4_line_34 |  | 33 | 35 | 0.0522 | 0.125 | 0.08 | 261 | 0 | 0.364 | 1 | 1 | cs | TRUE
35 | LV_4172-1_0_4_line_35 |  | 35 | 38 | 0.03519 | 0.125 | 0.08 | 261 | 0 | 0.364 | 1 | 1 | cs | TRUE
36 | LV_4172-1_0_4_line_36 |  | 35 | 39 | 0.025895 | 0.125 | 0.08 | 261 | 0 | 0.364 | 1 | 1 | cs | TRUE
37 | LV_4172-1_0_4_line_37 |  | 35 | 36 | 0.02727 | 0.125 | 0.08 | 261 | 0 | 0.364 | 1 | 1 | cs | TRUE
38 | LV_4172-1_0_4_line_38 |  | 36 | 37 | 0.01299 | 0.125 | 0.08 | 261 | 0 | 0.364 | 1 | 1 | cs | TRUE
39 | LV_4172-1_0_4_line_39 |  | 37 | 44 | 0.017548 | 0.125 | 0.08 | 261 | 0 | 0.364 | 1 | 1 | cs | TRUE
40 | LV_4172-1_0_4_line_40 |  | 38 | 40 | 0.018646 | 0.125 | 0.08 | 261 | 0 | 0.364 | 1 | 1 | cs | TRUE
41 | LV_4172-1_0_4_line_41 |  | 38 | 41 | 0.053965 | 0.125 | 0.08 | 261 | 0 | 0.364 | 1 | 1 | cs | TRUE
42 | LV_4172-1_0_4_line_42 |  | 39 | 42 | 0.036741 | 0.125 | 0.08 | 261 | 0 | 0.364 | 1 | 1 | cs | TRUE
43 | LV_4172-1_0_4_line_43 |  | 40 | 45 | 0.019418 | 0.125 | 0.08 | 261 | 0 | 0.364 | 1 | 1 | cs | TRUE
44 | LV_4172-1_0_4_line_44 |  | 41 | 46 | 0.010447 | 0.125 | 0.08 | 261 | 0 | 0.364 | 1 | 1 | cs | TRUE
45 | LV_4172-1_0_4_line_45 |  | 42 | 43 | 0.026911 | 0.125 | 0.08 | 261 | 0 | 0.364 | 1 | 1 | cs | TRUE
46 | LV_4172-1_0_4_line_46 |  | 43 | 47 | 0.039307 | 0.125 | 0.08 | 261 | 0 | 0.364 | 1 | 1 | cs | TRUE
47 | LV_4172-1_0_4_line_47 |  | 43 | 48 | 0.049095 | 0.125 | 0.08 | 261 | 0 | 0.364 | 1 | 1 | cs | TRUE
48 | LV_4172-1_0_4_line_48 |  | 45 | 79 | 0.024288 | 0.125 | 0.08 | 261 | 0 | 0.364 | 1 | 1 | cs | TRUE
49 | LV_4172-1_0_4_line_49 |  | 46 | 89 | 0.015693 | 0.125 | 0.08 | 261 | 0 | 0.364 | 1 | 1 | cs | TRUE
50 | LV_4172-1_0_4_line_50 |  | 47 | 50 | 0.0064987 | 0.125 | 0.08 | 261 | 0 | 0.364 | 1 | 1 | cs | TRUE
51 | LV_4172-1_0_4_line_51 |  | 48 | 49 | 0.016446 | 0.125 | 0.08 | 261 | 0 | 0.364 | 1 | 1 | cs | TRUE
52 | LV_4172-1_0_4_line_52 |  | 50 | 51 | 0.019884 | 0.125 | 0.08 | 261 | 0 | 0.364 | 1 | 1 | cs | TRUE
53 | LV_4172-1_0_4_line_53 |  | 51 | 52 | 0.03043 | 0.125 | 0.08 | 261 | 0 | 0.364 | 1 | 4 | cs | TRUE
54 | LV_4172-1_0_4_line_54 |  | 51 | 53 | 0.042401 | 0.125 | 0.08 | 261 | 0 | 0.364 | 1 | 4 | cs | TRUE
55 | LV_4172-1_0_4_line_55 |  | 52 | 54 | 0.030149 | 0.125 | 0.08 | 261 | 0 | 0.364 | 1 | 4 | cs | TRUE
56 | LV_4172-1_0_4_line_56 |  | 52 | 55 | 0.015022 | 0.125 | 0.08 | 261 | 0 | 0.364 | 1 | 1 | cs | TRUE
57 | LV_4172-1_0_4_line_57 |  | 53 | 56 | 0.011487 | 0.125 | 0.08 | 261 | 0 | 0.364 | 1 | 4 | cs | TRUE
58 | LV_4172-1_0_4_line_58 |  | 54 | 57 | 0.026495 | 0.125 | 0.08 | 261 | 0 | 0.364 | 1 | 4 | cs | TRUE
59 | LV_4172-1_0_4_line_59 |  | 55 | 58 | 0.014175 | 0.125 | 0.08 | 261 | 0 | 0.364 | 1 | 1 | cs | TRUE
60 | LV_4172-1_0_4_line_60 |  | 56 | 59 | 0.020744 | 0.125 | 0.08 | 261 | 0 | 0.364 | 1 | 4 | cs | TRUE
61 | LV_4172-1_0_4_line_61 |  | 57 | 69 | 0.027886 | 0.125 | 0.08 | 261 | 0 | 0.364 | 1 | 1 | cs | TRUE
62 | LV_4172-1_0_4_line_62 |  | 57 | 63 | 0.025031 | 0.125 | 0.08 | 261 | 0 | 0.364 | 1 | 4 | cs | TRUE
63 | LV_4172-1_0_4_line_63 |  | 58 | 99 | 0.0044855 | 0.125 | 0.08 | 261 | 0 | 0.364 | 1 | 1 | cs | TRUE
64 | LV_4172-1_0_4_line_64 |  | 59 | 93 | 0.017148 | 0.125 | 0.08 | 261 | 0 | 0.364 | 1 | 4 | cs | TRUE
65 | LV_4172-1_0_4_line_65 |  | 60 | 61 | 0.0070046 | 0.125 | 0.08 | 261 | 0 | 0.364 | 1 | 1 | cs | TRUE
66 | LV_4172-1_0_4_line_66 |  | 60 | 62 | 0.013854 | 0.125 | 0.08 | 261 | 0 | 0.364 | 1 | 1 | cs | TRUE
67 | LV_4172-1_0_4_line_67 |  | 61 | 63 | 0.014223 | 0.125 | 0.08 | 261 | 0 | 0.364 | 1 | 1 | cs | TRUE
68 | LV_4172-1_0_4_line_68 |  | 62 | 64 | 0.0054434 | 0.125 | 0.08 | 261 | 0 | 0.364 | 1 | 1 | cs | TRUE
69 | LV_4172-1_0_4_line_69 |  | 63 | 65 | 0.014264 | 0.125 | 0.08 | 261 | 0 | 0.364 | 1 | 4 | cs | TRUE
70 | LV_4172-1_0_4_line_70 |  | 63 | 66 | 0.021009 | 0.125 | 0.08 | 261 | 0 | 0.364 | 1 | 1 | cs | TRUE
71 | LV_4172-1_0_4_line_71 |  | 64 | 67 | 0.015851 | 0.125 | 0.08 | 261 | 0 | 0.364 | 1 | 1 | cs | TRUE
72 | LV_4172-1_0_4_line_72 |  | 65 | 68 | 0.028457 | 0.125 | 0.08 | 261 | 0 | 0.364 | 1 | 4 | cs | TRUE
73 | LV_4172-1_0_4_line_73 |  | 66 | 70 | 0.017464 | 0.125 | 0.08 | 261 | 0 | 0.364 | 1 | 1 | cs | TRUE
74 | LV_4172-1_0_4_line_74 |  | 67 | 71 | 0.0051924 | 0.125 | 0.08 | 261 | 0 | 0.364 | 1 | 1 | cs | TRUE
75 | LV_4172-1_0_4_line_75 |  | 68 | 72 | 0.0029062 | 0.125 | 0.08 | 261 | 0 | 0.364 | 1 | 4 | cs | TRUE
76 | LV_4172-1_0_4_line_76 |  | 72 | 75 | 0.018823 | 0.125 | 0.08 | 261 | 0 | 0.364 | 1 | 4 | cs | TRUE
77 | LV_4172-1_0_4_line_77 |  | 73 | 74 | 0.010805 | 0.125 | 0.08 | 261 | 0 | 0.364 | 1 | 4 | cs | TRUE
78 | LV_4172-1_0_4_line_78 |  | 74 | 108 | 0.03004 | 0.125 | 0.08 | 261 | 0 | 0.364 | 1 | 4 | cs | TRUE
79 | LV_4172-1_0_4_line_79 |  | 75 | 76 | 0.034373 | 0.125 | 0.08 | 261 | 0 | 0.364 | 1 | 1 | cs | TRUE
80 | LV_4172-1_0_4_line_80 |  | 75 | 77 | 0.041842 | 0.125 | 0.08 | 261 | 0 | 0.364 | 1 | 4 | cs | TRUE
81 | LV_4172-1_0_4_line_81 |  | 75 | 78 | 0.039919 | 0.125 | 0.08 | 261 | 0 | 0.364 | 1 | 4 | cs | TRUE
82 | LV_4172-1_0_4_line_82 |  | 76 | 81 | 0.0093148 | 0.125 | 0.08 | 261 | 0 | 0.364 | 1 | 1 | cs | TRUE
83 | LV_4172-1_0_4_line_83 |  | 77 | 82 | 0.023178 | 0.125 | 0.08 | 261 | 0 | 0.364 | 1 | 4 | cs | TRUE
84 | LV_4172-1_0_4_line_84 |  | 78 | 83 | 0.024228 | 0.125 | 0.08 | 261 | 0 | 0.364 | 1 | 4 | cs | TRUE
85 | LV_4172-1_0_4_line_85 |  | 78 | 84 | 0.023443 | 0.125 | 0.08 | 261 | 0 | 0.364 | 1 | 1 | cs | TRUE
86 | LV_4172-1_0_4_line_86 |  | 79 | 80 | 0.0025442 | 0.125 | 0.08 | 261 | 0 | 0.364 | 1 | 1 | cs | TRUE
87 | LV_4172-1_0_4_line_87 |  | 81 | 85 | 0.0051683 | 0.125 | 0.08 | 261 | 0 | 0.364 | 1 | 1 | cs | TRUE
88 | LV_4172-1_0_4_line_88 |  | 82 | 86 | 0.024573 | 0.125 | 0.08 | 261 | 0 | 0.364 | 1 | 4 | cs | TRUE
89 | LV_4172-1_0_4_line_89 |  | 83 | 87 | 0.015749 | 0.125 | 0.08 | 261 | 0 | 0.364 | 1 | 4 | cs | TRUE
90 | LV_4172-1_0_4_line_90 |  | 83 | 88 | 0.01335 | 0.125 | 0.08 | 261 | 0 | 0.364 | 1 | 1 | cs | TRUE
91 | LV_4172-1_0_4_line_91 |  | 85 | 92 | 0.010283 | 0.125 | 0.08 | 261 | 0 | 0.364 | 1 | 1 | cs | TRUE
92 | LV_4172-1_0_4_line_92 |  | 86 | 158 | 0.0063159 | 0.125 | 0.08 | 261 | 0 | 0.364 | 1 | 4 | cs | TRUE
93 | LV_4172-1_0_4_line_93 |  | 87 | 156 | 0.016257 | 0.125 | 0.08 | 261 | 0 | 0.364 | 1 | 3 | cs | TRUE
94 | LV_4172-1_0_4_line_94 |  | 88 | 138 | 0.027606 | 0.125 | 0.08 | 261 | 0 | 0.364 | 1 | 1 | cs | TRUE
95 | LV_4172-1_0_4_line_95 |  | 89 | 90 | 0.030749 | 0.125 | 0.08 | 261 | 0 | 0.364 | 1 | 1 | cs | TRUE
96 | LV_4172-1_0_4_line_96 |  | 91 | 92 | 0.0084429 | 0.125 | 0.08 | 261 | 0 | 0.364 | 1 | 1 | cs | TRUE
97 | LV_4172-1_0_4_line_97 |  | 94 | 95 | 0.028189 | 0.125 | 0.08 | 261 | 0 | 0.364 | 1 | 1 | cs | TRUE
98 | LV_4172-1_0_4_line_98 |  | 94 | 96 | 0.018935 | 0.125 | 0.08 | 261 | 0 | 0.364 | 1 | 1 | cs | TRUE
99 | LV_4172-1_0_4_line_99 |  | 95 | 97 | 0.017307 | 0.125 | 0.08 | 261 | 0 | 0.364 | 1 | 1 | cs | TRUE
100 | LV_4172-1_0_4_line_100 |  | 95 | 98 | 0.005141 | 0.125 | 0.08 | 261 | 0 | 0.364 | 1 | 1 | cs | TRUE
101 | LV_4172-1_0_4_line_101 |  | 97 | 122 | 0.0074628 | 0.125 | 0.08 | 261 | 0 | 0.364 | 1 | 1 | cs | TRUE
102 | LV_4172-1_0_4_line_102 |  | 98 | 112 | 0.027896 | 0.125 | 0.08 | 261 | 0 | 0.364 | 1 | 1 | cs | TRUE
103 | LV_4172-1_0_4_line_103 |  | 99 | 100 | 0.013187 | 0.125 | 0.08 | 261 | 0 | 0.364 | 1 | 1 | cs | TRUE
104 | LV_4172-1_0_4_line_104 |  | 100 | 101 | 0.022411 | 0.125 | 0.08 | 261 | 0 | 0.364 | 1 | 1 | cs | TRUE
105 | LV_4172-1_0_4_line_105 |  | 101 | 102 | 0.0015842 | 0.125 | 0.08 | 261 | 0 | 0.364 | 1 | 1 | cs | TRUE
106 | LV_4172-1_0_4_line_106 |  | 102 | 103 | 0.016953 | 0.125 | 0.08 | 261 | 0 | 0.364 | 1 | 1 | cs | TRUE
107 | LV_4172-1_0_4_line_107 |  | 104 | 105 | 0.023021 | 0.125 | 0.08 | 261 | 0 | 0.364 | 1 | 4 | cs | TRUE
108 | LV_4172-1_0_4_line_108 |  | 104 | 106 | 0.01601 | 0.125 | 0.08 | 261 | 0 | 0.364 | 1 | 4 | cs | TRUE
109 | LV_4172-1_0_4_line_109 |  | 105 | 107 | 0.015772 | 0.125 | 0.08 | 261 | 0 | 0.364 | 1 | 4 | cs | TRUE
110 | LV_4172-1_0_4_line_110 |  | 106 | 108 | 0.050319 | 0.125 | 0.08 | 261 | 0 | 0.364 | 1 | 4 | cs | TRUE
111 | LV_4172-1_0_4_line_111 |  | 106 | 109 | 0.025229 | 0.125 | 0.08 | 261 | 0 | 0.364 | 1 | 4 | cs | TRUE
112 | LV_4172-1_0_4_line_112 |  | 107 | 110 | 0.018406 | 0.125 | 0.08 | 261 | 0 | 0.364 | 1 | 4 | cs | TRUE
113 | LV_4172-1_0_4_line_113 |  | 107 | 111 | 0.027063 | 0.125 | 0.08 | 261 | 0 | 0.364 | 1 | 1 | cs | TRUE
114 | LV_4172-1_0_4_line_114 |  | 108 | 113 | 0.012252 | 0.125 | 0.08 | 261 | 0 | 0.364 | 1 | 1 | cs | TRUE
115 | LV_4172-1_0_4_line_115 |  | 109 | 114 | 0.0038955 | 0.125 | 0.08 | 261 | 0 | 0.364 | 1 | 4 | cs | TRUE
116 | LV_4172-1_0_4_line_116 |  | 110 | 115 | 0.013161 | 0.125 | 0.08 | 261 | 0 | 0.364 | 1 | 4 | cs | TRUE
117 | LV_4172-1_0_4_line_117 |  | 110 | 116 | 0.045922 | 0.125 | 0.08 | 261 | 0 | 0.364 | 1 | 1 | cs | TRUE
118 | LV_4172-1_0_4_line_118 |  | 111 | 117 | 0.0055527 | 0.125 | 0.08 | 261 | 0 | 0.364 | 1 | 1 | cs | TRUE
119 | LV_4172-1_0_4_line_119 |  | 112 | 118 | 0.0032198 | 0.125 | 0.08 | 261 | 0 | 0.364 | 1 | 1 | cs | TRUE
120 | LV_4172-1_0_4_line_120 |  | 113 | 119 | 0.0062314 | 0.125 | 0.08 | 261 | 0 | 0.364 | 1 | 1 | cs | TRUE
121 | LV_4172-1_0_4_line_121 |  | 114 | 120 | 0.033676 | 0.125 | 0.08 | 261 | 0 | 0.364 | 1 | 4 | cs | TRUE
122 | LV_4172-1_0_4_line_122 |  | 115 | 160 | 0.0026374 | 0.125 | 0.08 | 261 | 0 | 0.364 | 1 | 4 | cs | TRUE
123 | LV_4172-1_0_4_line_123 |  | 116 | 171 | 0.014797 | 0.125 | 0.08 | 261 | 0 | 0.364 | 1 | 1 | cs | TRUE
124 | LV_4172-1_0_4_line_124 |  | 116 | 170 | 0.015997 | 0.125 | 0.08 | 261 | 0 | 0.364 | 1 | 1 | cs | TRUE
125 | LV_4172-1_0_4_line_125 |  | 119 | 121 | 0.013318 | 0.125 | 0.08 | 261 | 0 | 0.364 | 1 | 1 | cs | TRUE
126 | LV_4172-1_0_4_line_126 |  | 120 | 185 | 0.0079675 | 0.125 | 0.08 | 261 | 0 | 0.364 | 1 | 2 | cs | TRUE
127 | LV_4172-1_0_4_line_127 |  | 122 | 184 | 0.011843 | 0.125 | 0.08 | 261 | 0 | 0.364 | 1 | 1 | cs | TRUE
128 | LV_4172-1_0_4_line_128 |  | 123 | 124 | 0.036504 | 0.125 | 0.08 | 261 | 0 | 0.364 | 1 | 1 | cs | TRUE
129 | LV_4172-1_0_4_line_129 |  | 123 | 125 | 0.0026707 | 0.125 | 0.08 | 261 | 0 | 0.364 | 1 | 1 | cs | TRUE
130 | LV_4172-1_0_4_line_130 |  | 124 | 126 | 0.024117 | 0.125 | 0.08 | 261 | 0 | 0.364 | 1 | 1 | cs | TRUE
131 | LV_4172-1_0_4_line_131 |  | 125 | 127 | 0.015592 | 0.125 | 0.08 | 261 | 0 | 0.364 | 1 | 1 | cs | TRUE
132 | LV_4172-1_0_4_line_132 |  | 125 | 128 | 0.019346 | 0.125 | 0.08 | 261 | 0 | 0.364 | 1 | 1 | cs | TRUE
133 | LV_4172-1_0_4_line_133 |  | 127 | 129 | 0.0078836 | 0.125 | 0.08 | 261 | 0 | 0.364 | 1 | 1 | cs | TRUE
134 | LV_4172-1_0_4_line_134 |  | 128 | 130 | 0.013559 | 0.125 | 0.08 | 261 | 0 | 0.364 | 1 | 1 | cs | TRUE
135 | LV_4172-1_0_4_line_135 |  | 129 | 131 | 0.011728 | 0.125 | 0.08 | 261 | 0 | 0.364 | 1 | 1 | cs | TRUE
136 | LV_4172-1_0_4_line_136 |  | 130 | 132 | 0.022926 | 0.125 | 0.08 | 261 | 0 | 0.364 | 1 | 1 | cs | TRUE
137 | LV_4172-1_0_4_line_137 |  | 130 | 133 | 0.0066613 | 0.125 | 0.08 | 261 | 0 | 0.364 | 1 | 1 | cs | TRUE
138 | LV_4172-1_0_4_line_138 |  | 131 | 180 | 0.018497 | 0.125 | 0.08 | 261 | 0 | 0.364 | 1 | 1 | cs | TRUE
139 | LV_4172-1_0_4_line_139 |  | 132 | 187 | 0.032893 | 0.125 | 0.08 | 261 | 0 | 0.364 | 1 | 1 | cs | TRUE
140 | LV_4172-1_0_4_line_140 |  | 133 | 195 | 0.021092 | 0.125 | 0.08 | 261 | 0 | 0.364 | 1 | 1 | cs | TRUE
141 | LV_4172-1_0_4_line_141 |  | 134 | 135 | 0.016218 | 0.125 | 0.08 | 261 | 0 | 0.364 | 1 | 1 | cs | TRUE
142 | LV_4172-1_0_4_line_142 |  | 135 | 136 | 0.018186 | 0.125 | 0.08 | 261 | 0 | 0.364 | 1 | 1 | cs | TRUE
143 | LV_4172-1_0_4_line_143 |  | 136 | 137 | 0.021589 | 0.125 | 0.08 | 261 | 0 | 0.364 | 1 | 1 | cs | TRUE
144 | LV_4172-1_0_4_line_144 |  | 137 | 138 | 0.012768 | 0.125 | 0.08 | 261 | 0 | 0.364 | 1 | 1 | cs | TRUE
145 | LV_4172-1_0_4_line_145 |  | 137 | 139 | 0.009824 | 0.125 | 0.08 | 261 | 0 | 0.364 | 1 | 1 | cs | TRUE
146 | LV_4172-1_0_4_line_146 |  | 138 | 140 | 0.034433 | 0.125 | 0.08 | 261 | 0 | 0.364 | 1 | 1 | cs | TRUE
147 | LV_4172-1_0_4_line_147 |  | 139 | 141 | 0.0075255 | 0.125 | 0.08 | 261 | 0 | 0.364 | 1 | 1 | cs | TRUE
148 | LV_4172-1_0_4_line_148 |  | 140 | 151 | 0.0066599 | 0.125 | 0.08 | 261 | 0 | 0.364 | 1 | 1 | cs | TRUE
149 | LV_4172-1_0_4_line_149 |  | 141 | 142 | 0.0097326 | 0.125 | 0.08 | 261 | 0 | 0.364 | 1 | 1 | cs | TRUE
150 | LV_4172-1_0_4_line_150 |  | 142 | 143 | 0.012903 | 0.125 | 0.08 | 261 | 0 | 0.364 | 1 | 1 | cs | TRUE
151 | LV_4172-1_0_4_line_151 |  | 143 | 144 | 0.012372 | 0.125 | 0.08 | 261 | 0 | 0.364 | 1 | 1 | cs | TRUE
152 | LV_4172-1_0_4_line_152 |  | 144 | 147 | 0.086436 | 0.125 | 0.08 | 261 | 0 | 0.364 | 1 | 1 | cs | TRUE
153 | LV_4172-1_0_4_line_153 |  | 144 | 148 | 0.046697 | 0.125 | 0.08 | 261 | 0 | 0.364 | 1 | 1 | cs | TRUE
154 | LV_4172-1_0_4_line_154 |  | 145 | 146 | 0.023309 | 0.125 | 0.08 | 261 | 0 | 0.364 | 1 | 1 | cs | TRUE
155 | LV_4172-1_0_4_line_155 |  | 146 | 149 | 0.021697 | 0.125 | 0.08 | 261 | 0 | 0.364 | 1 | 1 | cs | TRUE
156 | LV_4172-1_0_4_line_156 |  | 147 | 150 | 0.10137 | 0.125 | 0.08 | 261 | 0 | 0.364 | 1 | 1 | cs | TRUE
157 | LV_4172-1_0_4_line_157 |  | 149 | 161 | 0.022678 | 0.125 | 0.08 | 261 | 0 | 0.364 | 1 | 1 | cs | TRUE
158 | LV_4172-1_0_4_line_158 |  | 152 | 153 | 0.019649 | 0.125 | 0.08 | 261 | 0 | 0.364 | 1 | 1 | cs | TRUE
159 | LV_4172-1_0_4_line_159 |  | 152 | 154 | 0.0093752 | 0.125 | 0.08 | 261 | 0 | 0.364 | 1 | 1 | cs | TRUE
160 | LV_4172-1_0_4_line_160 |  | 153 | 155 | 0.0042983 | 0.125 | 0.08 | 261 | 0 | 0.364 | 1 | 1 | cs | TRUE
161 | LV_4172-1_0_4_line_161 |  | 154 | 156 | 0.018419 | 0.125 | 0.08 | 261 | 0 | 0.364 | 1 | 1 | cs | TRUE
162 | LV_4172-1_0_4_line_162 |  | 155 | 157 | 0.0076456 | 0.125 | 0.08 | 261 | 0 | 0.364 | 1 | 1 | cs | TRUE
163 | LV_4172-1_0_4_line_163 |  | 158 | 159 | 0.022994 | 0.125 | 0.08 | 261 | 0 | 0.364 | 1 | 4 | cs | TRUE
164 | LV_4172-1_0_4_line_164 |  | 159 | 160 | 0.022775 | 0.125 | 0.08 | 261 | 0 | 0.364 | 1 | 4 | cs | TRUE
165 | LV_4172-1_0_4_line_165 |  | 161 | 162 | 0.01936 | 0.125 | 0.08 | 261 | 0 | 0.364 | 1 | 1 | cs | TRUE
166 | LV_4172-1_0_4_line_166 |  | 162 | 167 | 0.00048181 | 0.125 | 0.08 | 261 | 0 | 0.364 | 1 | 1 | cs | TRUE
167 | LV_4172-1_0_4_line_167 |  | 163 | 164 | 0.024205 | 0.125 | 0.08 | 261 | 0 | 0.364 | 1 | 1 | cs | TRUE
168 | LV_4172-1_0_4_line_168 |  | 164 | 165 | 0.0038223 | 0.125 | 0.08 | 261 | 0 | 0.364 | 1 | 1 | cs | TRUE
169 | LV_4172-1_0_4_line_169 |  | 165 | 166 | 0.01192 | 0.125 | 0.08 | 261 | 0 | 0.364 | 1 | 1 | cs | TRUE
170 | LV_4172-1_0_4_line_170 |  | 166 | 167 | 0.024137 | 0.125 | 0.08 | 261 | 0 | 0.364 | 1 | 1 | cs | TRUE
171 | LV_4172-1_0_4_line_171 |  | 166 | 168 | 0.021718 | 0.125 | 0.08 | 261 | 0 | 0.364 | 1 | 1 | cs | TRUE
172 | LV_4172-1_0_4_line_172 |  | 168 | 177 | 0.027006 | 0.125 | 0.08 | 261 | 0 | 0.364 | 1 | 1 | cs | TRUE
173 | LV_4172-1_0_4_line_173 |  | 168 | 172 | 0.00013571 | 0.125 | 0.08 | 261 | 0 | 0.364 | 1 | 1 | cs | TRUE
174 | LV_4172-1_0_4_line_174 |  | 169 | 170 | 0.017011 | 0.125 | 0.08 | 261 | 0 | 0.364 | 1 | 1 | cs | TRUE
175 | LV_4172-1_0_4_line_175 |  | 171 | 172 | 0.018807 | 0.125 | 0.08 | 261 | 0 | 0.364 | 1 | 1 | cs | TRUE
176 | LV_4172-1_0_4_line_176 |  | 173 | 174 | 0.070397 | 0.125 | 0.08 | 261 | 0 | 0.364 | 1 | 1 | cs | TRUE
177 | LV_4172-1_0_4_line_177 |  | 174 | 175 | 0.020951 | 0.125 | 0.08 | 261 | 0 | 0.364 | 1 | 1 | cs | TRUE
178 | LV_4172-1_0_4_line_178 |  | 174 | 176 | 0.057536 | 0.125 | 0.08 | 261 | 0 | 0.364 | 1 | 1 | cs | TRUE
179 | LV_4172-1_0_4_line_179 |  | 175 | 190 | 0.068123 | 0.125 | 0.08 | 261 | 0 | 0.364 | 1 | 1 | cs | TRUE
180 | LV_4172-1_0_4_line_180 |  | 176 | 191 | 0.0045634 | 0.125 | 0.08 | 261 | 0 | 0.364 | 1 | 1 | cs | TRUE
181 | LV_4172-1_0_4_line_181 |  | 176 | 192 | 0.018833 | 0.125 | 0.08 | 261 | 0 | 0.364 | 1 | 1 | cs | TRUE
182 | LV_4172-1_0_4_line_182 |  | 177 | 178 | 0.01693 | 0.125 | 0.08 | 261 | 0 | 0.364 | 1 | 1 | cs | TRUE
183 | LV_4172-1_0_4_line_183 |  | 178 | 179 | 0.0042186 | 0.125 | 0.08 | 261 | 0 | 0.364 | 1 | 1 | cs | TRUE
184 | LV_4172-1_0_4_line_184 |  | 179 | 196 | 0.0084418 | 0.125 | 0.08 | 261 | 0 | 0.364 | 1 | 1 | cs | TRUE
185 | LV_4172-1_0_4_line_185 |  | 180 | 181 | 0.0095766 | 0.125 | 0.08 | 261 | 0 | 0.364 | 1 | 1 | cs | TRUE
186 | LV_4172-1_0_4_line_186 |  | 181 | 182 | 0.014418 | 0.125 | 0.08 | 261 | 0 | 0.364 | 1 | 1 | cs | TRUE
187 | LV_4172-1_0_4_line_187 |  | 182 | 183 | 0.0084301 | 0.125 | 0.08 | 261 | 0 | 0.364 | 1 | 1 | cs | TRUE
188 | LV_4172-1_0_4_line_188 |  | 183 | 184 | 0.019418 | 0.125 | 0.08 | 261 | 0 | 0.364 | 1 | 1 | cs | TRUE
189 | LV_4172-1_0_4_line_189 |  | 185 | 186 | 0.023715 | 0.125 | 0.08 | 261 | 0 | 0.364 | 1 | 1 | cs | TRUE
190 | LV_4172-1_0_4_line_190 |  | 185 | 187 | 0.018346 | 0.125 | 0.08 | 261 | 0 | 0.364 | 1 | 2 | cs | TRUE
191 | LV_4172-1_0_4_line_191 |  | 186 | 188 | 0.012474 | 0.125 | 0.08 | 261 | 0 | 0.364 | 1 | 1 | cs | TRUE
192 | LV_4172-1_0_4_line_192 |  | 188 | 189 | 0.011234 | 0.125 | 0.08 | 261 | 0 | 0.364 | 1 | 1 | cs | TRUE
193 | LV_4172-1_0_4_line_193 |  | 191 | 193 | 0.013233 | 0.125 | 0.08 | 261 | 0 | 0.364 | 1 | 1 | cs | TRUE
194 | LV_4172-1_0_4_line_194 |  | 192 | 194 | 0.016148 | 0.125 | 0.08 | 261 | 0 | 0.364 | 1 | 1 | cs | TRUE
195 | LV_4172-1_0_4_line_195 |  | 193 | 195 | 0.0079931 | 0.125 | 0.08 | 261 | 0 | 0.364 | 1 | 1 | cs | TRUE
196 | LV_4172-1_0_4_line_196 |  | 194 | 197 | 0.036165 | 0.125 | 0.08 | 261 | 0 | 0.364 | 1 | 1 | cs | TRUE

## trafo
| name | std_type | hv_bus | lv_bus | sn_mva | vn_hv_kv | vn_lv_kv | vk_percent | vkr_percent | pfe_kw | i0_percent | shift_degree | tap_side | tap_neutral | tap_min | tap_max | tap_step_percent | tap_step_degree | tap_pos | tap_phase_shifter | parallel | df | in_service
0 | LV_4172-1_0_4_trafo_126 | 0.63 MVA 20/0.4 kV | 198 | 73 | 0.63 | 20 | 0.4 | 6 | 1.206 | 1.65 | 0.2619 | 150 | hv | 0 | -2 | 2 | 2.5 | 0 | 0 | FALSE | 1 | 1 | TRUE

## line_geodata
| x0 | y0 | x1 | y1 | x2 | y2 | x3 | y3 | x4 | y4 | x5 | y5 | x6 | y6 | x7 | y7
0 | 2639503.1401 | 1266008.8362 | 2639486.6635 | 1265943.1919
1 | 2639503.1401 | 1266008.8362 | 2639515.6266 | 1266007.1406 | 2639570.4859 | 1265993.759
2 | 2639606.9255 | 1265984.8704 | 2639570.4859 | 1265993.759
3 | 2639679.0081 | 1265968.9621 | 2639663.0548 | 1265971.179 | 2639606.9255 | 1265984.8704
4 | 2639679.0081 | 1265968.9621 | 2639722.2394 | 1266116.758
5 | 2639679.0081 | 1265968.9621 | 2639666.7524 | 1265911.3913
6 | 2639569.5221 | 1265869.1772 | 2639583.8206 | 1265865.6284 | 2639618.5007 | 1265854.963
7 | 2639653.1164 | 1265853.3503 | 2639646.9827 | 1265850.7406 | 2639637.2581 | 1265850.3307 | 2639622.5313 | 1265853.7234 | 2639618.5007 | 1265854.963
8 | 2639653.1164 | 1265853.3503 | 2639649.7657 | 1265860.1327
9 | 2639653.1164 | 1265853.3503 | 2639663.375 | 1265818.1618
10 | 2639649.7657 | 1265860.1327 | 2639654.437 | 1265864.1224 | 2639658.075 | 1265870.6292 | 2639666.7524 | 1265911.3913
11 | 2639674.1453 | 1265774.7127 | 2639673.0003 | 1265784.9012 | 2639669.1763 | 1265798.2629 | 2639663.375 | 1265818.1618
12 | 2639674.1453 | 1265774.7127 | 2639706.4349 | 1265766.6002
13 | 2639706.4349 | 1265766.6002 | 2639840.4507 | 1265782.3538
14 | 2639837.7196 | 1265733.6156 | 2639839.492 | 1265740.9884 | 2639840.4507 | 1265782.3538
15 | 2639884.4763 | 1265614.8972 | 2639837.7196 | 1265733.6156
16 | 2639722.2394 | 1266116.758 | 2639729.7057 | 1266139.3956
17 | 2639955.7583 | 1266245.2736 | 2639955.7252 | 1266293.5771
18 | 2639955.7252 | 1266293.5771 | 2639955.7232 | 1266296.5511
19 | 2639955.7106 | 1266314.9068 | 2639955.7232 | 1266296.5511
20 | 2639955.6974 | 1266334.0885 | 2639955.7106 | 1266314.9068
21 | 2639955.6974 | 1266334.0885 | 2639955.6897 | 1266345.3581
22 | 2639955.6681 | 1266376.8384 | 2639955.6897 | 1266345.3581
23 | 2639955.6681 | 1266376.8384 | 2640007.6295 | 1266373.715
24 | 2639955.6681 | 1266376.8384 | 2639903.2669 | 1266379.4181
25 | 2639824.3545 | 1266384.3473 | 2639852.9784 | 1266381.8939 | 2639903.2669 | 1266379.4181
26 | 2639824.3545 | 1266384.3473 | 2639822.4891 | 1266378.5195 | 2639817.3662 | 1266373.4703 | 2639814.8345 | 1266367.0931 | 2639789.1497 | 1266298.1816
27 | 2639761.4604 | 1266224.5645 | 2639741.1277 | 1266170.6679 | 2639731.1302 | 1266143.7148 | 2639729.7057 | 1266139.3956
28 | 2639761.4604 | 1266224.5645 | 2639782.3195 | 1266279.8563 | 2639789.1497 | 1266298.1816
29 | 2639865.0396 | 1265558.951 | 2639884.4763 | 1265614.8972
30 | 2639865.0396 | 1265558.951 | 2639850.9332 | 1265564.5186
31 | 2639604.9812 | 1265667.5961 | 2639575.1196 | 1265690.8897 | 2639573.3302 | 1265692.4333
32 | 2639619.3133 | 1265656.4163 | 2639604.9812 | 1265667.5961
33 | 2639619.3133 | 1265656.4163 | 2639625.434 | 1265653.0326
34 | 2639619.3133 | 1265656.4163 | 2639614.5225 | 1265648.89 | 2639622.5123 | 1265643.0616 | 2639626.7017 | 1265638.1083 | 2639627.7961 | 1265633.2121 | 2639628.9102 | 1265625.3806 | 2639631.993 | 1265617.0175 | 2639631.6654 | 1265611.9673
35 | 2639619.5052 | 1265591.8159 | 2639618.0702 | 1265595.8536 | 2639617.9856 | 1265602.8581 | 2639619.6236 | 1265611.2195 | 2639620.4572 | 1265614.9166 | 2639631.6654 | 1265611.9673
36 | 2639631.6654 | 1265611.9673 | 2639651.2911 | 1265606.8062 | 2639656.8049 | 1265605.8153
37 | 2639605.2526 | 1265618.7509 | 2639615.6908 | 1265616.0966 | 2639620.4572 | 1265614.9166 | 2639631.6654 | 1265611.9673
38 | 2639592.4444 | 1265621.1335 | 2639605.2526 | 1265618.7509
39 | 2639592.4444 | 1265621.1335 | 2639583.9225 | 1265620.9653 | 2639575.0645 | 1265619.2423
40 | 2639619.5052 | 1265591.8159 | 2639624.238 | 1265586.655 | 2639634.0601 | 1265580.4013
41 | 2639619.5052 | 1265591.8159 | 2639616.4378 | 1265590.0052 | 2639616.1054 | 1265586.8118 | 2639618.0823 | 1265582.7999 | 2639610.4987 | 1265562.8015 | 2639601.6731 | 1265543.3814
42 | 2639678.6169 | 1265630.0615 | 2639674.0574 | 1265614.998 | 2639668.3218 | 1265608.0101 | 2639663.5686 | 1265606.0991 | 2639658.8069 | 1265605.4556 | 2639656.8049 | 1265605.8153
43 | 2639650.4397 | 1265569.9722 | 2639634.0601 | 1265580.4013
44 | 2639601.6731 | 1265543.3814 | 2639597.3507 | 1265533.8704
45 | 2639678.6169 | 1265630.0615 | 2639704.025 | 1265621.1943
46 | 2639740.8625 | 1265607.4853 | 2639709.8762 | 1265619.1523 | 2639704.025 | 1265621.1943
47 | 2639704.025 | 1265621.1943 | 2639720.9124 | 1265667.2932
48 | 2639670.9275 | 1265556.9275 | 2639650.4397 | 1265569.9722
49 | 2639590.858 | 1265519.5837 | 2639597.3507 | 1265533.8704
50 | 2639746.9444 | 1265605.1954 | 2639740.8625 | 1265607.4853
51 | 2639705.2574 | 1265672.3337 | 2639720.9124 | 1265667.2932
52 | 2639765.5529 | 1265598.1889 | 2639746.9444 | 1265605.1954
53 | 2639765.5529 | 1265598.1889 | 2639761.2835 | 1265592.6341 | 2639752.6584 | 1265570.8383
54 | 2639765.5529 | 1265598.1889 | 2639804.9988 | 1265582.6377
55 | 2639752.6584 | 1265570.8383 | 2639741.5455 | 1265542.812
56 | 2639752.6584 | 1265570.8383 | 2639766.6301 | 1265565.3195
57 | 2639815.685 | 1265578.4248 | 2639804.9988 | 1265582.6377
58 | 2639731.7795 | 1265518.1827 | 2639741.5455 | 1265542.812
59 | 2639766.6301 | 1265565.3195 | 2639779.8142 | 1265560.1117
60 | 2639815.685 | 1265578.4248 | 2639829.0275 | 1265573.1646 | 2639834.9827 | 1265570.8141
61 | 2639731.7795 | 1265518.1827 | 2639708.2567 | 1265533.1598
62 | 2639731.7795 | 1265518.1827 | 2639723.128 | 1265494.6856
63 | 2639783.986 | 1265558.4638 | 2639779.8142 | 1265560.1117
64 | 2639850.9332 | 1265564.5186 | 2639834.9827 | 1265570.8141
65 | 2639705.1074 | 1265505.9054 | 2639711.0536 | 1265502.2032
66 | 2639705.1074 | 1265505.9054 | 2639693.3468 | 1265513.2277
67 | 2639723.128 | 1265494.6856 | 2639711.0536 | 1265502.2032
68 | 2639688.7258 | 1265516.1047 | 2639693.3468 | 1265513.2277
69 | 2639723.128 | 1265494.6856 | 2639719.0577 | 1265481.8936 | 2639718.8022 | 1265481.0932
70 | 2639723.128 | 1265494.6856 | 2639742.6721 | 1265486.9769
71 | 2639675.2693 | 1265524.4828 | 2639688.7258 | 1265516.1047
72 | 2639718.8022 | 1265481.0932 | 2639714.1243 | 1265466.4383 | 2639712.2085 | 1265463.5679 | 2639709.8883 | 1265458.1262 | 2639708.4219 | 1265454.7218
73 | 2639742.6721 | 1265486.9769 | 2639758.9181 | 1265480.569
74 | 2639675.2693 | 1265524.4828 | 2639670.8615 | 1265527.2272
75 | 2639707.2722 | 1265452.0527 | 2639708.4219 | 1265454.7218
76 | 2639696.9103 | 1265437.5355 | 2639702.126 | 1265440.1057 | 2639707.2722 | 1265452.0527
77 | 2639788.736 | 1265496.7281 | 2639798.8475 | 1265492.9193
78 | 2639826.9588 | 1265482.3302 | 2639798.8475 | 1265492.9193
79 | 2639696.9103 | 1265437.5355 | 2639672.5473 | 1265461.7838
80 | 2639696.9103 | 1265437.5355 | 2639703.0315 | 1265435.3194 | 2639718.3225 | 1265431.0412 | 2639737.6983 | 1265429.3043
81 | 2639684.3403 | 1265399.8688 | 2639694.4704 | 1265434.2168 | 2639696.9103 | 1265437.5355
82 | 2639665.9452 | 1265468.3548 | 2639672.5473 | 1265461.7838
83 | 2639760.4665 | 1265425.1558 | 2639743.9382 | 1265428.7449 | 2639737.6983 | 1265429.3043
84 | 2639684.3403 | 1265399.8688 | 2639684.2567 | 1265394.3754 | 2639679.2955 | 1265376.307
85 | 2639684.3403 | 1265399.8688 | 2639706.7254 | 1265392.9074
86 | 2639673.0736 | 1265555.5611 | 2639670.9275 | 1265556.9275
87 | 2639665.9452 | 1265468.3548 | 2639665.0512 | 1265469.2445 | 2639661.9157 | 1265471.5755
88 | 2639760.4665 | 1265425.1558 | 2639771.4535 | 1265422.7699 | 2639784.0839 | 1265418.5097
89 | 2639679.2955 | 1265376.307 | 2639694.5 | 1265372.2015
90 | 2639679.2955 | 1265376.307 | 2639674.4112 | 1265363.8823
91 | 2639653.6636 | 1265477.7102 | 2639661.9157 | 1265471.5755
92 | 2639784.0839 | 1265418.5097 | 2639790.0685 | 1265416.491
93 | 2639694.5 | 1265372.2015 | 2639710.1945 | 1265367.9637
94 | 2639664.3114 | 1265338.1905 | 2639674.4112 | 1265363.8823
95 | 2639590.858 | 1265519.5837 | 2639575.8679 | 1265492.7355
96 | 2639646.8879 | 1265482.7473 | 2639653.6636 | 1265477.7102
97 | 2639891.2661 | 1265507.1144 | 2639894.0606 | 1265514.7609 | 2639901.7888 | 1265533.2707
98 | 2639901.7888 | 1265533.2707 | 2639883.97 | 1265539.6748
99 | 2639891.2661 | 1265507.1144 | 2639907.5617 | 1265501.2856
100 | 2639891.2661 | 1265507.1144 | 2639889.3482 | 1265502.3425
101 | 2639914.5884 | 1265498.7722 | 2639907.5617 | 1265501.2856
102 | 2639889.3482 | 1265502.3425 | 2639863.5564 | 1265512.9725
103 | 2639783.986 | 1265558.4638 | 2639796.2511 | 1265553.6191
104 | 2639796.2511 | 1265553.6191 | 2639817.095 | 1265545.3858
105 | 2639817.095 | 1265545.3858 | 2639818.5684 | 1265544.8038
106 | 2639834.3363 | 1265538.5754 | 2639818.5684 | 1265544.8038
107 | 2639868.7357 | 1265450.2843 | 2639860.5529 | 1265428.767
108 | 2639874.4265 | 1265465.2488 | 2639868.7357 | 1265450.2843
109 | 2639854.9467 | 1265414.0254 | 2639860.5529 | 1265428.767
110 | 2639826.9588 | 1265482.3302 | 2639849.431 | 1265473.8643 | 2639874.4265 | 1265465.2488
111 | 2639874.4265 | 1265465.2488 | 2639887.2785 | 1265463.1339 | 2639899.1316 | 1265460.2269
112 | 2639854.9467 | 1265414.0254 | 2639848.4066 | 1265396.8135
113 | 2639854.9467 | 1265414.0254 | 2639881.9489 | 1265412.2054
114 | 2639826.9588 | 1265482.3302 | 2639822.8739 | 1265470.7793
115 | 2639902.915 | 1265459.2991 | 2639899.1316 | 1265460.2269
116 | 2639848.4066 | 1265396.8135 | 2639835.936 | 1265401.0199
117 | 2639831.4365 | 1265354.1243 | 2639848.4066 | 1265396.8135
118 | 2639887.489 | 1265411.832 | 2639881.9489 | 1265412.2054
119 | 2639863.5564 | 1265512.9725 | 2639860.5795 | 1265514.1994
120 | 2639820.7963 | 1265464.9044 | 2639822.8739 | 1265470.7793
121 | 2639935.6221 | 1265451.2778 | 2639902.915 | 1265459.2991
122 | 2639835.936 | 1265401.0199 | 2639833.4369 | 1265401.8628
123 | 2639831.4365 | 1265354.1243 | 2639826.0774 | 1265340.3317
124 | 2639831.4365 | 1265354.1243 | 2639816.1608 | 1265358.8748
125 | 2639816.356 | 1265452.3485 | 2639820.7963 | 1265464.9044
126 | 2639943.3604 | 1265449.3801 | 2639935.6221 | 1265451.2778
127 | 2639914.5884 | 1265498.7722 | 2639925.7398 | 1265494.7835
128 | 2640041.4104 | 1265504.7823 | 2640028.6621 | 1265470.5772
129 | 2640027.7294 | 1265468.0746 | 2640028.6621 | 1265470.5772
130 | 2640041.4104 | 1265504.7823 | 2640064.984 | 1265499.6919
131 | 2640027.7294 | 1265468.0746 | 2640012.4596 | 1265471.2265
132 | 2640027.7294 | 1265468.0746 | 2640020.9728 | 1265449.9466
133 | 2640012.4596 | 1265471.2265 | 2640004.7388 | 1265472.8202
134 | 2640016.2373 | 1265437.2415 | 2640020.9728 | 1265449.9466
135 | 2639993.2532 | 1265475.191 | 2640004.7388 | 1265472.8202
136 | 2640016.2373 | 1265437.2415 | 2639993.7711 | 1265441.8088
137 | 2640016.2373 | 1265437.2415 | 2640013.9594 | 1265430.9818
138 | 2639993.2532 | 1265475.191 | 2639992.3142 | 1265475.3848 | 2639975.3897 | 1265479.9827
139 | 2639961.3705 | 1265446.6442 | 2639969.709 | 1265446.7005 | 2639993.7711 | 1265441.8088
140 | 2640006.7464 | 1265411.161 | 2640013.9594 | 1265430.9818
141 | 2639620.8668 | 1265335.213 | 2639604.8813 | 1265337.9472
142 | 2639620.8668 | 1265335.213 | 2639638.5914 | 1265331.1406
143 | 2639659.6324 | 1265326.3062 | 2639638.5914 | 1265331.1406
144 | 2639659.6324 | 1265326.3062 | 2639664.3114 | 1265338.1905
145 | 2639659.6324 | 1265326.3062 | 2639656.54 | 1265316.9788
146 | 2639664.3114 | 1265338.1905 | 2639697.8307 | 1265330.3117
147 | 2639656.54 | 1265316.9788 | 2639653.732 | 1265309.9968
148 | 2639697.8307 | 1265330.3117 | 2639704.3139 | 1265328.7879
149 | 2639653.732 | 1265309.9968 | 2639650.1004 | 1265300.9671
150 | 2639645.2857 | 1265288.9955 | 2639650.1004 | 1265300.9671
151 | 2639641.6119 | 1265277.1948 | 2639644.1643 | 1265286.2072 | 2639645.2857 | 1265288.9955
152 | 2639556.6311 | 1265260.4365 | 2639570.5664 | 1265261.8862 | 2639641.6119 | 1265277.1948
153 | 2639641.6119 | 1265277.1948 | 2639675.3489 | 1265275.4752 | 2639688.237 | 1265274.6169
154 | 2639717.735 | 1265301.2706 | 2639740.3119 | 1265295.4753
155 | 2639740.3119 | 1265295.4753 | 2639761.3277 | 1265290.0808
156 | 2639556.6311 | 1265260.4365 | 2639607.0329 | 1265246.1189 | 2639655.4821 | 1265238.9632
157 | 2639761.3277 | 1265290.0808 | 2639783.2937 | 1265284.4423
158 | 2639737.0279 | 1265360.7181 | 2639755.998 | 1265355.5958
159 | 2639737.0279 | 1265360.7181 | 2639727.9769 | 1265363.1621
160 | 2639755.998 | 1265355.5958 | 2639760.1476 | 1265354.4753
161 | 2639727.9769 | 1265363.1621 | 2639710.1945 | 1265367.9637
162 | 2639767.5289 | 1265352.4822 | 2639760.1476 | 1265354.4753
163 | 2639811.8568 | 1265409.1418 | 2639790.0685 | 1265416.491
164 | 2639833.4369 | 1265401.8628 | 2639811.8568 | 1265409.1418
165 | 2639802.0454 | 1265279.6289 | 2639783.2937 | 1265284.4423
166 | 2639802.224 | 1265280.0764 | 2639802.0454 | 1265279.6289
167 | 2639772.6224 | 1265312.9882 | 2639795.978 | 1265306.6305
168 | 2639795.978 | 1265306.6305 | 2639799.6661 | 1265305.6265
169 | 2639811.1681 | 1265302.4955 | 2639799.6661 | 1265305.6265
170 | 2639811.1681 | 1265302.4955 | 2639802.224 | 1265280.0764
171 | 2639819.2169 | 1265322.6752 | 2639811.1681 | 1265302.4955
172 | 2639819.2169 | 1265322.6752 | 2639846.0206 | 1265319.3753
173 | 2639819.2169 | 1265322.6752 | 2639819.2661 | 1265322.8017
174 | 2639816.1608 | 1265358.8748 | 2639799.9172 | 1265363.9263
175 | 2639826.0774 | 1265340.3317 | 2639819.2661 | 1265322.8017
176 | 2639978.2416 | 1265332.8435 | 2639908.5728 | 1265342.9426
177 | 2639978.2416 | 1265332.8435 | 2639976.3029 | 1265324.4577 | 2639972.4397 | 1265312.7332
178 | 2639997.9271 | 1265386.9262 | 2639978.2416 | 1265332.8435
179 | 2639972.4397 | 1265312.7332 | 2639959.0746 | 1265272.1707 | 2639956.3892 | 1265267.3047 | 2639951.8273 | 1265262.6928 | 2639940.5036 | 1265255.5837
180 | 2639997.9271 | 1265386.9262 | 2639999.4877 | 1265391.2145
181 | 2639997.9271 | 1265386.9262 | 2639995.7187 | 1265387.2671 | 2639982.5699 | 1265390.9364 | 2639979.6819 | 1265391.525
182 | 2639862.8238 | 1265317.3066 | 2639846.0206 | 1265319.3753
183 | 2639862.8238 | 1265317.3066 | 2639867.0108 | 1265316.7911
184 | 2639875.3893 | 1265315.7596 | 2639867.0108 | 1265316.7911
185 | 2639966.148 | 1265482.4934 | 2639975.3897 | 1265479.9827
186 | 2639966.148 | 1265482.4934 | 2639952.234 | 1265486.2734
187 | 2639944.0987 | 1265488.4835 | 2639952.234 | 1265486.2734
188 | 2639944.0987 | 1265488.4835 | 2639940.9974 | 1265489.326 | 2639925.7398 | 1265494.7835
189 | 2639943.3604 | 1265449.3801 | 2639938.2687 | 1265426.2181 | 2639938.2687 | 1265426.2181
190 | 2639943.3604 | 1265449.3801 | 2639954.7035 | 1265446.5991 | 2639961.3705 | 1265446.6442
191 | 2639938.2687 | 1265426.2181 | 2639925.9917 | 1265428.4254
192 | 2639914.9353 | 1265430.4132 | 2639925.9917 | 1265428.4254
193 | 2640004.013 | 1265403.6497 | 2639999.4877 | 1265391.2145
194 | 2639963.8199 | 1265394.5126 | 2639966.9924 | 1265394.1113 | 2639979.6819 | 1265391.525
195 | 2640006.7464 | 1265411.161 | 2640004.013 | 1265403.6497
196 | 2639927.941 | 1265399.0512 | 2639963.8199 | 1265394.5126

## bus_geodata
| x | y | coords
0 | 2639486.6635 | 1265943.1919
1 | 2639503.1401 | 1266008.8362
2 | 2639570.4859 | 1265993.759
3 | 2639606.9255 | 1265984.8704
4 | 2639679.0081 | 1265968.9621
5 | 2639569.5221 | 1265869.1772
6 | 2639618.5007 | 1265854.963
7 | 2639653.1164 | 1265853.3503
8 | 2639649.7657 | 1265860.1327
9 | 2639663.375 | 1265818.1618
10 | 2639666.7524 | 1265911.3913
11 | 2639674.1453 | 1265774.7127
12 | 2639706.4349 | 1265766.6002
13 | 2639840.4507 | 1265782.3538
14 | 2639837.7196 | 1265733.6156
15 | 2639722.2394 | 1266116.758
16 | 2639955.7583 | 1266245.2736
17 | 2639955.7252 | 1266293.5771
18 | 2639955.7232 | 1266296.5511
19 | 2639955.7106 | 1266314.9068
20 | 2639955.6974 | 1266334.0885
21 | 2639955.6897 | 1266345.3581
22 | 2639955.6681 | 1266376.8383
23 | 2640007.6295 | 1266373.715
24 | 2639903.2669 | 1266379.4181
25 | 2639824.3545 | 1266384.3474
26 | 2639761.4604 | 1266224.5645
27 | 2639729.7057 | 1266139.3956
28 | 2639789.1497 | 1266298.1816
29 | 2639884.4763 | 1265614.8972
30 | 2639865.0396 | 1265558.951
31 | 2639604.9812 | 1265667.5961
32 | 2639573.3302 | 1265692.4333
33 | 2639619.3133 | 1265656.4163
34 | 2639625.434 | 1265653.0326
35 | 2639631.6654 | 1265611.9673
36 | 2639605.2526 | 1265618.7509
37 | 2639592.4444 | 1265621.1335
38 | 2639619.5052 | 1265591.8159
39 | 2639656.8049 | 1265605.8153
40 | 2639634.0601 | 1265580.4013
41 | 2639601.6731 | 1265543.3814
42 | 2639678.6169 | 1265630.0615
43 | 2639704.025 | 1265621.1943
44 | 2639575.0645 | 1265619.2423
45 | 2639650.4397 | 1265569.9722
46 | 2639597.3507 | 1265533.8704
47 | 2639740.8625 | 1265607.4853
48 | 2639720.9124 | 1265667.2932
49 | 2639705.2574 | 1265672.3337
50 | 2639746.9444 | 1265605.1954
51 | 2639765.5529 | 1265598.1889
52 | 2639752.6584 | 1265570.8383
53 | 2639804.9988 | 1265582.6377
54 | 2639741.5455 | 1265542.812
55 | 2639766.6301 | 1265565.3195
56 | 2639815.685 | 1265578.4248
57 | 2639731.7795 | 1265518.1827
58 | 2639779.8142 | 1265560.1117
59 | 2639834.9827 | 1265570.8141
60 | 2639705.1074 | 1265505.9054
61 | 2639711.0536 | 1265502.2032
62 | 2639693.3468 | 1265513.2277
63 | 2639723.128 | 1265494.6856
64 | 2639688.7258 | 1265516.1047
65 | 2639718.8022 | 1265481.0932
66 | 2639742.6721 | 1265486.9769
67 | 2639675.2693 | 1265524.4828
68 | 2639708.4219 | 1265454.7218
69 | 2639708.2567 | 1265533.1598
70 | 2639758.9181 | 1265480.569
71 | 2639670.8615 | 1265527.2272
72 | 2639707.2722 | 1265452.0527
73 | 2639788.736 | 1265496.7281
74 | 2639798.8475 | 1265492.9193
75 | 2639696.9103 | 1265437.5355
76 | 2639672.5473 | 1265461.7838
77 | 2639737.6983 | 1265429.3043
78 | 2639684.3403 | 1265399.8688
79 | 2639670.9275 | 1265556.9275
80 | 2639673.0736 | 1265555.5611
81 | 2639665.9452 | 1265468.3548
82 | 2639760.4665 | 1265425.1558
83 | 2639679.2955 | 1265376.307
84 | 2639706.7254 | 1265392.9074
85 | 2639661.9157 | 1265471.5755
86 | 2639784.0839 | 1265418.5097
87 | 2639694.5 | 1265372.2015
88 | 2639674.4112 | 1265363.8823
89 | 2639590.858 | 1265519.5837
90 | 2639575.8679 | 1265492.7355
91 | 2639646.8879 | 1265482.7473
92 | 2639653.6636 | 1265477.7102
93 | 2639850.9332 | 1265564.5186
94 | 2639901.7888 | 1265533.2707
95 | 2639891.2661 | 1265507.1144
96 | 2639883.97 | 1265539.6748
97 | 2639907.5617 | 1265501.2856
98 | 2639889.3482 | 1265502.3425
99 | 2639783.986 | 1265558.4638
100 | 2639796.2511 | 1265553.6191
101 | 2639817.095 | 1265545.3858
102 | 2639818.5684 | 1265544.8038
103 | 2639834.3363 | 1265538.5754
104 | 2639868.7357 | 1265450.2843
105 | 2639860.5529 | 1265428.767
106 | 2639874.4265 | 1265465.2488
107 | 2639854.9467 | 1265414.0254
108 | 2639826.9588 | 1265482.3302
109 | 2639899.1316 | 1265460.2269
110 | 2639848.4066 | 1265396.8135
111 | 2639881.9489 | 1265412.2054
112 | 2639863.5564 | 1265512.9725
113 | 2639822.8739 | 1265470.7793
114 | 2639902.915 | 1265459.2991
115 | 2639835.936 | 1265401.0199
116 | 2639831.4365 | 1265354.1243
117 | 2639887.489 | 1265411.832
118 | 2639860.5795 | 1265514.1994
119 | 2639820.7963 | 1265464.9044
120 | 2639935.6221 | 1265451.2778
121 | 2639816.356 | 1265452.3485
122 | 2639914.5884 | 1265498.7722
123 | 2640028.6621 | 1265470.5772
124 | 2640041.4104 | 1265504.7823
125 | 2640027.7294 | 1265468.0746
126 | 2640064.984 | 1265499.6919
127 | 2640012.4596 | 1265471.2265
128 | 2640020.9728 | 1265449.9466
129 | 2640004.7388 | 1265472.8202
130 | 2640016.2373 | 1265437.2415
131 | 2639993.2532 | 1265475.191
132 | 2639993.7711 | 1265441.8088
133 | 2640013.9594 | 1265430.9818
134 | 2639604.8813 | 1265337.9472
135 | 2639620.8668 | 1265335.213
136 | 2639638.5914 | 1265331.1406
137 | 2639659.6324 | 1265326.3062
138 | 2639664.3114 | 1265338.1905
139 | 2639656.54 | 1265316.9788
140 | 2639697.8307 | 1265330.3117
141 | 2639653.732 | 1265309.9968
142 | 2639650.1004 | 1265300.9671
143 | 2639645.2857 | 1265288.9955
144 | 2639641.6119 | 1265277.1948
145 | 2639717.735 | 1265301.2706
146 | 2639740.3119 | 1265295.4753
147 | 2639556.6311 | 1265260.4365
148 | 2639688.237 | 1265274.6169
149 | 2639761.3277 | 1265290.0808
150 | 2639655.4821 | 1265238.9632
151 | 2639704.3139 | 1265328.7879
152 | 2639737.0279 | 1265360.7181
153 | 2639755.998 | 1265355.5958
154 | 2639727.9769 | 1265363.1621
155 | 2639760.1476 | 1265354.4753
156 | 2639710.1945 | 1265367.9637
157 | 2639767.5289 | 1265352.4822
158 | 2639790.0685 | 1265416.491
159 | 2639811.8568 | 1265409.1418
160 | 2639833.4369 | 1265401.8628
161 | 2639783.2937 | 1265284.4423
162 | 2639802.0454 | 1265279.6289
163 | 2639772.6224 | 1265312.9882
164 | 2639795.978 | 1265306.6305
165 | 2639799.6661 | 1265305.6265
166 | 2639811.1681 | 1265302.4955
167 | 2639802.224 | 1265280.0764
168 | 2639819.2169 | 1265322.6752
169 | 2639799.9172 | 1265363.9263
170 | 2639816.1608 | 1265358.8748
171 | 2639826.0774 | 1265340.3317
172 | 2639819.2661 | 1265322.8017
173 | 2639908.5728 | 1265342.9426
174 | 2639978.2416 | 1265332.8435
175 | 2639972.4397 | 1265312.7332
176 | 2639997.9271 | 1265386.9262
177 | 2639846.0206 | 1265319.3753
178 | 2639862.8238 | 1265317.3066
179 | 2639867.0108 | 1265316.7911
180 | 2639975.3897 | 1265479.9827
181 | 2639966.148 | 1265482.4934
182 | 2639952.234 | 1265486.2734
183 | 2639944.0987 | 1265488.4835
184 | 2639925.7398 | 1265494.7835
185 | 2639943.3604 | 1265449.3801
186 | 2639938.2687 | 1265426.2181
187 | 2639961.3705 | 1265446.6442
188 | 2639925.9917 | 1265428.4254
189 | 2639914.9353 | 1265430.4132
190 | 2639940.5036 | 1265255.5837
191 | 2639999.4877 | 1265391.2145
192 | 2639979.6819 | 1265391.525
193 | 2640004.013 | 1265403.6497
194 | 2639963.8199 | 1265394.5126
195 | 2640006.7464 | 1265411.161
196 | 2639875.3893 | 1265315.7596
197 | 2639927.941 | 1265399.0512
198 | 2639826.9588 | 1265482.3302

## line_std_types
| c_nf_per_km | r_ohm_per_km | x_ohm_per_km | max_i_ka | type | q_mm2 | alpha | voltage_rating
NAYY 4x50 SE | 210 | 0.642 | 0.083 | 0.142 | cs | 50 | 0.00403 | LV
NAYY 4x120 SE | 264 | 0.225 | 0.08 | 0.242 | cs | 120 | 0.00403 | LV
NAYY 4x150 SE | 261 | 0.208 | 0.08 | 0.27 | cs | 150 | 0.00403 | LV
NA2XS2Y 1x95 RM/25 12/20 kV | 216 | 0.313 | 0.132 | 0.252 | cs | 95 | 0.00403 | MV
NA2XS2Y 1x185 RM/25 12/20 kV | 273 | 0.161 | 0.117 | 0.362 | cs | 185 | 0.00403 | MV
NA2XS2Y 1x240 RM/25 12/20 kV | 304 | 0.122 | 0.112 | 0.421 | cs | 240 | 0.00403 | MV
NA2XS2Y 1x95 RM/25 6/10 kV | 315 | 0.313 | 0.123 | 0.249 | cs | 95 | 0.00403 | MV
NA2XS2Y 1x185 RM/25 6/10 kV | 406 | 0.161 | 0.11 | 0.358 | cs | 185 | 0.00403 | MV
NA2XS2Y 1x240 RM/25 6/10 kV | 456 | 0.122 | 0.105 | 0.416 | cs | 240 | 0.00403 | MV
NA2XS2Y 1x150 RM/25 12/20 kV | 250 | 0.206 | 0.116 | 0.319 | cs | 150 | 0.00403 | MV
NA2XS2Y 1x120 RM/25 12/20 kV | 230 | 0.253 | 0.119 | 0.283 | cs | 120 | 0.00403 | MV
NA2XS2Y 1x70 RM/25 12/20 kV | 190 | 0.443 | 0.132 | 0.22 | cs | 70 | 0.00403 | MV
NA2XS2Y 1x150 RM/25 6/10 kV | 360 | 0.206 | 0.11 | 0.315 | cs | 150 | 0.00403 | MV
NA2XS2Y 1x120 RM/25 6/10 kV | 340 | 0.253 | 0.113 | 0.28 | cs | 120 | 0.00403 | MV
NA2XS2Y 1x70 RM/25 6/10 kV | 280 | 0.443 | 0.123 | 0.217 | cs | 70 | 0.00403 | MV
N2XS(FL)2Y 1x120 RM/35 64/110 kV | 112 | 0.153 | 0.166 | 0.366 | cs | 120 | 0.00393 | HV
N2XS(FL)2Y 1x185 RM/35 64/110 kV | 125 | 0.099 | 0.156 | 0.457 | cs | 185 | 0.00393 | HV
N2XS(FL)2Y 1x240 RM/35 64/110 kV | 135 | 0.075 | 0.149 | 0.526 | cs | 240 | 0.00393 | HV
N2XS(FL)2Y 1x300 RM/35 64/110 kV | 144 | 0.06 | 0.144 | 0.588 | cs | 300 | 0.00393 | HV
15-AL1/3-ST1A 0.4 | 11 | 1.8769 | 0.35 | 0.105 | ol | 16 | 0.00403 | LV
24-AL1/4-ST1A 0.4 | 11.25 | 1.2012 | 0.335 | 0.14 | ol | 24 | 0.00403 | LV
48-AL1/8-ST1A 0.4 | 12.2 | 0.5939 | 0.3 | 0.21 | ol | 48 | 0.00403 | LV
94-AL1/15-ST1A 0.4 | 13.2 | 0.306 | 0.29 | 0.35 | ol | 94 | 0.00403 | LV
34-AL1/6-ST1A 10.0 | 9.7 | 0.8342 | 0.36 | 0.17 | ol | 34 | 0.00403 | MV
48-AL1/8-ST1A 10.0 | 10.1 | 0.5939 | 0.35 | 0.21 | ol | 48 | 0.00403 | MV
70-AL1/11-ST1A 10.0 | 10.4 | 0.4132 | 0.339 | 0.29 | ol | 70 | 0.00403 | MV
94-AL1/15-ST1A 10.0 | 10.75 | 0.306 | 0.33 | 0.35 | ol | 94 | 0.00403 | MV
122-AL1/20-ST1A 10.0 | 11.1 | 0.2376 | 0.323 | 0.41 | ol | 122 | 0.00403 | MV
149-AL1/24-ST1A 10.0 | 11.25 | 0.194 | 0.315 | 0.47 | ol | 149 | 0.00403 | MV
34-AL1/6-ST1A 20.0 | 9.15 | 0.8342 | 0.382 | 0.17 | ol | 34 | 0.00403 | MV
48-AL1/8-ST1A 20.0 | 9.5 | 0.5939 | 0.372 | 0.21 | ol | 48 | 0.00403 | MV
70-AL1/11-ST1A 20.0 | 9.7 | 0.4132 | 0.36 | 0.29 | ol | 70 | 0.00403 | MV
94-AL1/15-ST1A 20.0 | 10 | 0.306 | 0.35 | 0.35 | ol | 94 | 0.00403 | MV
122-AL1/20-ST1A 20.0 | 10.3 | 0.2376 | 0.344 | 0.41 | ol | 122 | 0.00403 | MV
149-AL1/24-ST1A 20.0 | 10.5 | 0.194 | 0.337 | 0.47 | ol | 149 | 0.00403 | MV
184-AL1/30-ST1A 20.0 | 10.75 | 0.1571 | 0.33 | 0.535 | ol | 184 | 0.00403 | MV
243-AL1/39-ST1A 20.0 | 11 | 0.1188 | 0.32 | 0.645 | ol | 243 | 0.00403 | MV
48-AL1/8-ST1A 110.0 | 8 | 0.5939 | 0.46 | 0.21 | ol | 48 | 0.00403 | HV
70-AL1/11-ST1A 110.0 | 8.4 | 0.4132 | 0.45 | 0.29 | ol | 70 | 0.00403 | HV
94-AL1/15-ST1A 110.0 | 8.65 | 0.306 | 0.44 | 0.35 | ol | 94 | 0.00403 | HV
122-AL1/20-ST1A 110.0 | 8.5 | 0.2376 | 0.43 | 0.41 | ol | 122 | 0.00403 | HV
149-AL1/24-ST1A 110.0 | 8.75 | 0.194 | 0.41 | 0.47 | ol | 149 | 0.00403 | HV
184-AL1/30-ST1A 110.0 | 8.8 | 0.1571 | 0.4 | 0.535 | ol | 184 | 0.00403 | HV
243-AL1/39-ST1A 110.0 | 9 | 0.1188 | 0.39 | 0.645 | ol | 243 | 0.00403 | HV
305-AL1/39-ST1A 110.0 | 9.2 | 0.0949 | 0.38 | 0.74 | ol | 305 | 0.00403 | HV
490-AL1/64-ST1A 110.0 | 9.75 | 0.059 | 0.37 | 0.96 | ol | 490 | 0.00403 | HV
679-AL1/86-ST1A 110.0 | 9.95 | 0.042 | 0.36 | 1.15 | ol | 679 | 0.00403 | HV
490-AL1/64-ST1A 220.0 | 10 | 0.059 | 0.285 | 0.96 | ol | 490 | 0.00403 | HV
679-AL1/86-ST1A 220.0 | 11.7 | 0.042 | 0.275 | 1.15 | ol | 679 | 0.00403 | HV
490-AL1/64-ST1A 380.0 | 11 | 0.059 | 0.253 | 0.96 | ol | 490 | 0.00403 | HV
679-AL1/86-ST1A 380.0 | 14.6 | 0.042 | 0.25 | 1.15 | ol | 679 | 0.00403 | HV

## trafo_std_types
| i0_percent | pfe_kw | vkr_percent | sn_mva | vn_lv_kv | vn_hv_kv | vk_percent | shift_degree | vector_group | tap_side | tap_neutral | tap_min | tap_max | tap_step_degree | tap_step_percent | tap_phase_shifter
160 MVA 380/110 kV | 0.06 | 60 | 0.25 | 160 | 110 | 380 | 12.2 | 0 | Yy0 | hv | 0 | -9 | 9 | 0 | 1.5 | FALSE
100 MVA 220/110 kV | 0.06 | 55 | 0.26 | 100 | 110 | 220 | 12 | 0 | Yy0 | hv | 0 | -9 | 9 | 0 | 1.5 | FALSE
63 MVA 110/20 kV | 0.04 | 22 | 0.32 | 63 | 20 | 110 | 18 | 150 | YNd5 | hv | 0 | -9 | 9 | 0 | 1.5 | FALSE
40 MVA 110/20 kV | 0.05 | 18 | 0.34 | 40 | 20 | 110 | 16.2 | 150 | YNd5 | hv | 0 | -9 | 9 | 0 | 1.5 | FALSE
25 MVA 110/20 kV | 0.07 | 14 | 0.41 | 25 | 20 | 110 | 12 | 150 | YNd5 | hv | 0 | -9 | 9 | 0 | 1.5 | FALSE
63 MVA 110/10 kV | 0.04 | 22 | 0.32 | 63 | 10 | 110 | 18 | 150 | YNd5 | hv | 0 | -9 | 9 | 0 | 1.5 | FALSE
40 MVA 110/10 kV | 0.05 | 18 | 0.34 | 40 | 10 | 110 | 16.2 | 150 | YNd5 | hv | 0 | -9 | 9 | 0 | 1.5 | FALSE
25 MVA 110/10 kV | 0.07 | 14 | 0.41 | 25 | 10 | 110 | 12 | 150 | YNd5 | hv | 0 | -9 | 9 | 0 | 1.5 | FALSE
0.25 MVA 20/0.4 kV | 0.32 | 0.8 | 1.44 | 0.25 | 0.4 | 20 | 6 | 150 | Yzn5 | hv | 0 | -2 | 2 | 0 | 2.5 | FALSE
0.4 MVA 20/0.4 kV | 0.3375 | 1.35 | 1.425 | 0.4 | 0.4 | 20 | 6 | 150 | Dyn5 | hv | 0 | -2 | 2 | 0 | 2.5 | FALSE
0.63 MVA 20/0.4 kV | 0.2619 | 1.65 | 1.206 | 0.63 | 0.4 | 20 | 6 | 150 | Dyn5 | hv | 0 | -2 | 2 | 0 | 2.5 | FALSE
0.25 MVA 10/0.4 kV | 0.24 | 0.6 | 1.2 | 0.25 | 0.4 | 10 | 4 | 150 | Dyn5 | hv | 0 | -2 | 2 | 0 | 2.5 | FALSE
0.4 MVA 10/0.4 kV | 0.2375 | 0.95 | 1.325 | 0.4 | 0.4 | 10 | 4 | 150 | Dyn5 | hv | 0 | -2 | 2 | 0 | 2.5 | FALSE
0.63 MVA 10/0.4 kV | 0.1873 | 1.18 | 1.0794 | 0.63 | 0.4 | 10 | 4 | 150 | Dyn5 | hv | 0 | -2 | 2 | 0 | 2.5 | FALSE

## trafo3w_std_types
| sn_hv_mva | sn_mv_mva | sn_lv_mva | vn_hv_kv | vn_mv_kv | vn_lv_kv | vk_hv_percent | vk_mv_percent | vk_lv_percent | vkr_hv_percent | vkr_mv_percent | vkr_lv_percent | pfe_kw | i0_percent | shift_mv_degree | shift_lv_degree | vector_group | tap_side | tap_neutral | tap_min | tap_max | tap_step_percent
63/25/38 MVA 110/20/10 kV | 63 | 25 | 38 | 110 | 20 | 10 | 10.4 | 10.4 | 10.4 | 0.28 | 0.32 | 0.35 | 35 | 0.89 | 0 | 0 | YN0yn0yn0 | hv | 0 | -10 | 10 | 1.2
63/25/38 MVA 110/10/10 kV | 63 | 25 | 38 | 110 | 10 | 10 | 10.4 | 10.4 | 10.4 | 0.28 | 0.32 | 0.35 | 35 | 0.89 | 0 | 0 | YN0yn0yn0 | hv | 0 | -10 | 10 | 1.2

## fuse_std_types
| fuse_type | i_rated_a | t_avg | t_min | t_total | x_avg | x_min | x_total
HV 100A | HV 100A | 100 | 0 | [10.0, 3.64, 0.854, 0.281, 0.1, 0.0531, 0.022, 0.01] | [10.0, 4.267, 1.21, 0.403, 0.1, 0.058, 0.022, 0.01] | 0 | [300.0, 350.0, 450.0, 550.0, 700.0, 850.0, 1200.0, 1752.0] | [600.0, 700.0, 900.0, 1150.0, 1665.0, 2000.0, 3000.0, 4313.0]
HV 10A | HV 10A | 10 | 0 | [10.0, 1675.0, 0.344, 0.156, 0.1, 0.0417, 0.0171, 0.01] | [10.0, 1.3, 0.3, 0.155, 0.1, 0.0555, 0.023, 0.01] | 0 | [30.0, 32.0, 35.0, 37.0, 39.0, 50.0, 70.0, 88.0] | [60.0, 70.0, 80.0, 87.0, 94.0, 110.0, 150.0, 216.0]
HV 125A | HV 125A | 125 | 0 | [10.0, 1.82, 0.344, 0.1, 0.0467, 0.0269, 0.01] | [10.0, 2.478, 0.426, 0.1, 0.0427, 0.0211, 0.01] | 0 | [375.0, 500.0, 700.0, 925.0, 1200.0, 1500.0, 2341.0] | [750.0, 1000.0, 1500.0, 2200.0, 3000.0, 4000.0, 5765.0]
HV 160A | HV 160A | 160 | 0 | [10.0, 4.15, 1.03, 0.198, 0.1, 0.051, 0.0172, 0.01] | [10.0, 2.3, 0.734, 0.274, 0.1, 0.046, 0.0177, 0.01] | 0 | [480.0, 550.0, 700.0, 1000.0, 1260.0, 1600.0, 2500.0, 3227.0] | [960.0, 1300.0, 1700.0, 2200.0, 2996.0, 4000.0, 6000.0, 7946.0]
HV 16A | HV 16A | 16 | 0 | [10.0, 0.352, 0.164, 0.1, 0.0649, 0.0342, 0.01] | [10.0, 2.34, 0.722, 0.181, 0.1, 0.055, 0.0296, 0.01] | 0 | [48.0, 60.0, 65.0, 71.0, 80.0, 100.0, 162.0] | [96.0, 110.0, 125.0, 150.0, 168.0, 200.0, 250.0, 398.0]
HV 200A | HV 200A | 200 | 0 | [10.0, 4.267, 1.21, 0.403, 0.1, 0.058, 0.022, 0.01] | [10.0, 3.73, 1.654, 0.328, 0.1, 0.0531, 0.019, 0.01] | 0 | [600.0, 700.0, 900.0, 1150.0, 1665.0, 2000.0, 3000.0, 4313.0] | [1200.0, 1500.0, 1800.0, 2700.0, 3960.0, 5000.0, 7500.0, 10620.0]
HV 20A | HV 20A | 20 | 0 | [10.0, 1.3, 0.3, 0.155, 0.1, 0.0555, 0.023, 0.01] | [10.0, 1.3, 0.161, 0.1, 0.0611, 0.0399, 0.0141, 0.01] | 0 | [60.0, 70.0, 80.0, 87.0, 94.0, 110.0, 150.0, 216.0] | [120.0, 150.0, 200.0, 223.0, 260.0, 300.0, 450.0, 532.0]
HV 25A | HV 25A | 25 | 0 | [10.0, 2.512, 0.833, 0.299, 0.1, 0.0372, 0.0223, 0.01] | [10.0, 3.125, 0.597, 0.198, 0.1, 0.0378, 0.022, 0.01] | 0 | [75.0, 82.0, 90.0, 100.0, 124.0, 170.0, 200.0, 289.0] | [150.0, 170.0, 210.0, 250.0, 294.0, 400.0, 500.0, 711.0]
HV 31.5A | HV 31.5A | 31.5 | 0 | [10.0, 2.34, 0.722, 0.181, 0.1, 0.055, 0.0296, 0.01] | [10.0, 2.84, 0.368, 0.164, 0.1, 0.0621, 0.0378, 0.0195, 0.01] | 0 | [95.0, 110.0, 125.0, 150.0, 165.0, 200.0, 250.0, 390.0] | [189.0, 220.0, 300.0, 350.0, 393.0, 450.0, 530.0, 700.0, 960.0]
HV 40A | HV 40A | 40 | 0 | [10.0, 1.3, 0.161, 0.1, 0.0611, 0.0399, 0.0141, 0.01] | [10.0, 2.05, 0.369, 0.198, 0.1, 0.051, 0.0298, 0.01] | 0 | [120.0, 150.0, 200.0, 223.0, 260.0, 300.0, 450.0, 532.0] | [240.0, 300.0, 400.0, 450.0, 530.0, 650.0, 800.0, 1311.0]
HV 50A | HV 50A | 50 | 0 | [10.0, 3.215, 0.597, 0.198, 0.1, 0.0378, 0.022, 0.01] | [10.0, 3.64, 0.854, 0.281, 0.1, 0.0531, 0.022, 0.01] | 0 | [150.0, 170.0, 210.0, 250.0, 294.0, 400.0, 500.0, 711.0] | [300.0, 350.0, 450.0, 550.0, 700.0, 850.0, 1200.0, 1752.0]
HV 6.3A | HV 6.3A | 6.3 | 0 | [10.0, 1.39, 0.344, 0.168, 0.1, 0.056, 0.0263, 0.01] | [10.0, 1.711, 0.516, 0.198, 0.1, 0.0634, 0.0303, 0.01] | 0 | [19.0, 19.5, 20.4, 20.8, 22.0, 25.0, 32.0, 48.0] | [38.0, 40.0, 43.0, 48.0, 53.0, 60.0, 75.0, 118.0]
HV 63A | HV 63A | 63 | 0 | [10.0, 2.84, 0.368, 0.164, 0.1, 0.0621, 0.0378, 0.0195, 0.01] | [10.0, 1.82, 0.344, 0.1, 0.0467, 0.0269, 0.01] | 0 | [189.0, 220.0, 300.0, 350.0, 393.0, 450.0, 530.0, 700.0, 961.0] | [378.0, 500.0, 700.0, 934.0, 1200.0, 1500.0, 2366.0]
HV 80A | HV 80A | 80 | 0 | [10.0, 2.05, 0.369, 0.198, 0.1, 0.051, 0.0298, 0.01] | [10.0, 4.15, 1.03, 0.198, 0.1, 0.051, 0.0172, 0.01] | 0 | [240.0, 300.0, 400.0, 450.0, 530.0, 650.0, 800.0, 1311.0] | [480.0, 550.0, 700.0, 1000.0, 1260.0, 1600.0, 2500.0, 3227.0]
Siemens NH-1-100 | Siemens NH-1-100 | 100 | [5400.0, 2000.0, 400.0, 20.0, 1.0, 0.2, 0.012, 0.004] | 0 | 0 | [150.0, 190.0, 250.0, 430.0, 900.0, 1250.0, 2700.0, 3600.0] | 0 | 0
Siemens NH-1-125 | Siemens NH-1-125 | 125 | [4800.0, 120.0, 7.0, 0.1, 0.004] | 0 | 0 | [180.0, 400.0, 740.0, 2000.0, 4250.0] | 0 | 0
Siemens NH-1-16 | Siemens NH-1-16 | 16 | [4000.0, 400.0, 2.0, 0.1, 0.04, 0.01] | 0 | 0 | [26.0, 35.0, 75.0, 150.0, 200.0, 300.0] | 0 | 0
Siemens NH-1-160 | Siemens NH-1-160 | 160 | [4800.0, 120.0, 7.0, 0.1, 0.004] | 0 | 0 | [210.0, 500.0, 900.0, 2300.0, 5000.0] | 0 | 0
Siemens NH-1-25 | Siemens NH-1-25 | 25 | [4000.0, 1000.0, 10.0, 0.2, 0.02, 0.01] | 0 | 0 | [40.0, 50.0, 100.0, 210.0, 400.0, 500.0] | 0 | 0
Siemens NH-1-50 | Siemens NH-1-50 | 50 | [4000.0, 40.0, 4.0, 1.0, 0.02, 0.01] | 0 | 0 | [86.0, 200.0, 300.0, 400.0, 1000.0, 1280.0] | 0 | 0
Siemens NH-1-63 | Siemens NH-1-63 | 63 | [4000.0, 100.0, 10.0, 2.0, 0.04, 0.01] | 0 | 0 | [100.0, 200.0, 300.0, 400.0, 1000.0, 1500.0] | 0 | 0
Siemens NH-1-80 | Siemens NH-1-80 | 80 | [4800.0, 120.0, 7.0, 0.1, 0.01] | 0 | 0 | [150.58, 250.0, 450.0, 1150.0, 2470.0] | 0 | 0
Siemens NH-2-1000 | Siemens NH-2-1000 | 1000 | [4800.0, 120.0, 7.0, 0.1, 0.004] | 0 | 0 | [1900.0, 3500.0, 8400.0, 24000.0, 52000.0] | 0 | 0
Siemens NH-2-200 | Siemens NH-2-200 | 200 | [4800.0, 120.0, 7.0, 0.1, 0.004] | 0 | 0 | [280.0, 650.0, 1200.0, 3000.0, 7000.0] | 0 | 0
Siemens NH-2-224 | Siemens NH-2-224 | 224 | [4800.0, 120.0, 7.0, 0.2, 0.04, 0.004] | 0 | 0 | [400.0, 750.0, 1453.0, 3025.0, 4315.0, 7600.0] | 0 | 0
Siemens NH-2-250 | Siemens NH-2-250 | 250 | [4800.0, 120.0, 7.0, 0.1, 0.004] | 0 | 0 | [450.0, 800.0, 1650.0, 4000.0, 8500.0] | 0 | 0
Siemens NH-2-315 | Siemens NH-2-315 | 315 | [4800.0, 120.0, 7.0, 0.1, 0.004] | 0 | 0 | [550.0, 920.0, 1900.0, 5000.0, 11000.0] | 0 | 0
Siemens NH-2-355 | Siemens NH-2-355 | 355 | [4800.0, 120.0, 6.0, 0.1, 0.004] | 0 | 0 | [650.0, 1116.27, 2350.0, 5840.0, 12790.0] | 0 | 0
Siemens NH-2-400 | Siemens NH-2-400 | 400 | [4800.0, 120.0, 7.0, 0.1, 0.004] | 0 | 0 | [720.0, 1350.0, 2800.0, 6500.0, 15000.0] | 0 | 0
Siemens NH-2-425 | Siemens NH-2-425 | 425 | [4800.0, 120.0, 7.0, 0.1, 0.004] | 0 | 0 | [850.0, 1500.0, 3050.0, 7500.0, 16500.0] | 0 | 0
Siemens NH-2-630 | Siemens NH-2-630 | 630 | [4800.0, 120.0, 7.0, 0.1, 0.004] | 0 | 0 | [1200.0, 2000.0, 4800.0, 12000.0, 26000.0] | 0 | 0

## dtypes
| element | column | dtype
0 | bus | name | object
1 | bus | vn_kv | float64
2 | bus | type | object
3 | bus | zone | object
4 | bus | in_service | bool
5 | load | name | object
6 | load | bus | uint32
7 | load | p_mw | float64
8 | load | q_mvar | float64
9 | load | const_z_percent | float64
10 | load | const_i_percent | float64
11 | load | sn_mva | float64
12 | load | scaling | float64
13 | load | in_service | bool
14 | load | type | object
15 | ext_grid | name | object
16 | ext_grid | bus | uint32
17 | ext_grid | vm_pu | float64
18 | ext_grid | va_degree | float64
19 | ext_grid | slack_weight | float64
20 | ext_grid | in_service | bool
21 | line | name | object
22 | line | std_type | object
23 | line | from_bus | uint32
24 | line | to_bus | uint32
25 | line | length_km | float64
26 | line | r_ohm_per_km | float64
27 | line | x_ohm_per_km | float64
28 | line | c_nf_per_km | float64
29 | line | g_us_per_km | float64
30 | line | max_i_ka | float64
31 | line | df | float64
32 | line | parallel | uint32
33 | line | type | object
34 | line | in_service | bool
35 | trafo | name | object
36 | trafo | std_type | object
37 | trafo | hv_bus | uint32
38 | trafo | lv_bus | uint32
39 | trafo | sn_mva | float64
40 | trafo | vn_hv_kv | float64
41 | trafo | vn_lv_kv | float64
42 | trafo | vk_percent | float64
43 | trafo | vkr_percent | float64
44 | trafo | pfe_kw | float64
45 | trafo | i0_percent | float64
46 | trafo | shift_degree | float64
47 | trafo | tap_side | object
48 | trafo | tap_neutral | int32
49 | trafo | tap_min | int32
50 | trafo | tap_max | int32
51 | trafo | tap_step_percent | float64
52 | trafo | tap_step_degree | float64
53 | trafo | tap_pos | int32
54 | trafo | tap_phase_shifter | bool
55 | trafo | parallel | uint32
56 | trafo | df | float64
57 | trafo | in_service | bool
58 | line_geodata | coords | object
59 | bus_geodata | x | float64
60 | bus_geodata | y | float64
61 | bus_geodata | coords | object

## parameters
| version | format_version | converged | OPF_converged | name | f_hz | sn_mva
0 | 2.14.6 | 2.14.0 | FALSE | FALSE |  | 50 | 1