## bus
| name | vn_kv | type | zone | in_service
0 | bus_LV_418-3_0_4_node_0 | 0.4 | n |  | TRUE
1 | bus_LV_418-3_0_4_node_1 | 0.4 | n |  | TRUE
2 | bus_LV_418-3_0_4_node_5 | 0.4 | n |  | TRUE
3 | bus_LV_418-3_0_4_node_2 | 0.4 | n |  | TRUE
4 | bus_LV_418-3_0_4_node_4 | 0.4 | n |  | TRUE
5 | bus_LV_418-3_0_4_node_6 | 0.4 | n |  | TRUE
6 | bus_LV_418-3_0_4_node_7 | 0.4 | n |  | TRUE
7 | bus_LV_418-3_0_4_node_8 | 0.4 | n |  | TRUE
8 | bus_LV_418-3_0_4_node_48 | 0.4 | n |  | TRUE
9 | bus_LV_418-3_0_4_node_49 | 0.4 | n |  | TRUE
10 | bus_LV_418-3_0_4_node_3 | 0.4 | n |  | TRUE
11 | bus_LV_418-3_0_4_node_9 | 0.4 | n |  | TRUE
12 | bus_LV_418-3_0_4_node_11 | 0.4 | n |  | TRUE
13 | bus_LV_418-3_0_4_node_10 | 0.4 | n |  | TRUE
14 | bus_LV_418-3_0_4_node_12 | 0.4 | n |  | TRUE
15 | bus_LV_418-3_0_4_node_13 | 0.4 | n |  | TRUE
16 | bus_LV_418-3_0_4_node_14 | 0.4 | n |  | TRUE
17 | bus_LV_418-3_0_4_node_15 | 0.4 | n |  | TRUE
18 | bus_LV_418-3_0_4_node_16 | 0.4 | n |  | TRUE
19 | bus_LV_418-3_0_4_node_17 | 0.4 | n |  | TRUE
20 | bus_LV_418-3_0_4_node_180 | 0.4 | n |  | TRUE
21 | bus_LV_418-3_0_4_node_134 | 0.4 | n |  | TRUE
22 | bus_LV_418-3_0_4_node_33 | 0.4 | n |  | TRUE
23 | bus_LV_418-3_0_4_node_179 | 0.4 | n |  | TRUE
24 | bus_LV_418-3_0_4_node_32 | 0.4 | n |  | TRUE
25 | bus_LV_418-3_0_4_node_34 | 0.4 | n |  | TRUE
26 | bus_LV_418-3_0_4_node_18 | 0.4 | n |  | TRUE
27 | bus_LV_418-3_0_4_node_19 | 0.4 | n |  | TRUE
28 | bus_LV_418-3_0_4_node_20 | 0.4 | n |  | TRUE
29 | bus_LV_418-3_0_4_node_21 | 0.4 | n |  | TRUE
30 | bus_LV_418-3_0_4_node_22 | 0.4 | n |  | TRUE
31 | bus_LV_418-3_0_4_node_23 | 0.4 | n |  | TRUE
32 | bus_LV_418-3_0_4_node_26 | 0.4 | n |  | TRUE
33 | bus_LV_418-3_0_4_node_29 | 0.4 | n |  | TRUE
34 | bus_LV_418-3_0_4_node_30 | 0.4 | n |  | TRUE
35 | bus_LV_418-3_0_4_node_31 | 0.4 | n |  | TRUE
36 | bus_LV_418-3_0_4_node_25 | 0.4 | n |  | TRUE
37 | bus_LV_418-3_0_4_node_145 | 0.4 | n |  | TRUE
38 | bus_LV_418-3_0_4_node_50 | 0.4 | n |  | TRUE
39 | bus_LV_418-3_0_4_node_144 | 0.4 | n |  | TRUE
40 | bus_LV_418-3_0_4_node_27 | 0.4 | n |  | TRUE
41 | bus_LV_418-3_0_4_node_121 | 0.4 | n |  | TRUE
42 | bus_LV_418-3_0_4_node_28 | 0.4 | n |  | TRUE
43 | bus_LV_418-3_0_4_node_119 | 0.4 | n |  | TRUE
44 | bus_LV_418-3_0_4_node_123 | 0.4 | n |  | TRUE
45 | bus_LV_418-3_0_4_node_36 | 0.4 | n |  | TRUE
46 | bus_LV_418-3_0_4_node_133 | 0.4 | n |  | TRUE
47 | bus_LV_418-3_0_4_node_143 | 0.4 | n |  | TRUE
48 | bus_LV_418-3_0_4_node_120 | 0.4 | n |  | TRUE
49 | bus_LV_418-3_0_4_node_111 | 0.4 | n |  | TRUE
50 | bus_LV_418-3_0_4_node_122 | 0.4 | n |  | TRUE
51 | bus_LV_418-3_0_4_node_37 | 0.4 | n |  | TRUE
52 | bus_LV_418-3_0_4_node_35 | 0.4 | n |  | TRUE
53 | bus_LV_418-3_0_4_node_181 | 0.4 | n |  | TRUE
54 | bus_LV_418-3_0_4_node_182 | 0.4 | n |  | TRUE
55 | bus_LV_418-3_0_4_node_38 | 0.4 | n |  | TRUE
56 | bus_LV_418-3_0_4_node_39 | 0.4 | n |  | TRUE
57 | bus_LV_418-3_0_4_node_40 | 0.4 | n |  | TRUE
58 | bus_LV_418-3_0_4_node_136 | 0.4 | n |  | TRUE
59 | bus_LV_418-3_0_4_node_175 | 0.4 | n |  | TRUE
60 | bus_LV_418-3_0_4_node_41 | 0.4 | n |  | TRUE
61 | bus_LV_418-3_0_4_node_42 | 0.4 | n |  | TRUE
62 | bus_LV_418-3_0_4_node_43 | 0.4 | n |  | TRUE
63 | bus_LV_418-3_0_4_node_44 | 0.4 | n |  | TRUE
64 | bus_LV_418-3_0_4_node_45 | 0.4 | n |  | TRUE
65 | bus_LV_418-3_0_4_node_47 | 0.4 | n |  | TRUE
66 | bus_LV_418-3_0_4_node_46 | 0.4 | n |  | TRUE
67 | bus_LV_418-3_0_4_node_53 | 0.4 | n |  | TRUE
68 | bus_LV_418-3_0_4_node_55 | 0.4 | n |  | TRUE
69 | bus_LV_418-3_0_4_node_54 | 0.4 | n |  | TRUE
70 | bus_LV_418-3_0_4_node_57 | 0.4 | n |  | TRUE
71 | bus_LV_418-3_0_4_node_58 | 0.4 | n |  | TRUE
72 | bus_LV_418-3_0_4_node_56 | 0.4 | n |  | TRUE
73 | bus_LV_418-3_0_4_node_59 | 0.4 | n |  | TRUE
74 | bus_LV_418-3_0_4_node_139 | 0.4 | n |  | TRUE
75 | bus_LV_418-3_0_4_node_60 | 0.4 | n |  | TRUE
76 | bus_LV_418-3_0_4_node_140 | 0.4 | n |  | TRUE
77 | bus_LV_418-3_0_4_node_138 | 0.4 | n |  | TRUE
78 | bus_LV_418-3_0_4_node_83 | 0.4 | n |  | TRUE
79 | bus_LV_418-3_0_4_node_84 | 0.4 | n |  | TRUE
80 | bus_LV_418-3_0_4_node_86 | 0.4 | n |  | TRUE
81 | bus_LV_418-3_0_4_node_88 | 0.4 | n |  | TRUE
82 | bus_LV_418-3_0_4_node_87 | 0.4 | n |  | TRUE
83 | bus_LV_418-3_0_4_node_112 | 0.4 | n |  | TRUE
84 | bus_LV_418-3_0_4_node_92 | 0.4 | n |  | TRUE
85 | bus_LV_418-3_0_4_node_89 | 0.4 | n |  | TRUE
86 | bus_LV_418-3_0_4_node_113 | 0.4 | n |  | TRUE
87 | bus_LV_418-3_0_4_node_90 | 0.4 | n |  | TRUE
88 | bus_LV_418-3_0_4_node_91 | 0.4 | n |  | TRUE
89 | bus_LV_418-3_0_4_node_93 | 0.4 | n |  | TRUE
90 | bus_LV_418-3_0_4_node_94 | 0.4 | n |  | TRUE
91 | bus_LV_418-3_0_4_node_98 | 0.4 | n |  | TRUE
92 | bus_LV_418-3_0_4_node_95 | 0.4 | n |  | TRUE
93 | bus_LV_418-3_0_4_node_108 | 0.4 | n |  | TRUE
94 | bus_LV_418-3_0_4_node_96 | 0.4 | n |  | TRUE
95 | bus_LV_418-3_0_4_node_99 | 0.4 | n |  | TRUE
96 | bus_LV_418-3_0_4_node_100 | 0.4 | n |  | TRUE
97 | bus_LV_418-3_0_4_node_97 | 0.4 | n |  | TRUE
98 | bus_LV_418-3_0_4_node_101 | 0.4 | n |  | TRUE
99 | bus_LV_418-3_0_4_node_102 | 0.4 | n |  | TRUE
100 | bus_LV_418-3_0_4_node_107 | 0.4 | n |  | TRUE
101 | bus_LV_418-3_0_4_node_103 | 0.4 | n |  | TRUE
102 | bus_LV_418-3_0_4_node_104 | 0.4 | n |  | TRUE
103 | bus_LV_418-3_0_4_node_105 | 0.4 | n |  | TRUE
104 | bus_LV_418-3_0_4_node_106 | 0.4 | n |  | TRUE
105 | bus_LV_418-3_0_4_node_137 | 0.4 | n |  | TRUE
106 | bus_LV_418-3_0_4_node_125 | 0.4 | n |  | TRUE
107 | bus_LV_418-3_0_4_node_126 | 0.4 | n |  | TRUE
108 | bus_LV_418-3_0_4_node_109 | 0.4 | n |  | TRUE
109 | bus_LV_418-3_0_4_node_110 | 0.4 | n |  | TRUE
110 | bus_LV_418-3_0_4_node_114 | 0.4 | n |  | TRUE
111 | bus_LV_418-3_0_4_node_115 | 0.4 | n |  | TRUE
112 | bus_LV_418-3_0_4_node_116 | 0.4 | n |  | TRUE
113 | bus_LV_418-3_0_4_node_117 | 0.4 | n |  | TRUE
114 | bus_LV_418-3_0_4_node_118 | 0.4 | n |  | TRUE
115 | bus_LV_418-3_0_4_node_142 | 0.4 | n |  | TRUE
116 | bus_LV_418-3_0_4_node_124 | 0.4 | n |  | TRUE
117 | bus_LV_418-3_0_4_node_135 | 0.4 | n |  | TRUE
118 | bus_LV_418-3_0_4_node_146 | 0.4 | n |  | TRUE
119 | bus_LV_418-3_0_4_node_127 | 0.4 | n |  | TRUE
120 | bus_LV_418-3_0_4_node_128 | 0.4 | n |  | TRUE
121 | bus_LV_418-3_0_4_node_129 | 0.4 | n |  | TRUE
122 | bus_LV_418-3_0_4_node_130 | 0.4 | n |  | TRUE
123 | bus_LV_418-3_0_4_node_131 | 0.4 | n |  | TRUE
124 | bus_LV_418-3_0_4_node_233 | 0.4 | n |  | TRUE
125 | bus_LV_418-3_0_4_node_132 | 0.4 | n |  | TRUE
126 | bus_LV_418-3_0_4_node_234 | 0.4 | n |  | TRUE
127 | bus_LV_418-3_0_4_node_147 | 0.4 | n |  | TRUE
128 | bus_LV_418-3_0_4_node_174 | 0.4 | n |  | TRUE
129 | bus_LV_418-3_0_4_node_141 | 0.4 | n |  | TRUE
130 | bus_LV_418-3_0_4_node_148 | 0.4 | n |  | TRUE
131 | bus_LV_418-3_0_4_node_149 | 0.4 | n |  | TRUE
132 | bus_LV_418-3_0_4_node_157 | 0.4 | n |  | TRUE
133 | bus_LV_418-3_0_4_node_155 | 0.4 | n |  | TRUE
134 | bus_LV_418-3_0_4_node_150 | 0.4 | n |  | TRUE
135 | bus_LV_418-3_0_4_node_151 | 0.4 | n |  | TRUE
136 | bus_LV_418-3_0_4_node_152 | 0.4 | n |  | TRUE
137 | bus_LV_418-3_0_4_node_153 | 0.4 | n |  | TRUE
138 | bus_LV_418-3_0_4_node_154 | 0.4 | n |  | TRUE
139 | bus_LV_418-3_0_4_node_156 | 0.4 | n |  | TRUE
140 | bus_LV_418-3_0_4_node_158 | 0.4 | n |  | TRUE
141 | bus_LV_418-3_0_4_node_159 | 0.4 | n |  | TRUE
142 | bus_LV_418-3_0_4_node_160 | 0.4 | n |  | TRUE
143 | bus_LV_418-3_0_4_node_161 | 0.4 | n |  | TRUE
144 | bus_LV_418-3_0_4_node_162 | 0.4 | n |  | TRUE
145 | bus_LV_418-3_0_4_node_163 | 0.4 | n |  | TRUE
146 | bus_LV_418-3_0_4_node_164 | 0.4 | n |  | TRUE
147 | bus_LV_418-3_0_4_node_165 | 0.4 | n |  | TRUE
148 | bus_LV_418-3_0_4_node_166 | 0.4 | n |  | TRUE
149 | bus_LV_418-3_0_4_node_177 | 0.4 | n |  | TRUE
150 | bus_LV_418-3_0_4_node_176 | 0.4 | n |  | TRUE
151 | bus_LV_418-3_0_4_node_167 | 0.4 | n |  | TRUE
152 | bus_LV_418-3_0_4_node_168 | 0.4 | n |  | TRUE
153 | bus_LV_418-3_0_4_node_169 | 0.4 | n |  | TRUE
154 | bus_LV_418-3_0_4_node_170 | 0.4 | n |  | TRUE
155 | bus_LV_418-3_0_4_node_171 | 0.4 | n |  | TRUE
156 | bus_LV_418-3_0_4_node_172 | 0.4 | n |  | TRUE
157 | bus_LV_418-3_0_4_node_173 | 0.4 | n |  | TRUE
158 | bus_LV_418-3_0_4_node_178 | 0.4 | n |  | TRUE
159 | bus_LV_418-3_0_4_node_226 | 0.4 | n |  | TRUE
160 | bus_LV_418-3_0_4_node_228 | 0.4 | n |  | TRUE
161 | bus_LV_418-3_0_4_node_229 | 0.4 | n |  | TRUE
162 | bus_LV_418-3_0_4_node_230 | 0.4 | n |  | TRUE
163 | bus_LV_418-3_0_4_node_231 | 0.4 | n |  | TRUE
164 | bus_LV_418-3_0_4_node_232 | 0.4 | n |  | TRUE
165 | bus_LV_418-3_0_4_node_236 | 0.4 | n |  | TRUE
166 | bus_LV_418-3_0_4_node_235 | 0.4 | n |  | TRUE
167 | bus_MV_431_0_node_51 | 20 | n |  | TRUE

## load
| name | bus | p_mw | q_mvar | const_z_percent | const_i_percent | sn_mva | scaling | in_service | type
0 | LV_418-3_0_4_load_0 | 0 | 0.0066164 | 0.0016582 | 0 | 0 |  | 1 | TRUE | wye
1 | LV_418-3_0_4_load_5 | 2 | 0.0035543 | 0.00089078 | 0 | 0 |  | 1 | TRUE | wye
2 | LV_418-3_0_4_load_4 | 4 | 0.0018066 | 0.00045277 | 0 | 0 |  | 1 | TRUE | wye
3 | LV_418-3_0_4_load_7 | 6 | 0.0038378 | 0.00096184 | 0 | 0 |  | 1 | TRUE | wye
4 | LV_418-3_0_4_load_48 | 8 | 0.0024209 | 0.00060673 | 0 | 0 |  | 1 | TRUE | wye
5 | LV_418-3_0_4_load_3 | 10 | 0.0027936 | 0.00070015 | 0 | 0 |  | 1 | TRUE | wye
6 | LV_418-3_0_4_load_9 | 11 | 0.0026585 | 0.00066629 | 0 | 0 |  | 1 | TRUE | wye
7 | LV_418-3_0_4_load_11 | 12 | 0.0020337 | 0.0005097 | 0 | 0 |  | 1 | TRUE | wye
8 | LV_418-3_0_4_load_10 | 13 | 0.0032387 | 0.0008117 | 0 | 0 |  | 1 | TRUE | wye
9 | LV_418-3_0_4_load_14 | 16 | 0.004402 | 0.0011032 | 0 | 0 |  | 1 | TRUE | wye
10 | LV_418-3_0_4_load_15 | 17 | 0.003305 | 0.0008283 | 0 | 0 |  | 1 | TRUE | wye
11 | LV_418-3_0_4_load_16 | 18 | 0.002333 | 0.0005847 | 0 | 0 |  | 1 | TRUE | wye
12 | LV_418-3_0_4_load_17 | 19 | 0.0030297 | 0.00075933 | 0 | 0 |  | 1 | TRUE | wye
13 | LV_418-3_0_4_load_180 | 20 | 0.0011192 | 0.00028049 | 0 | 0 |  | 1 | TRUE | wye
14 | LV_418-3_0_4_load_134 | 21 | 0.0019064 | 0.00047779 | 0 | 0 |  | 1 | TRUE | wye
15 | LV_418-3_0_4_load_33 | 22 | 0.0029747 | 0.00074553 | 0 | 0 |  | 1 | TRUE | wye
16 | LV_418-3_0_4_load_179 | 23 | 0.0022884 | 0.00057353 | 0 | 0 |  | 1 | TRUE | wye
17 | LV_418-3_0_4_load_34 | 25 | 0.0027205 | 0.00068182 | 0 | 0 |  | 1 | TRUE | wye
18 | LV_418-3_0_4_load_18 | 26 | 0.0017825 | 0.00044674 | 0 | 0 |  | 1 | TRUE | wye
19 | LV_418-3_0_4_load_29 | 33 | 0.0037471 | 0.00093911 | 0 | 0 |  | 1 | TRUE | wye
20 | LV_418-3_0_4_load_30 | 34 | 0.00091373 | 0.000229 | 0 | 0 |  | 1 | TRUE | wye
21 | LV_418-3_0_4_load_31 | 35 | 0.0034839 | 0.00087316 | 0 | 0 |  | 1 | TRUE | wye
22 | LV_418-3_0_4_load_145 | 37 | 0.0026398 | 0.00066158 | 0 | 0 |  | 1 | TRUE | wye
23 | LV_418-3_0_4_load_144 | 39 | 0.0038716 | 0.00097032 | 0 | 0 |  | 1 | TRUE | wye
24 | LV_418-3_0_4_load_119 | 43 | 0.0042442 | 0.0010637 | 0 | 0 |  | 1 | TRUE | wye
25 | LV_418-3_0_4_load_36 | 45 | 0.0035969 | 0.00090146 | 0 | 0 |  | 1 | TRUE | wye
26 | LV_418-3_0_4_load_133 | 46 | 0.0013905 | 0.00034849 | 0 | 0 |  | 1 | TRUE | wye
27 | LV_418-3_0_4_load_143 | 47 | 0.0022674 | 0.00056827 | 0 | 0 |  | 1 | TRUE | wye
28 | LV_418-3_0_4_load_111 | 49 | 0.0012035 | 0.00030163 | 0 | 0 |  | 1 | TRUE | wye
29 | LV_418-3_0_4_load_37 | 51 | 0.0082853 | 0.0020765 | 0 | 0 |  | 1 | TRUE | wye
30 | LV_418-3_0_4_load_35 | 52 | 0.002896 | 0.00072579 | 0 | 0 |  | 1 | TRUE | wye
31 | LV_418-3_0_4_load_181 | 53 | 0.0028874 | 0.00072365 | 0 | 0 |  | 1 | TRUE | wye
32 | LV_418-3_0_4_load_182 | 54 | 0.0032771 | 0.00082132 | 0 | 0 |  | 1 | TRUE | wye
33 | LV_418-3_0_4_load_38 | 55 | 0.083381 | 0.020897 | 0 | 0 |  | 1 | TRUE | wye
34 | LV_418-3_0_4_load_39 | 56 | 0.0053185 | 0.001333 | 0 | 0 |  | 1 | TRUE | wye
35 | LV_418-3_0_4_load_40 | 57 | 0.0036501 | 0.0009148 | 0 | 0 |  | 1 | TRUE | wye
36 | LV_418-3_0_4_load_136 | 58 | 0.0016394 | 0.00041088 | 0 | 0 |  | 1 | TRUE | wye
37 | LV_418-3_0_4_load_175 | 59 | 0.0021518 | 0.00053928 | 0 | 0 |  | 1 | TRUE | wye
38 | LV_418-3_0_4_load_41 | 60 | 0.0034556 | 0.00086605 | 0 | 0 |  | 1 | TRUE | wye
39 | LV_418-3_0_4_load_42 | 61 | 0.0026946 | 0.00067532 | 0 | 0 |  | 1 | TRUE | wye
40 | LV_418-3_0_4_load_44 | 63 | 0.0027667 | 0.0006934 | 0 | 0 |  | 1 | TRUE | wye
41 | LV_418-3_0_4_load_45 | 64 | 0.0031998 | 0.00080196 | 0 | 0 |  | 1 | TRUE | wye
42 | LV_418-3_0_4_load_46 | 66 | 0.0030687 | 0.00076909 | 0 | 0 |  | 1 | TRUE | wye
43 | LV_418-3_0_4_load_53 | 67 | 0.0028828 | 0.0007225 | 0 | 0 |  | 1 | TRUE | wye
44 | LV_418-3_0_4_load_54 | 69 | 0.0025481 | 0.00063862 | 0 | 0 |  | 1 | TRUE | wye
45 | LV_418-3_0_4_load_57 | 70 | 0.0027442 | 0.00068777 | 0 | 0 |  | 1 | TRUE | wye
46 | LV_418-3_0_4_load_58 | 71 | 0.0068265 | 0.0017109 | 0 | 0 |  | 1 | TRUE | wye
47 | LV_418-3_0_4_load_59 | 73 | 0.0032155 | 0.00080588 | 0 | 0 |  | 1 | TRUE | wye
48 | LV_418-3_0_4_load_60 | 75 | 0.0069797 | 0.0017493 | 0 | 0 |  | 1 | TRUE | wye
49 | LV_418-3_0_4_load_140 | 76 | 0.0024268 | 0.00060822 | 0 | 0 |  | 1 | TRUE | wye
50 | LV_418-3_0_4_load_83 | 78 | 0.00015545 | 3.8958e-05 | 0 | 0 |  | 1 | TRUE | wye
51 | LV_418-3_0_4_load_84 | 79 | 0.0014655 | 0.00036729 | 0 | 0 |  | 1 | TRUE | wye
52 | LV_418-3_0_4_load_88 | 81 | 0.00018829 | 4.719e-05 | 0 | 0 |  | 1 | TRUE | wye
53 | LV_418-3_0_4_load_92 | 84 | 0.0015076 | 0.00037784 | 0 | 0 |  | 1 | TRUE | wye
54 | LV_418-3_0_4_load_89 | 85 | 0.0016399 | 0.00041099 | 0 | 0 |  | 1 | TRUE | wye
55 | LV_418-3_0_4_load_113 | 86 | 0.001486 | 0.00037242 | 0 | 0 |  | 1 | TRUE | wye
56 | LV_418-3_0_4_load_93 | 89 | 0.0020431 | 0.00051205 | 0 | 0 |  | 1 | TRUE | wye
57 | LV_418-3_0_4_load_94 | 90 | 0.00043372 | 0.0001087 | 0 | 0 |  | 1 | TRUE | wye
58 | LV_418-3_0_4_load_98 | 91 | 0.0013002 | 0.00032587 | 0 | 0 |  | 1 | TRUE | wye
59 | LV_418-3_0_4_load_108 | 93 | 0.0033705 | 0.00084472 | 0 | 0 |  | 1 | TRUE | wye
60 | LV_418-3_0_4_load_99 | 95 | 0.001397 | 0.00035011 | 0 | 0 |  | 1 | TRUE | wye
61 | LV_418-3_0_4_load_100 | 96 | 0.0006484 | 0.0001625 | 0 | 0 |  | 1 | TRUE | wye
62 | LV_418-3_0_4_load_97 | 97 | 0.0022105 | 0.00055399 | 0 | 0 |  | 1 | TRUE | wye
63 | LV_418-3_0_4_load_101 | 98 | 0.00023348 | 5.8516e-05 | 0 | 0 |  | 1 | TRUE | wye
64 | LV_418-3_0_4_load_102 | 99 | 0.00083056 | 0.00020816 | 0 | 0 |  | 1 | TRUE | wye
65 | LV_418-3_0_4_load_107 | 100 | 0.0029133 | 0.00073014 | 0 | 0 |  | 1 | TRUE | wye
66 | LV_418-3_0_4_load_103 | 101 | 0.00027155 | 6.8056e-05 | 0 | 0 |  | 1 | TRUE | wye
67 | LV_418-3_0_4_load_105 | 103 | 0.00017821 | 4.4665e-05 | 0 | 0 |  | 1 | TRUE | wye
68 | LV_418-3_0_4_load_106 | 104 | 0.00072769 | 0.00018238 | 0 | 0 |  | 1 | TRUE | wye
69 | LV_418-3_0_4_load_137 | 105 | 0.00031845 | 7.981e-05 | 0 | 0 |  | 1 | TRUE | wye
70 | LV_418-3_0_4_load_125 | 106 | 0.0011028 | 0.00027638 | 0 | 0 |  | 1 | TRUE | wye
71 | LV_418-3_0_4_load_109 | 108 | 0.00082845 | 0.00020763 | 0 | 0 |  | 1 | TRUE | wye
72 | LV_418-3_0_4_load_110 | 109 | 0.0012998 | 0.00032577 | 0 | 0 |  | 1 | TRUE | wye
73 | LV_418-3_0_4_load_114 | 110 | 0.0015547 | 0.00038965 | 0 | 0 |  | 1 | TRUE | wye
74 | LV_418-3_0_4_load_115 | 111 | 0.0016275 | 0.00040789 | 0 | 0 |  | 1 | TRUE | wye
75 | LV_418-3_0_4_load_116 | 112 | 0.001914 | 0.0004797 | 0 | 0 |  | 1 | TRUE | wye
76 | LV_418-3_0_4_load_117 | 113 | 0.0024295 | 0.0006089 | 0 | 0 |  | 1 | TRUE | wye
77 | LV_418-3_0_4_load_118 | 114 | 0.0081585 | 0.0020447 | 0 | 0 |  | 1 | TRUE | wye
78 | LV_418-3_0_4_load_142 | 115 | 0.0013373 | 0.00033517 | 0 | 0 |  | 1 | TRUE | wye
79 | LV_418-3_0_4_load_124 | 116 | 0.0049769 | 0.0012473 | 0 | 0 |  | 1 | TRUE | wye
80 | LV_418-3_0_4_load_135 | 117 | 0.0064523 | 0.0016171 | 0 | 0 |  | 1 | TRUE | wye
81 | LV_418-3_0_4_load_146 | 118 | 0.0029025 | 0.00072744 | 0 | 0 |  | 1 | TRUE | wye
82 | LV_418-3_0_4_load_127 | 119 | 0.0043856 | 0.0010991 | 0 | 0 |  | 1 | TRUE | wye
83 | LV_418-3_0_4_load_128 | 120 | 0.00072631 | 0.00018203 | 0 | 0 |  | 1 | TRUE | wye
84 | LV_418-3_0_4_load_129 | 121 | 0.0018126 | 0.00045429 | 0 | 0 |  | 1 | TRUE | wye
85 | LV_418-3_0_4_load_130 | 122 | 0.00082576 | 0.00020695 | 0 | 0 |  | 1 | TRUE | wye
86 | LV_418-3_0_4_load_131 | 123 | 0.00025935 | 6.5e-05 | 0 | 0 |  | 1 | TRUE | wye
87 | LV_418-3_0_4_load_233 | 124 | 0.0030878 | 0.00077386 | 0 | 0 |  | 1 | TRUE | wye
88 | LV_418-3_0_4_load_132 | 125 | 0.0024473 | 0.00061334 | 0 | 0 |  | 1 | TRUE | wye
89 | LV_418-3_0_4_load_234 | 126 | 0.0026712 | 0.00066946 | 0 | 0 |  | 1 | TRUE | wye
90 | LV_418-3_0_4_load_174 | 128 | 0.0015119 | 0.00037892 | 0 | 0 |  | 1 | TRUE | wye
91 | LV_418-3_0_4_load_141 | 129 | 0.0068621 | 0.0017198 | 0 | 0 |  | 1 | TRUE | wye
92 | LV_418-3_0_4_load_148 | 130 | 0.0018062 | 0.00045267 | 0 | 0 |  | 1 | TRUE | wye
93 | LV_418-3_0_4_load_149 | 131 | 0.0011833 | 0.00029656 | 0 | 0 |  | 1 | TRUE | wye
94 | LV_418-3_0_4_load_155 | 133 | 0.00070137 | 0.00017578 | 0 | 0 |  | 1 | TRUE | wye
95 | LV_418-3_0_4_load_150 | 134 | 0.00039761 | 9.9651e-05 | 0 | 0 |  | 1 | TRUE | wye
96 | LV_418-3_0_4_load_151 | 135 | 0.0035335 | 0.00088559 | 0 | 0 |  | 1 | TRUE | wye
97 | LV_418-3_0_4_load_152 | 136 | 0.0025252 | 0.00063287 | 0 | 0 |  | 1 | TRUE | wye
98 | LV_418-3_0_4_load_153 | 137 | 0.00052876 | 0.00013252 | 0 | 0 |  | 1 | TRUE | wye
99 | LV_418-3_0_4_load_154 | 138 | 0.00051193 | 0.0001283 | 0 | 0 |  | 1 | TRUE | wye
100 | LV_418-3_0_4_load_156 | 139 | 0.0036416 | 0.00091266 | 0 | 0 |  | 1 | TRUE | wye
101 | LV_418-3_0_4_load_158 | 140 | 0.0033064 | 0.00082867 | 0 | 0 |  | 1 | TRUE | wye
102 | LV_418-3_0_4_load_160 | 142 | 0.0036941 | 0.00092584 | 0 | 0 |  | 1 | TRUE | wye
103 | LV_418-3_0_4_load_161 | 143 | 0.0036717 | 0.00092022 | 0 | 0 |  | 1 | TRUE | wye
104 | LV_418-3_0_4_load_162 | 144 | 0.0030536 | 0.0007653 | 0 | 0 |  | 1 | TRUE | wye
105 | LV_418-3_0_4_load_163 | 145 | 0.0065317 | 0.001637 | 0 | 0 |  | 1 | TRUE | wye
106 | LV_418-3_0_4_load_164 | 146 | 0.005674 | 0.001422 | 0 | 0 |  | 1 | TRUE | wye
107 | LV_418-3_0_4_load_165 | 147 | 0.0021093 | 0.00052865 | 0 | 0 |  | 1 | TRUE | wye
108 | LV_418-3_0_4_load_166 | 148 | 0.0012583 | 0.00031535 | 0 | 0 |  | 1 | TRUE | wye
109 | LV_418-3_0_4_load_177 | 149 | 0.0031034 | 0.00077779 | 0 | 0 |  | 1 | TRUE | wye
110 | LV_418-3_0_4_load_176 | 150 | 0.0016764 | 0.00042014 | 0 | 0 |  | 1 | TRUE | wye
111 | LV_418-3_0_4_load_167 | 151 | 0.0038327 | 0.00096057 | 0 | 0 |  | 1 | TRUE | wye
112 | LV_418-3_0_4_load_168 | 152 | 0.0019367 | 0.00048537 | 0 | 0 |  | 1 | TRUE | wye
113 | LV_418-3_0_4_load_169 | 153 | 0.005174 | 0.0012967 | 0 | 0 |  | 1 | TRUE | wye
114 | LV_418-3_0_4_load_170 | 154 | 0.0018752 | 0.00046996 | 0 | 0 |  | 1 | TRUE | wye
115 | LV_418-3_0_4_load_171 | 155 | 0.0013572 | 0.00034015 | 0 | 0 |  | 1 | TRUE | wye
116 | LV_418-3_0_4_load_172 | 156 | 0.0020904 | 0.00052389 | 0 | 0 |  | 1 | TRUE | wye
117 | LV_418-3_0_4_load_173 | 157 | 0.0015591 | 0.00039075 | 0 | 0 |  | 1 | TRUE | wye
118 | LV_418-3_0_4_load_178 | 158 | 0.0021515 | 0.00053921 | 0 | 0 |  | 1 | TRUE | wye
119 | LV_418-3_0_4_load_226 | 159 | 0.00058177 | 0.00014581 | 0 | 0 |  | 1 | TRUE | wye
120 | LV_418-3_0_4_load_228 | 160 | 0.00049211 | 0.00012334 | 0 | 0 |  | 1 | TRUE | wye
121 | LV_418-3_0_4_load_229 | 161 | 0.00032246 | 8.0815e-05 | 0 | 0 |  | 1 | TRUE | wye
122 | LV_418-3_0_4_load_230 | 162 | 0.00050357 | 0.00012621 | 0 | 0 |  | 1 | TRUE | wye
123 | LV_418-3_0_4_load_231 | 163 | 0.0010924 | 0.00027378 | 0 | 0 |  | 1 | TRUE | wye
124 | LV_418-3_0_4_load_232 | 164 | 0.00025922 | 6.4968e-05 | 0 | 0 |  | 1 | TRUE | wye
125 | LV_418-3_0_4_load_236 | 165 | 0.0013476 | 0.00033773 | 0 | 0 |  | 1 | TRUE | wye
126 | LV_418-3_0_4_load_235 | 166 | 0.0055966 | 0.0014027 | 0 | 0 |  | 1 | TRUE | wye

## ext_grid
| name | bus | vm_pu | va_degree | slack_weight | in_service
0 |  | 46 | 1 | 0 | 1 | TRUE

## line
| name | std_type | from_bus | to_bus | length_km | r_ohm_per_km | x_ohm_per_km | c_nf_per_km | g_us_per_km | max_i_ka | df | parallel | type | in_service
0 | LV_418-3_0_4_line_0 |  | 0 | 1 | 0.0086653 | 0.125 | 0.08 | 261 | 0 | 0.364 | 1 | 1 | cs | TRUE
1 | LV_418-3_0_4_line_1 |  | 0 | 2 | 0.22841 | 0.125 | 0.08 | 261 | 0 | 0.364 | 1 | 1 | cs | TRUE
2 | LV_418-3_0_4_line_2 |  | 1 | 3 | 0.010243 | 0.125 | 0.08 | 261 | 0 | 0.364 | 1 | 1 | cs | TRUE
3 | LV_418-3_0_4_line_3 |  | 2 | 4 | 0.024045 | 0.125 | 0.08 | 261 | 0 | 0.364 | 1 | 1 | cs | TRUE
4 | LV_418-3_0_4_line_4 |  | 3 | 10 | 0.016029 | 0.125 | 0.08 | 261 | 0 | 0.364 | 1 | 1 | cs | TRUE
5 | LV_418-3_0_4_line_5 |  | 4 | 5 | 0.0033552 | 0.125 | 0.08 | 261 | 0 | 0.364 | 1 | 1 | cs | TRUE
6 | LV_418-3_0_4_line_6 |  | 5 | 6 | 0.0387 | 0.125 | 0.08 | 261 | 0 | 0.364 | 1 | 1 | cs | TRUE
7 | LV_418-3_0_4_line_7 |  | 5 | 7 | 0.2448 | 0.125 | 0.08 | 261 | 0 | 0.364 | 1 | 1 | cs | TRUE
8 | LV_418-3_0_4_line_8 |  | 7 | 11 | 0.047303 | 0.125 | 0.08 | 261 | 0 | 0.364 | 1 | 1 | cs | TRUE
9 | LV_418-3_0_4_line_9 |  | 8 | 9 | 0.10714 | 0.125 | 0.08 | 261 | 0 | 0.364 | 1 | 1 | cs | TRUE
10 | LV_418-3_0_4_line_10 |  | 9 | 38 | 0.064533 | 0.125 | 0.08 | 261 | 0 | 0.364 | 1 | 1 | cs | TRUE
11 | LV_418-3_0_4_line_11 |  | 11 | 12 | 0.00038144 | 0.125 | 0.08 | 261 | 0 | 0.364 | 1 | 1 | cs | TRUE
12 | LV_418-3_0_4_line_12 |  | 12 | 13 | 3.474e-05 | 0.125 | 0.08 | 261 | 0 | 0.364 | 1 | 1 | cs | TRUE
13 | LV_418-3_0_4_line_13 |  | 13 | 14 | 0.066467 | 0.125 | 0.08 | 261 | 0 | 0.364 | 1 | 1 | cs | TRUE
14 | LV_418-3_0_4_line_14 |  | 14 | 15 | 0.010973 | 0.125 | 0.08 | 261 | 0 | 0.364 | 1 | 1 | cs | TRUE
15 | LV_418-3_0_4_line_15 |  | 14 | 16 | 0.0095241 | 0.125 | 0.08 | 261 | 0 | 0.364 | 1 | 1 | cs | TRUE
16 | LV_418-3_0_4_line_16 |  | 15 | 17 | 0.022593 | 0.125 | 0.08 | 261 | 0 | 0.364 | 1 | 1 | cs | TRUE
17 | LV_418-3_0_4_line_17 |  | 15 | 18 | 0.00523 | 0.125 | 0.08 | 261 | 0 | 0.364 | 1 | 1 | cs | TRUE
18 | LV_418-3_0_4_line_18 |  | 16 | 19 | 0.016558 | 0.125 | 0.08 | 261 | 0 | 0.364 | 1 | 1 | cs | TRUE
19 | LV_418-3_0_4_line_19 |  | 17 | 20 | 0.027233 | 0.125 | 0.08 | 261 | 0 | 0.364 | 1 | 1 | cs | TRUE
20 | LV_418-3_0_4_line_20 |  | 18 | 21 | 0.023788 | 0.125 | 0.08 | 261 | 0 | 0.364 | 1 | 1 | cs | TRUE
21 | LV_418-3_0_4_line_21 |  | 19 | 22 | 0.00056582 | 0.125 | 0.08 | 261 | 0 | 0.364 | 1 | 1 | cs | TRUE
22 | LV_418-3_0_4_line_22 |  | 20 | 23 | 0.004671 | 0.125 | 0.08 | 261 | 0 | 0.364 | 1 | 1 | cs | TRUE
23 | LV_418-3_0_4_line_23 |  | 21 | 24 | 0.013573 | 0.125 | 0.08 | 261 | 0 | 0.364 | 1 | 1 | cs | TRUE
24 | LV_418-3_0_4_line_24 |  | 22 | 25 | 0.03032 | 0.125 | 0.08 | 261 | 0 | 0.364 | 1 | 1 | cs | TRUE
25 | LV_418-3_0_4_line_25 |  | 23 | 158 | 0.010743 | 0.125 | 0.08 | 261 | 0 | 0.364 | 1 | 1 | cs | TRUE
26 | LV_418-3_0_4_line_26 |  | 24 | 46 | 0.029026 | 0.125 | 0.08 | 261 | 0 | 0.364 | 1 | 3 | cs | TRUE
27 | LV_418-3_0_4_line_27 |  | 24 | 31 | 0.017369 | 0.125 | 0.08 | 261 | 0 | 0.364 | 1 | 3 | cs | TRUE
28 | LV_418-3_0_4_line_28 |  | 25 | 52 | 0.0023173 | 0.125 | 0.08 | 261 | 0 | 0.364 | 1 | 1 | cs | TRUE
29 | LV_418-3_0_4_line_29 |  | 26 | 27 | 0.032593 | 0.125 | 0.08 | 261 | 0 | 0.364 | 1 | 3 | cs | TRUE
30 | LV_418-3_0_4_line_30 |  | 26 | 28 | 0.0023672 | 0.125 | 0.08 | 261 | 0 | 0.364 | 1 | 3 | cs | TRUE
31 | LV_418-3_0_4_line_31 |  | 27 | 29 | 0.018183 | 0.125 | 0.08 | 261 | 0 | 0.364 | 1 | 1 | cs | TRUE
32 | LV_418-3_0_4_line_32 |  | 27 | 30 | 0.028767 | 0.125 | 0.08 | 261 | 0 | 0.364 | 1 | 3 | cs | TRUE
33 | LV_418-3_0_4_line_33 |  | 28 | 31 | 0.019328 | 0.125 | 0.08 | 261 | 0 | 0.364 | 1 | 3 | cs | TRUE
34 | LV_418-3_0_4_line_34 |  | 28 | 32 | 0.042507 | 0.125 | 0.08 | 261 | 0 | 0.364 | 1 | 1 | cs | TRUE
35 | LV_418-3_0_4_line_35 |  | 29 | 33 | 0.036558 | 0.125 | 0.08 | 261 | 0 | 0.364 | 1 | 1 | cs | TRUE
36 | LV_418-3_0_4_line_36 |  | 30 | 34 | 0.0067385 | 0.125 | 0.08 | 261 | 0 | 0.364 | 1 | 3 | cs | TRUE
37 | LV_418-3_0_4_line_37 |  | 31 | 35 | 0.019349 | 0.125 | 0.08 | 261 | 0 | 0.364 | 1 | 1 | cs | TRUE
38 | LV_418-3_0_4_line_38 |  | 32 | 39 | 0.0086692 | 0.125 | 0.08 | 261 | 0 | 0.364 | 1 | 1 | cs | TRUE
39 | LV_418-3_0_4_line_39 |  | 33 | 44 | 0.012289 | 0.125 | 0.08 | 261 | 0 | 0.364 | 1 | 1 | cs | TRUE
40 | LV_418-3_0_4_line_40 |  | 34 | 40 | 0.016508 | 0.125 | 0.08 | 261 | 0 | 0.364 | 1 | 3 | cs | TRUE
41 | LV_418-3_0_4_line_41 |  | 35 | 45 | 0.018819 | 0.125 | 0.08 | 261 | 0 | 0.364 | 1 | 1 | cs | TRUE
42 | LV_418-3_0_4_line_42 |  | 36 | 37 | 0.002305 | 0.125 | 0.08 | 261 | 0 | 0.364 | 1 | 1 | cs | TRUE
43 | LV_418-3_0_4_line_43 |  | 36 | 38 | 0.010552 | 0.125 | 0.08 | 261 | 0 | 0.364 | 1 | 1 | cs | TRUE
44 | LV_418-3_0_4_line_44 |  | 38 | 39 | 0.026113 | 0.125 | 0.08 | 261 | 0 | 0.364 | 1 | 1 | cs | TRUE
45 | LV_418-3_0_4_line_45 |  | 40 | 41 | 0.00088 | 0.125 | 0.08 | 261 | 0 | 0.364 | 1 | 3 | cs | TRUE
46 | LV_418-3_0_4_line_46 |  | 41 | 47 | 0.01278 | 0.125 | 0.08 | 261 | 0 | 0.364 | 1 | 1 | cs | TRUE
47 | LV_418-3_0_4_line_47 |  | 41 | 42 | 0.023644 | 0.125 | 0.08 | 261 | 0 | 0.364 | 1 | 3 | cs | TRUE
48 | LV_418-3_0_4_line_48 |  | 42 | 43 | 0.021875 | 0.125 | 0.08 | 261 | 0 | 0.364 | 1 | 3 | cs | TRUE
49 | LV_418-3_0_4_line_49 |  | 43 | 48 | 0.022852 | 0.125 | 0.08 | 261 | 0 | 0.364 | 1 | 3 | cs | TRUE
50 | LV_418-3_0_4_line_50 |  | 44 | 50 | 0.017316 | 0.125 | 0.08 | 261 | 0 | 0.364 | 1 | 1 | cs | TRUE
51 | LV_418-3_0_4_line_51 |  | 45 | 51 | 0.017681 | 0.125 | 0.08 | 261 | 0 | 0.364 | 1 | 1 | cs | TRUE
52 | LV_418-3_0_4_line_52 |  | 47 | 115 | 0.025624 | 0.125 | 0.08 | 261 | 0 | 0.364 | 1 | 1 | cs | TRUE
53 | LV_418-3_0_4_line_53 |  | 48 | 49 | 0.012534 | 0.125 | 0.08 | 261 | 0 | 0.364 | 1 | 3 | cs | TRUE
54 | LV_418-3_0_4_line_54 |  | 49 | 109 | 0.021334 | 0.125 | 0.08 | 261 | 0 | 0.364 | 1 | 3 | cs | TRUE
55 | LV_418-3_0_4_line_55 |  | 50 | 114 | 0.0077911 | 0.125 | 0.08 | 261 | 0 | 0.364 | 1 | 1 | cs | TRUE
56 | LV_418-3_0_4_line_56 |  | 51 | 55 | 0.0057937 | 0.125 | 0.08 | 261 | 0 | 0.364 | 1 | 1 | cs | TRUE
57 | LV_418-3_0_4_line_57 |  | 52 | 53 | 0.025047 | 0.125 | 0.08 | 261 | 0 | 0.364 | 1 | 1 | cs | TRUE
58 | LV_418-3_0_4_line_58 |  | 53 | 54 | 0.010304 | 0.125 | 0.08 | 261 | 0 | 0.364 | 1 | 1 | cs | TRUE
59 | LV_418-3_0_4_line_59 |  | 55 | 56 | 0.04152 | 0.125 | 0.08 | 261 | 0 | 0.364 | 1 | 1 | cs | TRUE
60 | LV_418-3_0_4_line_60 |  | 56 | 57 | 0.0084981 | 0.125 | 0.08 | 261 | 0 | 0.364 | 1 | 1 | cs | TRUE
61 | LV_418-3_0_4_line_61 |  | 57 | 58 | 0.014741 | 0.125 | 0.08 | 261 | 0 | 0.364 | 1 | 1 | cs | TRUE
62 | LV_418-3_0_4_line_62 |  | 58 | 59 | 0.0095254 | 0.125 | 0.08 | 261 | 0 | 0.364 | 1 | 1 | cs | TRUE
63 | LV_418-3_0_4_line_63 |  | 59 | 128 | 0.0099198 | 0.125 | 0.08 | 261 | 0 | 0.364 | 1 | 1 | cs | TRUE
64 | LV_418-3_0_4_line_64 |  | 60 | 61 | 0.023138 | 0.125 | 0.08 | 261 | 0 | 0.364 | 1 | 1 | cs | TRUE
65 | LV_418-3_0_4_line_65 |  | 60 | 62 | 0.014291 | 0.125 | 0.08 | 261 | 0 | 0.364 | 1 | 1 | cs | TRUE
66 | LV_418-3_0_4_line_66 |  | 62 | 63 | 0.019314 | 0.125 | 0.08 | 261 | 0 | 0.364 | 1 | 1 | cs | TRUE
67 | LV_418-3_0_4_line_67 |  | 62 | 64 | 0.012884 | 0.125 | 0.08 | 261 | 0 | 0.364 | 1 | 1 | cs | TRUE
68 | LV_418-3_0_4_line_68 |  | 64 | 65 | 0.015769 | 0.125 | 0.08 | 261 | 0 | 0.364 | 1 | 1 | cs | TRUE
69 | LV_418-3_0_4_line_69 |  | 65 | 68 | 0.011914 | 0.125 | 0.08 | 261 | 0 | 0.364 | 1 | 1 | cs | TRUE
70 | LV_418-3_0_4_line_70 |  | 65 | 69 | 0.02233 | 0.125 | 0.08 | 261 | 0 | 0.364 | 1 | 1 | cs | TRUE
71 | LV_418-3_0_4_line_71 |  | 66 | 67 | 0.01046 | 0.125 | 0.08 | 261 | 0 | 0.364 | 1 | 1 | cs | TRUE
72 | LV_418-3_0_4_line_72 |  | 67 | 69 | 0.020595 | 0.125 | 0.08 | 261 | 0 | 0.364 | 1 | 1 | cs | TRUE
73 | LV_418-3_0_4_line_73 |  | 68 | 70 | 0.021087 | 0.125 | 0.08 | 261 | 0 | 0.364 | 1 | 1 | cs | TRUE
74 | LV_418-3_0_4_line_74 |  | 68 | 71 | 0.01543 | 0.125 | 0.08 | 261 | 0 | 0.364 | 1 | 1 | cs | TRUE
75 | LV_418-3_0_4_line_75 |  | 70 | 74 | 0.017005 | 0.125 | 0.08 | 261 | 0 | 0.364 | 1 | 1 | cs | TRUE
76 | LV_418-3_0_4_line_76 |  | 71 | 72 | 0.0020391 | 0.125 | 0.08 | 261 | 0 | 0.364 | 1 | 1 | cs | TRUE
77 | LV_418-3_0_4_line_77 |  | 72 | 73 | 0.01684 | 0.125 | 0.08 | 261 | 0 | 0.364 | 1 | 1 | cs | TRUE
78 | LV_418-3_0_4_line_78 |  | 73 | 75 | 0.01266 | 0.125 | 0.08 | 261 | 0 | 0.364 | 1 | 1 | cs | TRUE
79 | LV_418-3_0_4_line_79 |  | 74 | 76 | 0.0089376 | 0.125 | 0.08 | 261 | 0 | 0.364 | 1 | 1 | cs | TRUE
80 | LV_418-3_0_4_line_80 |  | 74 | 77 | 0.007347 | 0.125 | 0.08 | 261 | 0 | 0.364 | 1 | 1 | cs | TRUE
81 | LV_418-3_0_4_line_81 |  | 77 | 125 | 0.02407 | 0.125 | 0.08 | 261 | 0 | 0.364 | 1 | 1 | cs | TRUE
82 | LV_418-3_0_4_line_82 |  | 78 | 79 | 0.014187 | 0.125 | 0.08 | 261 | 0 | 0.364 | 1 | 1 | cs | TRUE
83 | LV_418-3_0_4_line_83 |  | 79 | 80 | 0.01609 | 0.125 | 0.08 | 261 | 0 | 0.364 | 1 | 1 | cs | TRUE
84 | LV_418-3_0_4_line_84 |  | 80 | 81 | 0.054284 | 0.125 | 0.08 | 261 | 0 | 0.364 | 1 | 1 | cs | TRUE
85 | LV_418-3_0_4_line_85 |  | 81 | 85 | 0.0066733 | 0.125 | 0.08 | 261 | 0 | 0.364 | 1 | 1 | cs | TRUE
86 | LV_418-3_0_4_line_86 |  | 82 | 83 | 0.003572 | 0.125 | 0.08 | 261 | 0 | 0.364 | 1 | 1 | cs | TRUE
87 | LV_418-3_0_4_line_87 |  | 82 | 84 | 0.016405 | 0.125 | 0.08 | 261 | 0 | 0.364 | 1 | 1 | cs | TRUE
88 | LV_418-3_0_4_line_88 |  | 83 | 86 | 0.023648 | 0.125 | 0.08 | 261 | 0 | 0.364 | 1 | 1 | cs | TRUE
89 | LV_418-3_0_4_line_89 |  | 84 | 87 | 0.003585 | 0.125 | 0.08 | 261 | 0 | 0.364 | 1 | 1 | cs | TRUE
90 | LV_418-3_0_4_line_90 |  | 85 | 87 | 0.032209 | 0.125 | 0.08 | 261 | 0 | 0.364 | 1 | 1 | cs | TRUE
91 | LV_418-3_0_4_line_91 |  | 86 | 110 | 0.031399 | 0.125 | 0.08 | 261 | 0 | 0.364 | 1 | 1 | cs | TRUE
92 | LV_418-3_0_4_line_92 |  | 87 | 88 | 0.036787 | 0.125 | 0.08 | 261 | 0 | 0.364 | 1 | 1 | cs | TRUE
93 | LV_418-3_0_4_line_93 |  | 88 | 89 | 0.013048 | 0.125 | 0.08 | 261 | 0 | 0.364 | 1 | 3 | cs | TRUE
94 | LV_418-3_0_4_line_94 |  | 88 | 90 | 0.0034742 | 0.125 | 0.08 | 261 | 0 | 0.364 | 1 | 3 | cs | TRUE
95 | LV_418-3_0_4_line_95 |  | 89 | 91 | 0.022622 | 0.125 | 0.08 | 261 | 0 | 0.364 | 1 | 3 | cs | TRUE
96 | LV_418-3_0_4_line_96 |  | 90 | 92 | 0.0099637 | 0.125 | 0.08 | 261 | 0 | 0.364 | 1 | 2 | cs | TRUE
97 | LV_418-3_0_4_line_97 |  | 91 | 93 | 0.0028067 | 0.125 | 0.08 | 261 | 0 | 0.364 | 1 | 3 | cs | TRUE
98 | LV_418-3_0_4_line_98 |  | 92 | 94 | 0.017705 | 0.125 | 0.08 | 261 | 0 | 0.364 | 1 | 1 | cs | TRUE
99 | LV_418-3_0_4_line_99 |  | 93 | 100 | 0.0051383 | 0.125 | 0.08 | 261 | 0 | 0.364 | 1 | 3 | cs | TRUE
100 | LV_418-3_0_4_line_100 |  | 94 | 95 | 0.018471 | 0.125 | 0.08 | 261 | 0 | 0.364 | 1 | 1 | cs | TRUE
101 | LV_418-3_0_4_line_101 |  | 94 | 96 | 0.019662 | 0.125 | 0.08 | 261 | 0 | 0.364 | 1 | 1 | cs | TRUE
102 | LV_418-3_0_4_line_102 |  | 95 | 99 | 0.00071836 | 0.125 | 0.08 | 261 | 0 | 0.364 | 1 | 1 | cs | TRUE
103 | LV_418-3_0_4_line_103 |  | 96 | 98 | 0.012757 | 0.125 | 0.08 | 261 | 0 | 0.364 | 1 | 1 | cs | TRUE
104 | LV_418-3_0_4_line_104 |  | 97 | 98 | 0.0057439 | 0.125 | 0.08 | 261 | 0 | 0.364 | 1 | 1 | cs | TRUE
105 | LV_418-3_0_4_line_105 |  | 99 | 101 | 0.019349 | 0.125 | 0.08 | 261 | 0 | 0.364 | 1 | 1 | cs | TRUE
106 | LV_418-3_0_4_line_106 |  | 100 | 108 | 0.0040084 | 0.125 | 0.08 | 261 | 0 | 0.364 | 1 | 3 | cs | TRUE
107 | LV_418-3_0_4_line_107 |  | 101 | 102 | 0.027715 | 0.125 | 0.08 | 261 | 0 | 0.364 | 1 | 1 | cs | TRUE
108 | LV_418-3_0_4_line_108 |  | 102 | 103 | 0.077395 | 0.125 | 0.08 | 261 | 0 | 0.364 | 1 | 1 | cs | TRUE
109 | LV_418-3_0_4_line_109 |  | 102 | 104 | 0.0016665 | 0.125 | 0.08 | 261 | 0 | 0.364 | 1 | 1 | cs | TRUE
110 | LV_418-3_0_4_line_110 |  | 103 | 105 | 0.0069113 | 0.125 | 0.08 | 261 | 0 | 0.364 | 1 | 1 | cs | TRUE
111 | LV_418-3_0_4_line_111 |  | 104 | 106 | 0.0084783 | 0.125 | 0.08 | 261 | 0 | 0.364 | 1 | 1 | cs | TRUE
112 | LV_418-3_0_4_line_112 |  | 106 | 107 | 0.027812 | 0.125 | 0.08 | 261 | 0 | 0.364 | 1 | 1 | cs | TRUE
113 | LV_418-3_0_4_line_113 |  | 107 | 119 | 0.04074 | 0.125 | 0.08 | 261 | 0 | 0.364 | 1 | 1 | cs | TRUE
114 | LV_418-3_0_4_line_114 |  | 107 | 120 | 0.052487 | 0.125 | 0.08 | 261 | 0 | 0.364 | 1 | 1 | cs | TRUE
115 | LV_418-3_0_4_line_115 |  | 108 | 109 | 0.015444 | 0.125 | 0.08 | 261 | 0 | 0.364 | 1 | 3 | cs | TRUE
116 | LV_418-3_0_4_line_116 |  | 110 | 111 | 0.02221 | 0.125 | 0.08 | 261 | 0 | 0.364 | 1 | 1 | cs | TRUE
117 | LV_418-3_0_4_line_117 |  | 111 | 112 | 0.019523 | 0.125 | 0.08 | 261 | 0 | 0.364 | 1 | 1 | cs | TRUE
118 | LV_418-3_0_4_line_118 |  | 112 | 113 | 0.010964 | 0.125 | 0.08 | 261 | 0 | 0.364 | 1 | 1 | cs | TRUE
119 | LV_418-3_0_4_line_119 |  | 115 | 129 | 0.020722 | 0.125 | 0.08 | 261 | 0 | 0.364 | 1 | 1 | cs | TRUE
120 | LV_418-3_0_4_line_120 |  | 116 | 117 | 0.0087739 | 0.125 | 0.08 | 261 | 0 | 0.364 | 1 | 1 | cs | TRUE
121 | LV_418-3_0_4_line_121 |  | 117 | 118 | 0.028614 | 0.125 | 0.08 | 261 | 0 | 0.364 | 1 | 1 | cs | TRUE
122 | LV_418-3_0_4_line_122 |  | 118 | 127 | 0.11444 | 0.125 | 0.08 | 261 | 0 | 0.364 | 1 | 1 | cs | TRUE
123 | LV_418-3_0_4_line_123 |  | 119 | 121 | 0.0019683 | 0.125 | 0.08 | 261 | 0 | 0.364 | 1 | 1 | cs | TRUE
124 | LV_418-3_0_4_line_124 |  | 120 | 122 | 0.001718 | 0.125 | 0.08 | 261 | 0 | 0.364 | 1 | 1 | cs | TRUE
125 | LV_418-3_0_4_line_125 |  | 121 | 123 | 0.0047029 | 0.125 | 0.08 | 261 | 0 | 0.364 | 1 | 1 | cs | TRUE
126 | LV_418-3_0_4_line_126 |  | 122 | 124 | 0.0057563 | 0.125 | 0.08 | 261 | 0 | 0.364 | 1 | 1 | cs | TRUE
127 | LV_418-3_0_4_line_127 |  | 123 | 125 | 0.016896 | 0.125 | 0.08 | 261 | 0 | 0.364 | 1 | 1 | cs | TRUE
128 | LV_418-3_0_4_line_128 |  | 124 | 126 | 0.0098566 | 0.125 | 0.08 | 261 | 0 | 0.364 | 1 | 1 | cs | TRUE
129 | LV_418-3_0_4_line_129 |  | 126 | 166 | 0.018021 | 0.125 | 0.08 | 261 | 0 | 0.364 | 1 | 1 | cs | TRUE
130 | LV_418-3_0_4_line_130 |  | 127 | 130 | 0.01305 | 0.125 | 0.08 | 261 | 0 | 0.364 | 1 | 1 | cs | TRUE
131 | LV_418-3_0_4_line_131 |  | 128 | 157 | 0.015967 | 0.125 | 0.08 | 261 | 0 | 0.364 | 1 | 1 | cs | TRUE
132 | LV_418-3_0_4_line_132 |  | 130 | 131 | 0.023588 | 0.125 | 0.08 | 261 | 0 | 0.364 | 1 | 1 | cs | TRUE
133 | LV_418-3_0_4_line_133 |  | 131 | 132 | 0.036093 | 0.125 | 0.08 | 261 | 0 | 0.364 | 1 | 1 | cs | TRUE
134 | LV_418-3_0_4_line_134 |  | 132 | 133 | 0.020797 | 0.125 | 0.08 | 261 | 0 | 0.364 | 1 | 1 | cs | TRUE
135 | LV_418-3_0_4_line_135 |  | 133 | 137 | 0.042441 | 0.125 | 0.08 | 261 | 0 | 0.364 | 1 | 1 | cs | TRUE
136 | LV_418-3_0_4_line_136 |  | 134 | 135 | 0.0014578 | 0.125 | 0.08 | 261 | 0 | 0.364 | 1 | 1 | cs | TRUE
137 | LV_418-3_0_4_line_137 |  | 134 | 136 | 0.013102 | 0.125 | 0.08 | 261 | 0 | 0.364 | 1 | 1 | cs | TRUE
138 | LV_418-3_0_4_line_138 |  | 135 | 137 | 0.030288 | 0.125 | 0.08 | 261 | 0 | 0.364 | 1 | 1 | cs | TRUE
139 | LV_418-3_0_4_line_139 |  | 136 | 138 | 0.013416 | 0.125 | 0.08 | 261 | 0 | 0.364 | 1 | 1 | cs | TRUE
140 | LV_418-3_0_4_line_140 |  | 138 | 139 | 0.00066173 | 0.125 | 0.08 | 261 | 0 | 0.364 | 1 | 1 | cs | TRUE
141 | LV_418-3_0_4_line_141 |  | 139 | 140 | 0.039764 | 0.125 | 0.08 | 261 | 0 | 0.364 | 1 | 1 | cs | TRUE
142 | LV_418-3_0_4_line_142 |  | 140 | 141 | 0.027844 | 0.125 | 0.08 | 261 | 0 | 0.364 | 1 | 1 | cs | TRUE
143 | LV_418-3_0_4_line_143 |  | 141 | 142 | 0.016727 | 0.125 | 0.08 | 261 | 0 | 0.364 | 1 | 1 | cs | TRUE
144 | LV_418-3_0_4_line_144 |  | 142 | 143 | 0.0039648 | 0.125 | 0.08 | 261 | 0 | 0.364 | 1 | 1 | cs | TRUE
145 | LV_418-3_0_4_line_145 |  | 143 | 144 | 0.0076919 | 0.125 | 0.08 | 261 | 0 | 0.364 | 1 | 1 | cs | TRUE
146 | LV_418-3_0_4_line_146 |  | 144 | 145 | 0.015983 | 0.125 | 0.08 | 261 | 0 | 0.364 | 1 | 1 | cs | TRUE
147 | LV_418-3_0_4_line_147 |  | 145 | 146 | 0.012177 | 0.125 | 0.08 | 261 | 0 | 0.364 | 1 | 1 | cs | TRUE
148 | LV_418-3_0_4_line_148 |  | 146 | 147 | 0.051339 | 0.125 | 0.08 | 261 | 0 | 0.364 | 1 | 1 | cs | TRUE
149 | LV_418-3_0_4_line_149 |  | 147 | 148 | 0.0033483 | 0.125 | 0.08 | 261 | 0 | 0.364 | 1 | 1 | cs | TRUE
150 | LV_418-3_0_4_line_150 |  | 148 | 149 | 0.017456 | 0.125 | 0.08 | 261 | 0 | 0.364 | 1 | 1 | cs | TRUE
151 | LV_418-3_0_4_line_151 |  | 149 | 150 | 0.0085984 | 0.125 | 0.08 | 261 | 0 | 0.364 | 1 | 1 | cs | TRUE
152 | LV_418-3_0_4_line_152 |  | 150 | 158 | 0.015303 | 0.125 | 0.08 | 261 | 0 | 0.364 | 1 | 1 | cs | TRUE
153 | LV_418-3_0_4_line_153 |  | 151 | 152 | 0.025175 | 0.125 | 0.08 | 261 | 0 | 0.364 | 1 | 1 | cs | TRUE
154 | LV_418-3_0_4_line_154 |  | 151 | 153 | 0.0024291 | 0.125 | 0.08 | 261 | 0 | 0.364 | 1 | 1 | cs | TRUE
155 | LV_418-3_0_4_line_155 |  | 152 | 154 | 0.023285 | 0.125 | 0.08 | 261 | 0 | 0.364 | 1 | 1 | cs | TRUE
156 | LV_418-3_0_4_line_156 |  | 154 | 155 | 0.0089367 | 0.125 | 0.08 | 261 | 0 | 0.364 | 1 | 1 | cs | TRUE
157 | LV_418-3_0_4_line_157 |  | 155 | 156 | 0.02347 | 0.125 | 0.08 | 261 | 0 | 0.364 | 1 | 1 | cs | TRUE
158 | LV_418-3_0_4_line_158 |  | 156 | 157 | 0.0018238 | 0.125 | 0.08 | 261 | 0 | 0.364 | 1 | 1 | cs | TRUE
159 | LV_418-3_0_4_line_159 |  | 159 | 160 | 0.017961 | 0.125 | 0.08 | 261 | 0 | 0.364 | 1 | 1 | cs | TRUE
160 | LV_418-3_0_4_line_160 |  | 160 | 161 | 0.011138 | 0.125 | 0.08 | 261 | 0 | 0.364 | 1 | 1 | cs | TRUE
161 | LV_418-3_0_4_line_161 |  | 161 | 162 | 0.0099045 | 0.125 | 0.08 | 261 | 0 | 0.364 | 1 | 1 | cs | TRUE
162 | LV_418-3_0_4_line_162 |  | 162 | 163 | 0.020576 | 0.125 | 0.08 | 261 | 0 | 0.364 | 1 | 1 | cs | TRUE
163 | LV_418-3_0_4_line_163 |  | 163 | 164 | 0.010501 | 0.125 | 0.08 | 261 | 0 | 0.364 | 1 | 1 | cs | TRUE
164 | LV_418-3_0_4_line_164 |  | 164 | 165 | 0.016206 | 0.125 | 0.08 | 261 | 0 | 0.364 | 1 | 1 | cs | TRUE
165 | LV_418-3_0_4_line_165 |  | 165 | 166 | 0.020116 | 0.125 | 0.08 | 261 | 0 | 0.364 | 1 | 1 | cs | TRUE

## trafo
| name | std_type | hv_bus | lv_bus | sn_mva | vn_hv_kv | vn_lv_kv | vk_percent | vkr_percent | pfe_kw | i0_percent | shift_degree | tap_side | tap_neutral | tap_min | tap_max | tap_step_percent | tap_step_degree | tap_pos | tap_phase_shifter | parallel | df | in_service
0 | LV_418-3_0_4_trafo_133 | 0.63 MVA 20/0.4 kV | 167 | 46 | 0.63 | 20 | 0.4 | 6 | 1.206 | 1.65 | 0.2619 | 150 | hv | 0 | -2 | 2 | 2.5 | 0 | 0 | FALSE | 1 | 1 | TRUE

## line_geodata
| x0 | y0 | x1 | y1 | x2 | y2 | x3 | y3 | x4 | y4 | x5 | y5 | x6 | y6 | x7 | y7 | x8 | y8
0 | 2613423.781 | 1209872.186 | 2613423.3265 | 1209878.3106 | 2613422.797 | 1209880.7783
1 | 2613422.797 | 1209880.7783 | 2613498.6762 | 1210096.212
2 | 2613417.6662 | 1209863.9566 | 2613423.781 | 1209872.186
3 | 2613521.9955 | 1210091.9222 | 2613509.5362 | 1210096.2365 | 2613498.6762 | 1210096.212
4 | 2613410.0367 | 1209849.9317 | 2613413.9761 | 1209855.5993 | 2613417.6662 | 1209863.9566
5 | 2613525.166 | 1210090.8243 | 2613521.9955 | 1210091.9222
6 | 2613525.166 | 1210090.8243 | 2613527.854 | 1210098.5569 | 2613523.0685 | 1210110.9641 | 2613514.6982 | 1210126.0077
7 | 2613764.5922 | 1210039.8299 | 2613525.166 | 1210090.8243
8 | 2613764.5922 | 1210039.8299 | 2613784.6184 | 1210019.7314 | 2613791.6407 | 1210013.0995 | 2613798.4026 | 1210006.7558
9 | 2613771.4611 | 1209845.3598 | 2613764.6266 | 1209839.6521 | 2613745.4678 | 1209832.5708 | 2613744.0018 | 1209832.2339 | 2613670.342 | 1209812.3125
10 | 2613771.4611 | 1209845.3598 | 2613777.1935 | 1209851.154 | 2613787.5541 | 1209863.5958 | 2613811.8343 | 1209838.0931 | 2613816.7652 | 1209838.7826
11 | 2613798.4026 | 1210006.7558 | 2613798.6807 | 1210006.4949
12 | 2613798.6807 | 1210006.4949 | 2613798.7061 | 1210006.4711
13 | 2613850.3471 | 1209964.9414 | 2613823.3095 | 1209983.3892 | 2613798.7061 | 1210006.4711
14 | 2613850.3471 | 1209964.9414 | 2613860.5179 | 1209960.7515
15 | 2613850.3471 | 1209964.9414 | 2613843.9353 | 1209960.5575 | 2613842.4145 | 1209959.6779
16 | 2613860.5179 | 1209960.7515 | 2613860.0893 | 1209971.9011 | 2613859.1574 | 1209983.298
17 | 2613860.5179 | 1209960.7515 | 2613862.0865 | 1209955.7623
18 | 2613842.4145 | 1209959.6779 | 2613828.0814 | 1209951.3878
19 | 2613856.938 | 1210010.4401 | 2613859.1574 | 1209983.298
20 | 2613862.0865 | 1209955.7623 | 2613865.303 | 1209945.5319 | 2613866.7905 | 1209932.5534
21 | 2613827.5917 | 1209951.1045 | 2613828.0814 | 1209951.3878
22 | 2613856.5574 | 1210015.0956 | 2613856.938 | 1210010.4401
23 | 2613868.3359 | 1209919.0686 | 2613866.7905 | 1209932.5534
24 | 2613827.5917 | 1209951.1045 | 2613801.3452 | 1209935.9238
25 | 2613855.5873 | 1210025.7944 | 2613856.4211 | 1210016.762 | 2613856.5574 | 1210015.0956
26 | 2613868.3359 | 1209919.0686 | 2613853.7144 | 1209915.4217 | 2613841.0401 | 1209909.5778
27 | 2613868.3359 | 1209919.0686 | 2613868.5281 | 1209901.7038
28 | 2613799.3392 | 1209934.7636 | 2613801.3452 | 1209935.9238
29 | 2613866.3661 | 1209847.4687 | 2613866.4637 | 1209851.2488 | 2613867.0206 | 1209873.3068 | 2613867.3032 | 1209880.0476
30 | 2613867.4024 | 1209882.4127 | 2613867.3032 | 1209880.0476
31 | 2613884.472 | 1209849.634 | 2613866.3661 | 1209847.4687
32 | 2613845.7476 | 1209827.4877 | 2613852.2276 | 1209835.3293 | 2613866.3661 | 1209847.4687
33 | 2613868.5281 | 1209901.7038 | 2613867.4024 | 1209882.4127
34 | 2613836.3837 | 1209860.6401 | 2613858.065 | 1209871.2405 | 2613861.3815 | 1209883.0992 | 2613867.4024 | 1209882.4127
35 | 2613884.472 | 1209849.634 | 2613905.5716 | 1209852.151 | 2613918.3642 | 1209860.5594
36 | 2613845.7476 | 1209827.4877 | 2613841.4556 | 1209822.293
37 | 2613868.5281 | 1209901.7038 | 2613874.6284 | 1209902.7852 | 2613887.6204 | 1209904.8419
38 | 2613836.3837 | 1209860.6401 | 2613828.7038 | 1209856.6184
39 | 2613929.2663 | 1209866.2139 | 2613919.4054 | 1209861.2437 | 2613918.3642 | 1209860.5594
40 | 2613835.9678 | 1209807.0871 | 2613836.5311 | 1209813.2807 | 2613840.8517 | 1209821.562 | 2613841.4556 | 1209822.293
41 | 2613887.6204 | 1209904.8419 | 2613890.5218 | 1209905.3012 | 2613894.7887 | 1209907.1566 | 2613896.1328 | 1209910.8951 | 2613895.8797 | 1209918.1469
42 | 2613823.0169 | 1209830.2701 | 2613821.0818 | 1209829.0094
43 | 2613823.0169 | 1209830.2701 | 2613816.7652 | 1209838.7826
44 | 2613816.7652 | 1209838.7826 | 2613813.8553 | 1209844.946 | 2613819.1752 | 1209851.6287 | 2613828.7038 | 1209856.6184
45 | 2613835.9678 | 1209807.0871 | 2613836.023 | 1209806.209
46 | 2613836.023 | 1209806.209 | 2613827.762 | 1209802.7769 | 2613824.2203 | 1209801.3073
47 | 2613855.6238 | 1209812.7912 | 2613851.3445 | 1209809.6796 | 2613837.2149 | 1209803.5213 | 2613836.023 | 1209806.209
48 | 2613855.6238 | 1209812.7912 | 2613866.4903 | 1209793.8058
49 | 2613846.0009 | 1209783.6862 | 2613866.4903 | 1209793.8058
50 | 2613943.6378 | 1209856.5197 | 2613935.5909 | 1209862.3598 | 2613929.2663 | 1209866.2139
51 | 2613896.8111 | 1209935.7851 | 2613895.7502 | 1209921.8559 | 2613895.8797 | 1209918.1469
52 | 2613824.2203 | 1209801.3073 | 2613813.2672 | 1209796.7623 | 2613803.1917 | 1209787.3837
53 | 2613846.0009 | 1209783.6862 | 2613851.0792 | 1209772.2265
54 | 2613859.7228 | 1209752.7216 | 2613851.0792 | 1209772.2265
55 | 2613943.6378 | 1209856.5197 | 2613947.9407 | 1209850.0247
56 | 2613896.8111 | 1209935.7851 | 2613897.2511 | 1209941.5621
57 | 2613799.3392 | 1209934.7636 | 2613789.3796 | 1209929.0031 | 2613778.8631 | 1209920.4719
58 | 2613778.8631 | 1209920.4719 | 2613770.8608 | 1209913.9803
59 | 2613898.5856 | 1209983.0516 | 2613897.8521 | 1209949.4539 | 2613897.2511 | 1209941.5621
60 | 2613898.5856 | 1209983.0516 | 2613898.7711 | 1209991.5476
61 | 2613898.7711 | 1209991.5476 | 2613898.917 | 1209998.2279 | 2613898.9559 | 1210006.2867
62 | 2613899.0019 | 1210015.812 | 2613898.9559 | 1210006.2867
63 | 2613899.0499 | 1210025.7317 | 2613899.0019 | 1210015.812
64 | 2613665.5964 | 1209766.8183 | 2613686.1432 | 1209777.4572
65 | 2613698.1668 | 1209785.1695 | 2613687.4211 | 1209778.1188 | 2613686.1432 | 1209777.4572
66 | 2613698.1668 | 1209785.1695 | 2613707.6118 | 1209792.6619 | 2613713.757 | 1209796.5247
67 | 2613698.1668 | 1209785.1695 | 2613704.4702 | 1209773.9332
68 | 2613712.4908 | 1209762.9344 | 2613706.748 | 1209774.9168 | 2613704.4702 | 1209773.9332
69 | 2613717.6379 | 1209752.1846 | 2613712.4908 | 1209762.9344
70 | 2613712.4908 | 1209762.9344 | 2613725.419 | 1209781.1409
71 | 2613739.3026 | 1209805.764 | 2613739.9736 | 1209805.7655 | 2613741.1603 | 1209805.3013 | 2613741.2088 | 1209804.0452 | 2613740.324 | 1209802.131 | 2613737.3431 | 1209797.9331
72 | 2613725.419 | 1209781.1409 | 2613737.3431 | 1209797.9331
73 | 2613717.6379 | 1209752.1846 | 2613721.1579 | 1209751.7035 | 2613724.6426 | 1209753.368 | 2613730.9962 | 1209756.7733 | 2613734.7875 | 1209757.2712 | 2613737.305 | 1209756.4765
74 | 2613717.6379 | 1209752.1846 | 2613710.5478 | 1209751.8237 | 2613702.8005 | 1209748.7605
75 | 2613739.3793 | 1209740.1277 | 2613740.5502 | 1209743.2655 | 2613739.3553 | 1209750.6224 | 2613737.305 | 1209756.4765
76 | 2613700.9042 | 1209748.0107 | 2613702.8005 | 1209748.7605
77 | 2613700.9042 | 1209748.0107 | 2613685.8357 | 1209740.4923
78 | 2613675.2409 | 1209733.5774 | 2613684.8101 | 1209739.9806 | 2613685.8357 | 1209740.4923
79 | 2613739.3793 | 1209740.1277 | 2613742.7746 | 1209741.036 | 2613745.3781 | 1209742.465 | 2613747.3248 | 1209743.9576
80 | 2613739.3793 | 1209740.1277 | 2613735.4643 | 1209733.9042
81 | 2613735.4643 | 1209733.9042 | 2613733.376 | 1209729.8082 | 2613731.8906 | 1209724.6575 | 2613730.7801 | 1209718.4182 | 2613730.4618 | 1209711.3913 | 2613730.5145 | 1209710.6531
82 | 2613914.8475 | 1209598.5872 | 2613914.8475 | 1209598.5872 | 2613912.7604 | 1209600.539 | 2613911.1265 | 1209603.7704 | 2613909.3168 | 1209611.2634
83 | 2613905.5397 | 1209626.9036 | 2613909.3168 | 1209611.2634
84 | 2613905.5397 | 1209626.9036 | 2613904.5895 | 1209626.957 | 2613901.9267 | 1209628.107 | 2613900.0637 | 1209631.7936 | 2613893.746 | 1209658.7939 | 2613893.2727 | 1209662.9507 | 2613893.8512 | 1209665.8314 | 2613895.6938 | 1209667.6812 | 2613903.3618 | 1209672.0778
85 | 2613907.4832 | 1209676.947 | 2613906.2209 | 1209673.9424 | 2613903.7926 | 1209672.3248 | 2613903.3618 | 1209672.0778
86 | 2613940.2333 | 1209709.3967 | 2613936.7391 | 1209708.6103
87 | 2613936.7391 | 1209708.6103 | 2613920.9316 | 1209704.2216
88 | 2613940.2333 | 1209709.3967 | 2613932.9759 | 1209731.9034
89 | 2613917.4772 | 1209703.2626 | 2613920.9316 | 1209704.2216
90 | 2613917.4772 | 1209703.2626 | 2613919.8376 | 1209694.8634 | 2613919.3786 | 1209692.9057 | 2613916.7171 | 1209690.2425 | 2613910.478 | 1209686.6482 | 2613908.9688 | 1209685.2551 | 2613908.283 | 1209682.7187 | 2613907.4832 | 1209676.947 | 2613907.4832 | 1209676.947
91 | 2613932.9759 | 1209731.9034 | 2613932.9759 | 1209731.9034 | 2613945.1223 | 1209741.2035 | 2613944.1458 | 1209757.2753
92 | 2613917.4772 | 1209703.2626 | 2613881.8465 | 1209693.7191
93 | 2613881.8465 | 1209693.7191 | 2613880.5432 | 1209698.5966 | 2613878.2538 | 1209705.8953 | 2613878.128 | 1209706.2218
94 | 2613881.8465 | 1209693.7191 | 2613878.5298 | 1209692.6848
95 | 2613878.128 | 1209706.2218 | 2613869.9974 | 1209727.3322
96 | 2613869.0572 | 1209689.5983 | 2613873.6214 | 1209691.1542 | 2613878.5298 | 1209692.6848
97 | 2613868.9887 | 1209729.9513 | 2613869.9974 | 1209727.3322
98 | 2613852.4957 | 1209683.2231 | 2613856.1405 | 1209684.6768 | 2613865.1006 | 1209688.244 | 2613869.0572 | 1209689.5983
99 | 2613867.1419 | 1209734.7463 | 2613868.9887 | 1209729.9513
100 | 2613852.4957 | 1209683.2231 | 2613847.3475 | 1209681.1545 | 2613835.413 | 1209676.1988
101 | 2613852.4957 | 1209683.2231 | 2613855.6128 | 1209663.8093
102 | 2613834.7496 | 1209675.9234 | 2613835.413 | 1209676.1988
103 | 2613859.5677 | 1209652.0555 | 2613859.5677 | 1209652.0555 | 2613858.044 | 1209653.6418 | 2613856.9066 | 1209655.7514 | 2613855.6128 | 1209663.8093
104 | 2613865.1714 | 1209651.0902 | 2613862.3667 | 1209651.1615 | 2613859.5677 | 1209652.0555
105 | 2613834.7496 | 1209675.9234 | 2613830.2784 | 1209674.0667 | 2613816.8639 | 1209668.5425
106 | 2613867.1419 | 1209734.7463 | 2613865.7013 | 1209738.4868
107 | 2613790.9441 | 1209658.7565 | 2613805.6009 | 1209663.9042 | 2613816.8639 | 1209668.5425
108 | 2613790.9441 | 1209658.7565 | 2613792.7751 | 1209652.4794 | 2613793.9966 | 1209646.8124 | 2613807.0531 | 1209583.0772
109 | 2613790.9441 | 1209658.7565 | 2613789.3224 | 1209658.3728
110 | 2613808.4401 | 1209576.3065 | 2613807.0531 | 1209583.0772
111 | 2613781.0512 | 1209656.5126 | 2613785.3457 | 1209657.4318 | 2613789.3224 | 1209658.3728
112 | 2613753.7118 | 1209651.4224 | 2613775.8424 | 1209655.3977 | 2613781.0512 | 1209656.5126
113 | 2613753.7118 | 1209651.4224 | 2613753.1421 | 1209654.6007 | 2613752.5724 | 1209657.7789 | 2613751.9679 | 1209659.5452 | 2613749.7004 | 1209663.9869 | 2613743.1894 | 1209676.1453 | 2613737.8164 | 1209685.9274 | 2613736.6654 | 1209688.1189
114 | 2613753.7118 | 1209651.4224 | 2613743.1679 | 1209649.0969 | 2613733.6816 | 1209646.2403 | 2613726.9532 | 1209643.8346 | 2613719.4436 | 1209640.7157 | 2613710.4695 | 1209636.5818 | 2613704.4742 | 1209633.7628
115 | 2613859.7228 | 1209752.7216 | 2613863.5119 | 1209744.1714 | 2613865.7013 | 1209738.4868
116 | 2613944.1458 | 1209757.2753 | 2613943.2888 | 1209771.3827 | 2613943.8571 | 1209779.439
117 | 2613943.8571 | 1209779.439 | 2613945.2311 | 1209798.9136 | 2613945.2311 | 1209798.9136
118 | 2613945.2311 | 1209798.9136 | 2613947.3174 | 1209809.6772
119 | 2613803.1917 | 1209787.3837 | 2613800.6477 | 1209785.0156 | 2613794.3738 | 1209780.0318 | 2613787.0459 | 1209774.4132
120 | 2613948.5753 | 1209981.0175 | 2613948.2301 | 1209986.258 | 2613948.8297 | 1209989.7286
121 | 2613948.8297 | 1209989.7286 | 2613949.5349 | 1209993.8097 | 2613956.347 | 1210017.3148
122 | 2613992.5163 | 1210125.4721 | 2613981.9985 | 1210105.8255 | 2613956.347 | 1210017.3148
123 | 2613736.6654 | 1209688.1189 | 2613735.7502 | 1209689.8615
124 | 2613704.4742 | 1209633.7628 | 2613702.9195 | 1209633.0318
125 | 2613733.9501 | 1209694.1868 | 2613734.679 | 1209691.9013 | 2613735.7502 | 1209689.8615
126 | 2613697.7194 | 1209630.563 | 2613701.8448 | 1209632.5265 | 2613702.9195 | 1209633.0318
127 | 2613733.9501 | 1209694.1868 | 2613732.1068 | 1209699.9665 | 2613730.8544 | 1209705.9003 | 2613730.5145 | 1209710.6531
128 | 2613697.7194 | 1209630.563 | 2613693.8883 | 1209628.7395 | 2613688.8976 | 1209626.1694
129 | 2613673.1646 | 1209617.3994 | 2613681.5067 | 1209622.3633 | 2613688.8976 | 1209626.1694
130 | 2613992.5163 | 1210125.4721 | 2613989.7387 | 1210133.5478 | 2613988.1988 | 1210137.7872
131 | 2613899.0499 | 1210025.7317 | 2613899.127 | 1210041.6982
132 | 2613988.1988 | 1210137.7872 | 2613982.6253 | 1210153.131 | 2613981.0941 | 1210160.2309
133 | 2613977.2966 | 1210196.0202 | 2613978.5611 | 1210171.9765 | 2613981.0941 | 1210160.2309
134 | 2613977.2966 | 1210196.0202 | 2613969.1726 | 1210196.0013 | 2613956.5172 | 1210195.338
135 | 2613956.5172 | 1210195.338 | 2613929.6593 | 1210193.9304 | 2613924.1547 | 1210191.7497 | 2613920.3649 | 1210187.4163 | 2613919.1796 | 1210183.7339
136 | 2613915.6513 | 1210152.2413 | 2613915.7881 | 1210153.6926
137 | 2613915.6513 | 1210152.2413 | 2613915.6513 | 1210152.2413 | 2613911.6678 | 1210152.7768 | 2613910.9375 | 1210156.3771 | 2613907.5999 | 1210160.6333
138 | 2613915.7881 | 1210153.6926 | 2613918.3881 | 1210181.2749 | 2613919.1796 | 1210183.7339
139 | 2613899.321 | 1210171.1908 | 2613907.5999 | 1210160.6333
140 | 2613899.321 | 1210171.1908 | 2613898.9126 | 1210171.7115
141 | 2613898.9126 | 1210171.7115 | 2613885.8146 | 1210188.4144 | 2613883.9133 | 1210189.0437 | 2613868.1883 | 1210183.9301
142 | 2613841.8362 | 1210174.9497 | 2613852.6491 | 1210178.8768 | 2613868.1883 | 1210183.9301
143 | 2613841.8362 | 1210174.9497 | 2613846.4564 | 1210158.8734
144 | 2613846.4564 | 1210158.8734 | 2613847.5515 | 1210155.0629
145 | 2613847.1209 | 1210147.3953 | 2613847.2265 | 1210147.7136 | 2613847.5515 | 1210155.0629 | 2613847.5515 | 1210155.0629
146 | 2613847.1209 | 1210147.3953 | 2613842.0878 | 1210132.2259
147 | 2613841.5209 | 1210120.5434 | 2613840.102 | 1210126.2408 | 2613842.0878 | 1210132.2259
148 | 2613851.478 | 1210070.3102 | 2613849.9746 | 1210086.5971 | 2613841.5209 | 1210120.5434
149 | 2613851.7858 | 1210066.976 | 2613851.478 | 1210070.3102
150 | 2613851.7858 | 1210066.976 | 2613853.3903 | 1210049.5944
151 | 2613854.1807 | 1210041.0324 | 2613853.3903 | 1210049.5944
152 | 2613854.1807 | 1210041.0324 | 2613855.5873 | 1210025.7944
153 | 2613892.1099 | 1210123.768 | 2613893.356 | 1210115.269 | 2613892.4633 | 1210106.9401 | 2613893.1409 | 1210098.7593
154 | 2613891.7575 | 1210126.1714 | 2613892.1099 | 1210123.768
155 | 2613895.1854 | 1210075.57 | 2613894.9575 | 1210076.8291 | 2613893.1409 | 1210098.7593
156 | 2613895.1854 | 1210075.57 | 2613896.7773 | 1210066.7762
157 | 2613899.1358 | 1210043.522 | 2613899.1839 | 1210053.4815 | 2613896.7773 | 1210066.7762
158 | 2613899.1358 | 1210043.522 | 2613899.127 | 1210041.6982
159 | 2613596.5731 | 1209573.1871 | 2613580.9719 | 1209564.2867
160 | 2613606.2471 | 1209578.706 | 2613596.5731 | 1209573.1871
161 | 2613606.2471 | 1209578.706 | 2613614.8501 | 1209583.6139
162 | 2613614.8501 | 1209583.6139 | 2613632.722 | 1209593.8096
163 | 2613632.722 | 1209593.8096 | 2613641.8427 | 1209599.0129
164 | 2613641.8427 | 1209599.0129 | 2613652.08 | 1209604.8531 | 2613655.878 | 1209607.1131
165 | 2613673.1646 | 1209617.3994 | 2613655.878 | 1209607.1131

## bus_geodata
| x | y | coords
0 | 2613422.797 | 1209880.7783
1 | 2613423.781 | 1209872.186
2 | 2613498.6762 | 1210096.2121
3 | 2613417.6662 | 1209863.9566
4 | 2613521.9955 | 1210091.9222
5 | 2613525.166 | 1210090.8243
6 | 2613514.6982 | 1210126.0077
7 | 2613764.5922 | 1210039.8299
8 | 2613670.342 | 1209812.3125
9 | 2613771.4611 | 1209845.3598
10 | 2613410.0367 | 1209849.9317
11 | 2613798.4026 | 1210006.7558
12 | 2613798.6807 | 1210006.4949
13 | 2613798.7061 | 1210006.4711
14 | 2613850.3471 | 1209964.9414
15 | 2613860.5179 | 1209960.7515
16 | 2613842.4145 | 1209959.6779
17 | 2613859.1574 | 1209983.298
18 | 2613862.0865 | 1209955.7623
19 | 2613828.0814 | 1209951.3878
20 | 2613856.938 | 1210010.4401
21 | 2613866.7905 | 1209932.5534
22 | 2613827.5917 | 1209951.1045
23 | 2613856.5574 | 1210015.0956
24 | 2613868.3359 | 1209919.0686
25 | 2613801.3452 | 1209935.9238
26 | 2613867.3032 | 1209880.0476
27 | 2613866.3661 | 1209847.4687
28 | 2613867.4024 | 1209882.4127
29 | 2613884.472 | 1209849.634
30 | 2613845.7476 | 1209827.4877
31 | 2613868.5281 | 1209901.7038
32 | 2613836.3837 | 1209860.6401
33 | 2613918.3642 | 1209860.5594
34 | 2613841.4556 | 1209822.293
35 | 2613887.6204 | 1209904.8419
36 | 2613823.0169 | 1209830.2701
37 | 2613821.0818 | 1209829.0094
38 | 2613816.7652 | 1209838.7827
39 | 2613828.7038 | 1209856.6184
40 | 2613835.9678 | 1209807.0871
41 | 2613836.023 | 1209806.209
42 | 2613855.6238 | 1209812.7912
43 | 2613866.4903 | 1209793.8058
44 | 2613929.2663 | 1209866.2139
45 | 2613895.8797 | 1209918.1469
46 | 2613841.0401 | 1209909.5778
47 | 2613824.2203 | 1209801.3073
48 | 2613846.0009 | 1209783.6862
49 | 2613851.0792 | 1209772.2265
50 | 2613943.6378 | 1209856.5197
51 | 2613896.8111 | 1209935.7851
52 | 2613799.3392 | 1209934.7636
53 | 2613778.8631 | 1209920.4719
54 | 2613770.8608 | 1209913.9803
55 | 2613897.2511 | 1209941.5621
56 | 2613898.5856 | 1209983.0516
57 | 2613898.7711 | 1209991.5476
58 | 2613898.9559 | 1210006.2867
59 | 2613899.0019 | 1210015.812
60 | 2613686.1432 | 1209777.4572
61 | 2613665.5964 | 1209766.8183
62 | 2613698.1668 | 1209785.1695
63 | 2613713.757 | 1209796.5247
64 | 2613704.4702 | 1209773.9332
65 | 2613712.4908 | 1209762.9344
66 | 2613739.3026 | 1209805.764
67 | 2613737.3431 | 1209797.9331
68 | 2613717.6379 | 1209752.1846
69 | 2613725.419 | 1209781.1409
70 | 2613737.305 | 1209756.4765
71 | 2613702.8005 | 1209748.7605
72 | 2613700.9042 | 1209748.0107
73 | 2613685.8357 | 1209740.4923
74 | 2613739.3793 | 1209740.1277
75 | 2613675.2409 | 1209733.5774
76 | 2613747.3248 | 1209743.9576
77 | 2613735.4643 | 1209733.9042
78 | 2613914.8475 | 1209598.5872
79 | 2613909.3168 | 1209611.2634
80 | 2613905.5397 | 1209626.9036
81 | 2613903.3618 | 1209672.0778
82 | 2613936.7391 | 1209708.6103
83 | 2613940.2333 | 1209709.3967
84 | 2613920.9316 | 1209704.2216
85 | 2613907.4832 | 1209676.947
86 | 2613932.9759 | 1209731.9034
87 | 2613917.4772 | 1209703.2626
88 | 2613881.8465 | 1209693.7191
89 | 2613878.1281 | 1209706.2218
90 | 2613878.5298 | 1209692.6848
91 | 2613869.9974 | 1209727.3322
92 | 2613869.0572 | 1209689.5983
93 | 2613868.9887 | 1209729.9513
94 | 2613852.4957 | 1209683.2231
95 | 2613835.413 | 1209676.1988
96 | 2613855.6128 | 1209663.8093
97 | 2613865.1714 | 1209651.0902
98 | 2613859.5677 | 1209652.0555
99 | 2613834.7496 | 1209675.9234
100 | 2613867.1419 | 1209734.7463
101 | 2613816.8639 | 1209668.5425
102 | 2613790.9441 | 1209658.7565
103 | 2613807.0531 | 1209583.0772
104 | 2613789.3224 | 1209658.3728
105 | 2613808.4401 | 1209576.3065
106 | 2613781.0512 | 1209656.5126
107 | 2613753.7118 | 1209651.4224
108 | 2613865.7013 | 1209738.4868
109 | 2613859.7228 | 1209752.7216
110 | 2613944.1458 | 1209757.2753
111 | 2613943.8571 | 1209779.439
112 | 2613945.2311 | 1209798.9136
113 | 2613947.3174 | 1209809.6772
114 | 2613947.9407 | 1209850.0247
115 | 2613803.1917 | 1209787.3837
116 | 2613948.5753 | 1209981.0175
117 | 2613948.8297 | 1209989.7286
118 | 2613956.347 | 1210017.3148
119 | 2613736.6654 | 1209688.1189
120 | 2613704.4742 | 1209633.7628
121 | 2613735.7502 | 1209689.8615
122 | 2613702.9195 | 1209633.0318
123 | 2613733.9501 | 1209694.1868
124 | 2613697.7194 | 1209630.563
125 | 2613730.5145 | 1209710.6531
126 | 2613688.8976 | 1209626.1694
127 | 2613992.5163 | 1210125.4721
128 | 2613899.0499 | 1210025.7317
129 | 2613787.0459 | 1209774.4132
130 | 2613988.1988 | 1210137.7872
131 | 2613981.0941 | 1210160.2309
132 | 2613977.2966 | 1210196.0202
133 | 2613956.5172 | 1210195.338
134 | 2613915.6513 | 1210152.2413
135 | 2613915.7881 | 1210153.6926
136 | 2613907.5999 | 1210160.6333
137 | 2613919.1796 | 1210183.7339
138 | 2613899.321 | 1210171.1908
139 | 2613898.9126 | 1210171.7115
140 | 2613868.1883 | 1210183.9301
141 | 2613841.8362 | 1210174.9497
142 | 2613846.4564 | 1210158.8734
143 | 2613847.5515 | 1210155.0629
144 | 2613847.1209 | 1210147.3953
145 | 2613842.0878 | 1210132.2259
146 | 2613841.5209 | 1210120.5434
147 | 2613851.478 | 1210070.3102
148 | 2613851.7858 | 1210066.976
149 | 2613853.3903 | 1210049.5944
150 | 2613854.1807 | 1210041.0324
151 | 2613892.1099 | 1210123.768
152 | 2613893.1409 | 1210098.7593
153 | 2613891.7575 | 1210126.1714
154 | 2613895.1854 | 1210075.57
155 | 2613896.7773 | 1210066.7762
156 | 2613899.1358 | 1210043.522
157 | 2613899.127 | 1210041.6982
158 | 2613855.5873 | 1210025.7944
159 | 2613580.9719 | 1209564.2867
160 | 2613596.5731 | 1209573.1871
161 | 2613606.2471 | 1209578.706
162 | 2613614.8501 | 1209583.6139
163 | 2613632.722 | 1209593.8096
164 | 2613641.8427 | 1209599.0129
165 | 2613655.878 | 1209607.1131
166 | 2613673.1646 | 1209617.3994
167 | 2613841.0401 | 1209909.5778

## line_std_types
| c_nf_per_km | r_ohm_per_km | x_ohm_per_km | max_i_ka | type | q_mm2 | alpha | voltage_rating
NAYY 4x50 SE | 210 | 0.642 | 0.083 | 0.142 | cs | 50 | 0.00403 | LV
NAYY 4x120 SE | 264 | 0.225 | 0.08 | 0.242 | cs | 120 | 0.00403 | LV
NAYY 4x150 SE | 261 | 0.208 | 0.08 | 0.27 | cs | 150 | 0.00403 | LV
NA2XS2Y 1x95 RM/25 12/20 kV | 216 | 0.313 | 0.132 | 0.252 | cs | 95 | 0.00403 | MV
NA2XS2Y 1x185 RM/25 12/20 kV | 273 | 0.161 | 0.117 | 0.362 | cs | 185 | 0.00403 | MV
NA2XS2Y 1x240 RM/25 12/20 kV | 304 | 0.122 | 0.112 | 0.421 | cs | 240 | 0.00403 | MV
NA2XS2Y 1x95 RM/25 6/10 kV | 315 | 0.313 | 0.123 | 0.249 | cs | 95 | 0.00403 | MV
NA2XS2Y 1x185 RM/25 6/10 kV | 406 | 0.161 | 0.11 | 0.358 | cs | 185 | 0.00403 | MV
NA2XS2Y 1x240 RM/25 6/10 kV | 456 | 0.122 | 0.105 | 0.416 | cs | 240 | 0.00403 | MV
NA2XS2Y 1x150 RM/25 12/20 kV | 250 | 0.206 | 0.116 | 0.319 | cs | 150 | 0.00403 | MV
NA2XS2Y 1x120 RM/25 12/20 kV | 230 | 0.253 | 0.119 | 0.283 | cs | 120 | 0.00403 | MV
NA2XS2Y 1x70 RM/25 12/20 kV | 190 | 0.443 | 0.132 | 0.22 | cs | 70 | 0.00403 | MV
NA2XS2Y 1x150 RM/25 6/10 kV | 360 | 0.206 | 0.11 | 0.315 | cs | 150 | 0.00403 | MV
NA2XS2Y 1x120 RM/25 6/10 kV | 340 | 0.253 | 0.113 | 0.28 | cs | 120 | 0.00403 | MV
NA2XS2Y 1x70 RM/25 6/10 kV | 280 | 0.443 | 0.123 | 0.217 | cs | 70 | 0.00403 | MV
N2XS(FL)2Y 1x120 RM/35 64/110 kV | 112 | 0.153 | 0.166 | 0.366 | cs | 120 | 0.00393 | HV
N2XS(FL)2Y 1x185 RM/35 64/110 kV | 125 | 0.099 | 0.156 | 0.457 | cs | 185 | 0.00393 | HV
N2XS(FL)2Y 1x240 RM/35 64/110 kV | 135 | 0.075 | 0.149 | 0.526 | cs | 240 | 0.00393 | HV
N2XS(FL)2Y 1x300 RM/35 64/110 kV | 144 | 0.06 | 0.144 | 0.588 | cs | 300 | 0.00393 | HV
15-AL1/3-ST1A 0.4 | 11 | 1.8769 | 0.35 | 0.105 | ol | 16 | 0.00403 | LV
24-AL1/4-ST1A 0.4 | 11.25 | 1.2012 | 0.335 | 0.14 | ol | 24 | 0.00403 | LV
48-AL1/8-ST1A 0.4 | 12.2 | 0.5939 | 0.3 | 0.21 | ol | 48 | 0.00403 | LV
94-AL1/15-ST1A 0.4 | 13.2 | 0.306 | 0.29 | 0.35 | ol | 94 | 0.00403 | LV
34-AL1/6-ST1A 10.0 | 9.7 | 0.8342 | 0.36 | 0.17 | ol | 34 | 0.00403 | MV
48-AL1/8-ST1A 10.0 | 10.1 | 0.5939 | 0.35 | 0.21 | ol | 48 | 0.00403 | MV
70-AL1/11-ST1A 10.0 | 10.4 | 0.4132 | 0.339 | 0.29 | ol | 70 | 0.00403 | MV
94-AL1/15-ST1A 10.0 | 10.75 | 0.306 | 0.33 | 0.35 | ol | 94 | 0.00403 | MV
122-AL1/20-ST1A 10.0 | 11.1 | 0.2376 | 0.323 | 0.41 | ol | 122 | 0.00403 | MV
149-AL1/24-ST1A 10.0 | 11.25 | 0.194 | 0.315 | 0.47 | ol | 149 | 0.00403 | MV
34-AL1/6-ST1A 20.0 | 9.15 | 0.8342 | 0.382 | 0.17 | ol | 34 | 0.00403 | MV
48-AL1/8-ST1A 20.0 | 9.5 | 0.5939 | 0.372 | 0.21 | ol | 48 | 0.00403 | MV
70-AL1/11-ST1A 20.0 | 9.7 | 0.4132 | 0.36 | 0.29 | ol | 70 | 0.00403 | MV
94-AL1/15-ST1A 20.0 | 10 | 0.306 | 0.35 | 0.35 | ol | 94 | 0.00403 | MV
122-AL1/20-ST1A 20.0 | 10.3 | 0.2376 | 0.344 | 0.41 | ol | 122 | 0.00403 | MV
149-AL1/24-ST1A 20.0 | 10.5 | 0.194 | 0.337 | 0.47 | ol | 149 | 0.00403 | MV
184-AL1/30-ST1A 20.0 | 10.75 | 0.1571 | 0.33 | 0.535 | ol | 184 | 0.00403 | MV
243-AL1/39-ST1A 20.0 | 11 | 0.1188 | 0.32 | 0.645 | ol | 243 | 0.00403 | MV
48-AL1/8-ST1A 110.0 | 8 | 0.5939 | 0.46 | 0.21 | ol | 48 | 0.00403 | HV
70-AL1/11-ST1A 110.0 | 8.4 | 0.4132 | 0.45 | 0.29 | ol | 70 | 0.00403 | HV
94-AL1/15-ST1A 110.0 | 8.65 | 0.306 | 0.44 | 0.35 | ol | 94 | 0.00403 | HV
122-AL1/20-ST1A 110.0 | 8.5 | 0.2376 | 0.43 | 0.41 | ol | 122 | 0.00403 | HV
149-AL1/24-ST1A 110.0 | 8.75 | 0.194 | 0.41 | 0.47 | ol | 149 | 0.00403 | HV
184-AL1/30-ST1A 110.0 | 8.8 | 0.1571 | 0.4 | 0.535 | ol | 184 | 0.00403 | HV
243-AL1/39-ST1A 110.0 | 9 | 0.1188 | 0.39 | 0.645 | ol | 243 | 0.00403 | HV
305-AL1/39-ST1A 110.0 | 9.2 | 0.0949 | 0.38 | 0.74 | ol | 305 | 0.00403 | HV
490-AL1/64-ST1A 110.0 | 9.75 | 0.059 | 0.37 | 0.96 | ol | 490 | 0.00403 | HV
679-AL1/86-ST1A 110.0 | 9.95 | 0.042 | 0.36 | 1.15 | ol | 679 | 0.00403 | HV
490-AL1/64-ST1A 220.0 | 10 | 0.059 | 0.285 | 0.96 | ol | 490 | 0.00403 | HV
679-AL1/86-ST1A 220.0 | 11.7 | 0.042 | 0.275 | 1.15 | ol | 679 | 0.00403 | HV
490-AL1/64-ST1A 380.0 | 11 | 0.059 | 0.253 | 0.96 | ol | 490 | 0.00403 | HV
679-AL1/86-ST1A 380.0 | 14.6 | 0.042 | 0.25 | 1.15 | ol | 679 | 0.00403 | HV

## trafo_std_types
| i0_percent | pfe_kw | vkr_percent | sn_mva | vn_lv_kv | vn_hv_kv | vk_percent | shift_degree | vector_group | tap_side | tap_neutral | tap_min | tap_max | tap_step_degree | tap_step_percent | tap_phase_shifter
160 MVA 380/110 kV | 0.06 | 60 | 0.25 | 160 | 110 | 380 | 12.2 | 0 | Yy0 | hv | 0 | -9 | 9 | 0 | 1.5 | FALSE
100 MVA 220/110 kV | 0.06 | 55 | 0.26 | 100 | 110 | 220 | 12 | 0 | Yy0 | hv | 0 | -9 | 9 | 0 | 1.5 | FALSE
63 MVA 110/20 kV | 0.04 | 22 | 0.32 | 63 | 20 | 110 | 18 | 150 | YNd5 | hv | 0 | -9 | 9 | 0 | 1.5 | FALSE
40 MVA 110/20 kV | 0.05 | 18 | 0.34 | 40 | 20 | 110 | 16.2 | 150 | YNd5 | hv | 0 | -9 | 9 | 0 | 1.5 | FALSE
25 MVA 110/20 kV | 0.07 | 14 | 0.41 | 25 | 20 | 110 | 12 | 150 | YNd5 | hv | 0 | -9 | 9 | 0 | 1.5 | FALSE
63 MVA 110/10 kV | 0.04 | 22 | 0.32 | 63 | 10 | 110 | 18 | 150 | YNd5 | hv | 0 | -9 | 9 | 0 | 1.5 | FALSE
40 MVA 110/10 kV | 0.05 | 18 | 0.34 | 40 | 10 | 110 | 16.2 | 150 | YNd5 | hv | 0 | -9 | 9 | 0 | 1.5 | FALSE
25 MVA 110/10 kV | 0.07 | 14 | 0.41 | 25 | 10 | 110 | 12 | 150 | YNd5 | hv | 0 | -9 | 9 | 0 | 1.5 | FALSE
0.25 MVA 20/0.4 kV | 0.32 | 0.8 | 1.44 | 0.25 | 0.4 | 20 | 6 | 150 | Yzn5 | hv | 0 | -2 | 2 | 0 | 2.5 | FALSE
0.4 MVA 20/0.4 kV | 0.3375 | 1.35 | 1.425 | 0.4 | 0.4 | 20 | 6 | 150 | Dyn5 | hv | 0 | -2 | 2 | 0 | 2.5 | FALSE
0.63 MVA 20/0.4 kV | 0.2619 | 1.65 | 1.206 | 0.63 | 0.4 | 20 | 6 | 150 | Dyn5 | hv | 0 | -2 | 2 | 0 | 2.5 | FALSE
0.25 MVA 10/0.4 kV | 0.24 | 0.6 | 1.2 | 0.25 | 0.4 | 10 | 4 | 150 | Dyn5 | hv | 0 | -2 | 2 | 0 | 2.5 | FALSE
0.4 MVA 10/0.4 kV | 0.2375 | 0.95 | 1.325 | 0.4 | 0.4 | 10 | 4 | 150 | Dyn5 | hv | 0 | -2 | 2 | 0 | 2.5 | FALSE
0.63 MVA 10/0.4 kV | 0.1873 | 1.18 | 1.0794 | 0.63 | 0.4 | 10 | 4 | 150 | Dyn5 | hv | 0 | -2 | 2 | 0 | 2.5 | FALSE

## trafo3w_std_types
| sn_hv_mva | sn_mv_mva | sn_lv_mva | vn_hv_kv | vn_mv_kv | vn_lv_kv | vk_hv_percent | vk_mv_percent | vk_lv_percent | vkr_hv_percent | vkr_mv_percent | vkr_lv_percent | pfe_kw | i0_percent | shift_mv_degree | shift_lv_degree | vector_group | tap_side | tap_neutral | tap_min | tap_max | tap_step_percent
63/25/38 MVA 110/20/10 kV | 63 | 25 | 38 | 110 | 20 | 10 | 10.4 | 10.4 | 10.4 | 0.28 | 0.32 | 0.35 | 35 | 0.89 | 0 | 0 | YN0yn0yn0 | hv | 0 | -10 | 10 | 1.2
63/25/38 MVA 110/10/10 kV | 63 | 25 | 38 | 110 | 10 | 10 | 10.4 | 10.4 | 10.4 | 0.28 | 0.32 | 0.35 | 35 | 0.89 | 0 | 0 | YN0yn0yn0 | hv | 0 | -10 | 10 | 1.2

## fuse_std_types
| fuse_type | i_rated_a | t_avg | t_min | t_total | x_avg | x_min | x_total
HV 100A | HV 100A | 100 | 0 | [10.0, 3.64, 0.854, 0.281, 0.1, 0.0531, 0.022, 0.01] | [10.0, 4.267, 1.21, 0.403, 0.1, 0.058, 0.022, 0.01] | 0 | [300.0, 350.0, 450.0, 550.0, 700.0, 850.0, 1200.0, 1752.0] | [600.0, 700.0, 900.0, 1150.0, 1665.0, 2000.0, 3000.0, 4313.0]
HV 10A | HV 10A | 10 | 0 | [10.0, 1675.0, 0.344, 0.156, 0.1, 0.0417, 0.0171, 0.01] | [10.0, 1.3, 0.3, 0.155, 0.1, 0.0555, 0.023, 0.01] | 0 | [30.0, 32.0, 35.0, 37.0, 39.0, 50.0, 70.0, 88.0] | [60.0, 70.0, 80.0, 87.0, 94.0, 110.0, 150.0, 216.0]
HV 125A | HV 125A | 125 | 0 | [10.0, 1.82, 0.344, 0.1, 0.0467, 0.0269, 0.01] | [10.0, 2.478, 0.426, 0.1, 0.0427, 0.0211, 0.01] | 0 | [375.0, 500.0, 700.0, 925.0, 1200.0, 1500.0, 2341.0] | [750.0, 1000.0, 1500.0, 2200.0, 3000.0, 4000.0, 5765.0]
HV 160A | HV 160A | 160 | 0 | [10.0, 4.15, 1.03, 0.198, 0.1, 0.051, 0.0172, 0.01] | [10.0, 2.3, 0.734, 0.274, 0.1, 0.046, 0.0177, 0.01] | 0 | [480.0, 550.0, 700.0, 1000.0, 1260.0, 1600.0, 2500.0, 3227.0] | [960.0, 1300.0, 1700.0, 2200.0, 2996.0, 4000.0, 6000.0, 7946.0]
HV 16A | HV 16A | 16 | 0 | [10.0, 0.352, 0.164, 0.1, 0.0649, 0.0342, 0.01] | [10.0, 2.34, 0.722, 0.181, 0.1, 0.055, 0.0296, 0.01] | 0 | [48.0, 60.0, 65.0, 71.0, 80.0, 100.0, 162.0] | [96.0, 110.0, 125.0, 150.0, 168.0, 200.0, 250.0, 398.0]
HV 200A | HV 200A | 200 | 0 | [10.0, 4.267, 1.21, 0.403, 0.1, 0.058, 0.022, 0.01] | [10.0, 3.73, 1.654, 0.328, 0.1, 0.0531, 0.019, 0.01] | 0 | [600.0, 700.0, 900.0, 1150.0, 1665.0, 2000.0, 3000.0, 4313.0] | [1200.0, 1500.0, 1800.0, 2700.0, 3960.0, 5000.0, 7500.0, 10620.0]
HV 20A | HV 20A | 20 | 0 | [10.0, 1.3, 0.3, 0.155, 0.1, 0.0555, 0.023, 0.01] | [10.0, 1.3, 0.161, 0.1, 0.0611, 0.0399, 0.0141, 0.01] | 0 | [60.0, 70.0, 80.0, 87.0, 94.0, 110.0, 150.0, 216.0] | [120.0, 150.0, 200.0, 223.0, 260.0, 300.0, 450.0, 532.0]
HV 25A | HV 25A | 25 | 0 | [10.0, 2.512, 0.833, 0.299, 0.1, 0.0372, 0.0223, 0.01] | [10.0, 3.125, 0.597, 0.198, 0.1, 0.0378, 0.022, 0.01] | 0 | [75.0, 82.0, 90.0, 100.0, 124.0, 170.0, 200.0, 289.0] | [150.0, 170.0, 210.0, 250.0, 294.0, 400.0, 500.0, 711.0]
HV 31.5A | HV 31.5A | 31.5 | 0 | [10.0, 2.34, 0.722, 0.181, 0.1, 0.055, 0.0296, 0.01] | [10.0, 2.84, 0.368, 0.164, 0.1, 0.0621, 0.0378, 0.0195, 0.01] | 0 | [95.0, 110.0, 125.0, 150.0, 165.0, 200.0, 250.0, 390.0] | [189.0, 220.0, 300.0, 350.0, 393.0, 450.0, 530.0, 700.0, 960.0]
HV 40A | HV 40A | 40 | 0 | [10.0, 1.3, 0.161, 0.1, 0.0611, 0.0399, 0.0141, 0.01] | [10.0, 2.05, 0.369, 0.198, 0.1, 0.051, 0.0298, 0.01] | 0 | [120.0, 150.0, 200.0, 223.0, 260.0, 300.0, 450.0, 532.0] | [240.0, 300.0, 400.0, 450.0, 530.0, 650.0, 800.0, 1311.0]
HV 50A | HV 50A | 50 | 0 | [10.0, 3.215, 0.597, 0.198, 0.1, 0.0378, 0.022, 0.01] | [10.0, 3.64, 0.854, 0.281, 0.1, 0.0531, 0.022, 0.01] | 0 | [150.0, 170.0, 210.0, 250.0, 294.0, 400.0, 500.0, 711.0] | [300.0, 350.0, 450.0, 550.0, 700.0, 850.0, 1200.0, 1752.0]
HV 6.3A | HV 6.3A | 6.3 | 0 | [10.0, 1.39, 0.344, 0.168, 0.1, 0.056, 0.0263, 0.01] | [10.0, 1.711, 0.516, 0.198, 0.1, 0.0634, 0.0303, 0.01] | 0 | [19.0, 19.5, 20.4, 20.8, 22.0, 25.0, 32.0, 48.0] | [38.0, 40.0, 43.0, 48.0, 53.0, 60.0, 75.0, 118.0]
HV 63A | HV 63A | 63 | 0 | [10.0, 2.84, 0.368, 0.164, 0.1, 0.0621, 0.0378, 0.0195, 0.01] | [10.0, 1.82, 0.344, 0.1, 0.0467, 0.0269, 0.01] | 0 | [189.0, 220.0, 300.0, 350.0, 393.0, 450.0, 530.0, 700.0, 961.0] | [378.0, 500.0, 700.0, 934.0, 1200.0, 1500.0, 2366.0]
HV 80A | HV 80A | 80 | 0 | [10.0, 2.05, 0.369, 0.198, 0.1, 0.051, 0.0298, 0.01] | [10.0, 4.15, 1.03, 0.198, 0.1, 0.051, 0.0172, 0.01] | 0 | [240.0, 300.0, 400.0, 450.0, 530.0, 650.0, 800.0, 1311.0] | [480.0, 550.0, 700.0, 1000.0, 1260.0, 1600.0, 2500.0, 3227.0]
Siemens NH-1-100 | Siemens NH-1-100 | 100 | [5400.0, 2000.0, 400.0, 20.0, 1.0, 0.2, 0.012, 0.004] | 0 | 0 | [150.0, 190.0, 250.0, 430.0, 900.0, 1250.0, 2700.0, 3600.0] | 0 | 0
Siemens NH-1-125 | Siemens NH-1-125 | 125 | [4800.0, 120.0, 7.0, 0.1, 0.004] | 0 | 0 | [180.0, 400.0, 740.0, 2000.0, 4250.0] | 0 | 0
Siemens NH-1-16 | Siemens NH-1-16 | 16 | [4000.0, 400.0, 2.0, 0.1, 0.04, 0.01] | 0 | 0 | [26.0, 35.0, 75.0, 150.0, 200.0, 300.0] | 0 | 0
Siemens NH-1-160 | Siemens NH-1-160 | 160 | [4800.0, 120.0, 7.0, 0.1, 0.004] | 0 | 0 | [210.0, 500.0, 900.0, 2300.0, 5000.0] | 0 | 0
Siemens NH-1-25 | Siemens NH-1-25 | 25 | [4000.0, 1000.0, 10.0, 0.2, 0.02, 0.01] | 0 | 0 | [40.0, 50.0, 100.0, 210.0, 400.0, 500.0] | 0 | 0
Siemens NH-1-50 | Siemens NH-1-50 | 50 | [4000.0, 40.0, 4.0, 1.0, 0.02, 0.01] | 0 | 0 | [86.0, 200.0, 300.0, 400.0, 1000.0, 1280.0] | 0 | 0
Siemens NH-1-63 | Siemens NH-1-63 | 63 | [4000.0, 100.0, 10.0, 2.0, 0.04, 0.01] | 0 | 0 | [100.0, 200.0, 300.0, 400.0, 1000.0, 1500.0] | 0 | 0
Siemens NH-1-80 | Siemens NH-1-80 | 80 | [4800.0, 120.0, 7.0, 0.1, 0.01] | 0 | 0 | [150.58, 250.0, 450.0, 1150.0, 2470.0] | 0 | 0
Siemens NH-2-1000 | Siemens NH-2-1000 | 1000 | [4800.0, 120.0, 7.0, 0.1, 0.004] | 0 | 0 | [1900.0, 3500.0, 8400.0, 24000.0, 52000.0] | 0 | 0
Siemens NH-2-200 | Siemens NH-2-200 | 200 | [4800.0, 120.0, 7.0, 0.1, 0.004] | 0 | 0 | [280.0, 650.0, 1200.0, 3000.0, 7000.0] | 0 | 0
Siemens NH-2-224 | Siemens NH-2-224 | 224 | [4800.0, 120.0, 7.0, 0.2, 0.04, 0.004] | 0 | 0 | [400.0, 750.0, 1453.0, 3025.0, 4315.0, 7600.0] | 0 | 0
Siemens NH-2-250 | Siemens NH-2-250 | 250 | [4800.0, 120.0, 7.0, 0.1, 0.004] | 0 | 0 | [450.0, 800.0, 1650.0, 4000.0, 8500.0] | 0 | 0
Siemens NH-2-315 | Siemens NH-2-315 | 315 | [4800.0, 120.0, 7.0, 0.1, 0.004] | 0 | 0 | [550.0, 920.0, 1900.0, 5000.0, 11000.0] | 0 | 0
Siemens NH-2-355 | Siemens NH-2-355 | 355 | [4800.0, 120.0, 6.0, 0.1, 0.004] | 0 | 0 | [650.0, 1116.27, 2350.0, 5840.0, 12790.0] | 0 | 0
Siemens NH-2-400 | Siemens NH-2-400 | 400 | [4800.0, 120.0, 7.0, 0.1, 0.004] | 0 | 0 | [720.0, 1350.0, 2800.0, 6500.0, 15000.0] | 0 | 0
Siemens NH-2-425 | Siemens NH-2-425 | 425 | [4800.0, 120.0, 7.0, 0.1, 0.004] | 0 | 0 | [850.0, 1500.0, 3050.0, 7500.0, 16500.0] | 0 | 0
Siemens NH-2-630 | Siemens NH-2-630 | 630 | [4800.0, 120.0, 7.0, 0.1, 0.004] | 0 | 0 | [1200.0, 2000.0, 4800.0, 12000.0, 26000.0] | 0 | 0

## dtypes
| element | column | dtype
0 | bus | name | object
1 | bus | vn_kv | float64
2 | bus | type | object
3 | bus | zone | object
4 | bus | in_service | bool
5 | load | name | object
6 | load | bus | uint32
7 | load | p_mw | float64
8 | load | q_mvar | float64
9 | load | const_z_percent | float64
10 | load | const_i_percent | float64
11 | load | sn_mva | float64
12 | load | scaling | float64
13 | load | in_service | bool
14 | load | type | object
15 | ext_grid | name | object
16 | ext_grid | bus | uint32
17 | ext_grid | vm_pu | float64
18 | ext_grid | va_degree | float64
19 | ext_grid | slack_weight | float64
20 | ext_grid | in_service | bool
21 | line | name | object
22 | line | std_type | object
23 | line | from_bus | uint32
24 | line | to_bus | uint32
25 | line | length_km | float64
26 | line | r_ohm_per_km | float64
27 | line | x_ohm_per_km | float64
28 | line | c_nf_per_km | float64
29 | line | g_us_per_km | float64
30 | line | max_i_ka | float64
31 | line | df | float64
32 | line | parallel | uint32
33 | line | type | object
34 | line | in_service | bool
35 | trafo | name | object
36 | trafo | std_type | object
37 | trafo | hv_bus | uint32
38 | trafo | lv_bus | uint32
39 | trafo | sn_mva | float64
40 | trafo | vn_hv_kv | float64
41 | trafo | vn_lv_kv | float64
42 | trafo | vk_percent | float64
43 | trafo | vkr_percent | float64
44 | trafo | pfe_kw | float64
45 | trafo | i0_percent | float64
46 | trafo | shift_degree | float64
47 | trafo | tap_side | object
48 | trafo | tap_neutral | int32
49 | trafo | tap_min | int32
50 | trafo | tap_max | int32
51 | trafo | tap_step_percent | float64
52 | trafo | tap_step_degree | float64
53 | trafo | tap_pos | int32
54 | trafo | tap_phase_shifter | bool
55 | trafo | parallel | uint32
56 | trafo | df | float64
57 | trafo | in_service | bool
58 | line_geodata | coords | object
59 | bus_geodata | x | float64
60 | bus_geodata | y | float64
61 | bus_geodata | coords | object

## parameters
| version | format_version | converged | OPF_converged | name | f_hz | sn_mva
0 | 2.14.6 | 2.14.0 | FALSE | FALSE |  | 50 | 1