## bus
| name | vn_kv | type | zone | in_service
0 | bus_LV_418-4_0_6_node_0 | 0.4 | n |  | TRUE
1 | bus_LV_418-4_0_6_node_1 | 0.4 | n |  | TRUE
2 | bus_LV_418-4_0_6_node_2 | 0.4 | n |  | TRUE
3 | bus_LV_418-4_0_6_node_3 | 0.4 | n |  | TRUE
4 | bus_LV_418-4_0_6_node_4 | 0.4 | n |  | TRUE
5 | bus_LV_418-4_0_6_node_232 | 0.4 | n |  | TRUE
6 | bus_LV_418-4_0_6_node_220 | 0.4 | n |  | TRUE
7 | bus_LV_418-4_0_6_node_203 | 0.4 | n |  | TRUE
8 | bus_LV_418-4_0_6_node_14 | 0.4 | n |  | TRUE
9 | bus_LV_418-4_0_6_node_6 | 0.4 | n |  | TRUE
10 | bus_LV_418-4_0_6_node_214 | 0.4 | n |  | TRUE
11 | bus_LV_418-4_0_6_node_212 | 0.4 | n |  | TRUE
12 | bus_LV_418-4_0_6_node_5 | 0.4 | n |  | TRUE
13 | bus_LV_418-4_0_6_node_215 | 0.4 | n |  | TRUE
14 | bus_LV_418-4_0_6_node_7 | 0.4 | n |  | TRUE
15 | bus_LV_418-4_0_6_node_9 | 0.4 | n |  | TRUE
16 | bus_LV_418-4_0_6_node_10 | 0.4 | n |  | TRUE
17 | bus_LV_418-4_0_6_node_8 | 0.4 | n |  | TRUE
18 | bus_LV_418-4_0_6_node_89 | 0.4 | n |  | TRUE
19 | bus_LV_418-4_0_6_node_124 | 0.4 | n |  | TRUE
20 | bus_LV_418-4_0_6_node_123 | 0.4 | n |  | TRUE
21 | bus_LV_418-4_0_6_node_122 | 0.4 | n |  | TRUE
22 | bus_LV_418-4_0_6_node_229 | 0.4 | n |  | TRUE
23 | bus_LV_418-4_0_6_node_196 | 0.4 | n |  | TRUE
24 | bus_LV_418-4_0_6_node_90 | 0.4 | n |  | TRUE
25 | bus_LV_418-4_0_6_node_84 | 0.4 | n |  | TRUE
26 | bus_LV_418-4_0_6_node_88 | 0.4 | n |  | TRUE
27 | bus_LV_418-4_0_6_node_121 | 0.4 | n |  | TRUE
28 | bus_LV_418-4_0_6_node_194 | 0.4 | n |  | TRUE
29 | bus_LV_418-4_0_6_node_11 | 0.4 | n |  | TRUE
30 | bus_LV_418-4_0_6_node_12 | 0.4 | n |  | TRUE
31 | bus_LV_418-4_0_6_node_13 | 0.4 | n |  | TRUE
32 | bus_LV_418-4_0_6_node_87 | 0.4 | n |  | TRUE
33 | bus_LV_418-4_0_6_node_125 | 0.4 | n |  | TRUE
34 | bus_LV_418-4_0_6_node_86 | 0.4 | n |  | TRUE
35 | bus_LV_418-4_0_6_node_129 | 0.4 | n |  | TRUE
36 | bus_LV_418-4_0_6_node_128 | 0.4 | n |  | TRUE
37 | bus_LV_418-4_0_6_node_145 | 0.4 | n |  | TRUE
38 | bus_LV_418-4_0_6_node_127 | 0.4 | n |  | TRUE
39 | bus_LV_418-4_0_6_node_156 | 0.4 | n |  | TRUE
40 | bus_LV_418-4_0_6_node_157 | 0.4 | n |  | TRUE
41 | bus_LV_418-4_0_6_node_146 | 0.4 | n |  | TRUE
42 | bus_LV_418-4_0_6_node_213 | 0.4 | n |  | TRUE
43 | bus_LV_418-4_0_6_node_211 | 0.4 | n |  | TRUE
44 | bus_LV_418-4_0_6_node_15 | 0.4 | n |  | TRUE
45 | bus_LV_418-4_0_6_node_16 | 0.4 | n |  | TRUE
46 | bus_LV_418-4_0_6_node_17 | 0.4 | n |  | TRUE
47 | bus_LV_418-4_0_6_node_26 | 0.4 | n |  | TRUE
48 | bus_LV_418-4_0_6_node_18 | 0.4 | n |  | TRUE
49 | bus_LV_418-4_0_6_node_19 | 0.4 | n |  | TRUE
50 | bus_LV_418-4_0_6_node_178 | 0.4 | n |  | TRUE
51 | bus_LV_418-4_0_6_node_25 | 0.4 | n |  | TRUE
52 | bus_LV_418-4_0_6_node_225 | 0.4 | n |  | TRUE
53 | bus_LV_418-4_0_6_node_179 | 0.4 | n |  | TRUE
54 | bus_LV_418-4_0_6_node_180 | 0.4 | n |  | TRUE
55 | bus_LV_418-4_0_6_node_20 | 0.4 | n |  | TRUE
56 | bus_LV_418-4_0_6_node_21 | 0.4 | n |  | TRUE
57 | bus_LV_418-4_0_6_node_22 | 0.4 | n |  | TRUE
58 | bus_LV_418-4_0_6_node_23 | 0.4 | n |  | TRUE
59 | bus_LV_418-4_0_6_node_24 | 0.4 | n |  | TRUE
60 | bus_LV_418-4_0_6_node_66 | 0.4 | n |  | TRUE
61 | bus_LV_418-4_0_6_node_65 | 0.4 | n |  | TRUE
62 | bus_LV_418-4_0_6_node_39 | 0.4 | n |  | TRUE
63 | bus_LV_418-4_0_6_node_62 | 0.4 | n |  | TRUE
64 | bus_LV_418-4_0_6_node_40 | 0.4 | n |  | TRUE
65 | bus_LV_418-4_0_6_node_35 | 0.4 | n |  | TRUE
66 | bus_LV_418-4_0_6_node_63 | 0.4 | n |  | TRUE
67 | bus_LV_418-4_0_6_node_28 | 0.4 | n |  | TRUE
68 | bus_LV_418-4_0_6_node_29 | 0.4 | n |  | TRUE
69 | bus_LV_418-4_0_6_node_30 | 0.4 | n |  | TRUE
70 | bus_LV_418-4_0_6_node_31 | 0.4 | n |  | TRUE
71 | bus_LV_418-4_0_6_node_67 | 0.4 | n |  | TRUE
72 | bus_LV_418-4_0_6_node_76 | 0.4 | n |  | TRUE
73 | bus_LV_418-4_0_6_node_32 | 0.4 | n |  | TRUE
74 | bus_LV_418-4_0_6_node_33 | 0.4 | n |  | TRUE
75 | bus_LV_418-4_0_6_node_34 | 0.4 | n |  | TRUE
76 | bus_LV_418-4_0_6_node_36 | 0.4 | n |  | TRUE
77 | bus_LV_418-4_0_6_node_38 | 0.4 | n |  | TRUE
78 | bus_LV_418-4_0_6_node_37 | 0.4 | n |  | TRUE
79 | bus_LV_418-4_0_6_node_59 | 0.4 | n |  | TRUE
80 | bus_LV_418-4_0_6_node_61 | 0.4 | n |  | TRUE
81 | bus_LV_418-4_0_6_node_60 | 0.4 | n |  | TRUE
82 | bus_LV_418-4_0_6_node_47 | 0.4 | n |  | TRUE
83 | bus_LV_418-4_0_6_node_51 | 0.4 | n |  | TRUE
84 | bus_LV_418-4_0_6_node_41 | 0.4 | n |  | TRUE
85 | bus_LV_418-4_0_6_node_42 | 0.4 | n |  | TRUE
86 | bus_LV_418-4_0_6_node_43 | 0.4 | n |  | TRUE
87 | bus_LV_418-4_0_6_node_44 | 0.4 | n |  | TRUE
88 | bus_LV_418-4_0_6_node_45 | 0.4 | n |  | TRUE
89 | bus_LV_418-4_0_6_node_46 | 0.4 | n |  | TRUE
90 | bus_LV_418-4_0_6_node_70 | 0.4 | n |  | TRUE
91 | bus_LV_418-4_0_6_node_57 | 0.4 | n |  | TRUE
92 | bus_LV_418-4_0_6_node_69 | 0.4 | n |  | TRUE
93 | bus_LV_418-4_0_6_node_71 | 0.4 | n |  | TRUE
94 | bus_LV_418-4_0_6_node_55 | 0.4 | n |  | TRUE
95 | bus_LV_418-4_0_6_node_49 | 0.4 | n |  | TRUE
96 | bus_LV_418-4_0_6_node_48 | 0.4 | n |  | TRUE
97 | bus_LV_418-4_0_6_node_50 | 0.4 | n |  | TRUE
98 | bus_LV_418-4_0_6_node_52 | 0.4 | n |  | TRUE
99 | bus_LV_418-4_0_6_node_53 | 0.4 | n |  | TRUE
100 | bus_LV_418-4_0_6_node_54 | 0.4 | n |  | TRUE
101 | bus_LV_418-4_0_6_node_56 | 0.4 | n |  | TRUE
102 | bus_LV_418-4_0_6_node_75 | 0.4 | n |  | TRUE
103 | bus_LV_418-4_0_6_node_74 | 0.4 | n |  | TRUE
104 | bus_LV_418-4_0_6_node_227 | 0.4 | n |  | TRUE
105 | bus_LV_418-4_0_6_node_228 | 0.4 | n |  | TRUE
106 | bus_LV_418-4_0_6_node_73 | 0.4 | n |  | TRUE
107 | bus_LV_418-4_0_6_node_78 | 0.4 | n |  | TRUE
108 | bus_LV_418-4_0_6_node_64 | 0.4 | n |  | TRUE
109 | bus_LV_418-4_0_6_node_68 | 0.4 | n |  | TRUE
110 | bus_LV_418-4_0_6_node_72 | 0.4 | n |  | TRUE
111 | bus_LV_418-4_0_6_node_130 | 0.4 | n |  | TRUE
112 | bus_LV_418-4_0_6_node_131 | 0.4 | n |  | TRUE
113 | bus_LV_418-4_0_6_node_132 | 0.4 | n |  | TRUE
114 | bus_LV_418-4_0_6_node_133 | 0.4 | n |  | TRUE
115 | bus_LV_418-4_0_6_node_134 | 0.4 | n |  | TRUE
116 | bus_LV_418-4_0_6_node_135 | 0.4 | n |  | TRUE
117 | bus_LV_418-4_0_6_node_136 | 0.4 | n |  | TRUE
118 | bus_LV_418-4_0_6_node_79 | 0.4 | n |  | TRUE
119 | bus_LV_418-4_0_6_node_80 | 0.4 | n |  | TRUE
120 | bus_LV_418-4_0_6_node_81 | 0.4 | n |  | TRUE
121 | bus_LV_418-4_0_6_node_82 | 0.4 | n |  | TRUE
122 | bus_LV_418-4_0_6_node_83 | 0.4 | n |  | TRUE
123 | bus_LV_418-4_0_6_node_93 | 0.4 | n |  | TRUE
124 | bus_LV_418-4_0_6_node_85 | 0.4 | n |  | TRUE
125 | bus_LV_418-4_0_6_node_95 | 0.4 | n |  | TRUE
126 | bus_LV_418-4_0_6_node_91 | 0.4 | n |  | TRUE
127 | bus_LV_418-4_0_6_node_126 | 0.4 | n |  | TRUE
128 | bus_LV_418-4_0_6_node_120 | 0.4 | n |  | TRUE
129 | bus_LV_418-4_0_6_node_115 | 0.4 | n |  | TRUE
130 | bus_LV_418-4_0_6_node_92 | 0.4 | n |  | TRUE
131 | bus_LV_418-4_0_6_node_94 | 0.4 | n |  | TRUE
132 | bus_LV_418-4_0_6_node_114 | 0.4 | n |  | TRUE
133 | bus_LV_418-4_0_6_node_117 | 0.4 | n |  | TRUE
134 | bus_LV_418-4_0_6_node_119 | 0.4 | n |  | TRUE
135 | bus_LV_418-4_0_6_node_113 | 0.4 | n |  | TRUE
136 | bus_LV_418-4_0_6_node_116 | 0.4 | n |  | TRUE
137 | bus_LV_418-4_0_6_node_110 | 0.4 | n |  | TRUE
138 | bus_LV_418-4_0_6_node_96 | 0.4 | n |  | TRUE
139 | bus_LV_418-4_0_6_node_97 | 0.4 | n |  | TRUE
140 | bus_LV_418-4_0_6_node_98 | 0.4 | n |  | TRUE
141 | bus_LV_418-4_0_6_node_99 | 0.4 | n |  | TRUE
142 | bus_LV_418-4_0_6_node_100 | 0.4 | n |  | TRUE
143 | bus_LV_418-4_0_6_node_112 | 0.4 | n |  | TRUE
144 | bus_LV_418-4_0_6_node_101 | 0.4 | n |  | TRUE
145 | bus_LV_418-4_0_6_node_102 | 0.4 | n |  | TRUE
146 | bus_LV_418-4_0_6_node_103 | 0.4 | n |  | TRUE
147 | bus_LV_418-4_0_6_node_104 | 0.4 | n |  | TRUE
148 | bus_LV_418-4_0_6_node_105 | 0.4 | n |  | TRUE
149 | bus_LV_418-4_0_6_node_106 | 0.4 | n |  | TRUE
150 | bus_LV_418-4_0_6_node_107 | 0.4 | n |  | TRUE
151 | bus_LV_418-4_0_6_node_108 | 0.4 | n |  | TRUE
152 | bus_LV_418-4_0_6_node_109 | 0.4 | n |  | TRUE
153 | bus_LV_418-4_0_6_node_111 | 0.4 | n |  | TRUE
154 | bus_LV_418-4_0_6_node_137 | 0.4 | n |  | TRUE
155 | bus_LV_418-4_0_6_node_138 | 0.4 | n |  | TRUE
156 | bus_LV_418-4_0_6_node_139 | 0.4 | n |  | TRUE
157 | bus_LV_418-4_0_6_node_192 | 0.4 | n |  | TRUE
158 | bus_LV_418-4_0_6_node_223 | 0.4 | n |  | TRUE
159 | bus_LV_418-4_0_6_node_175 | 0.4 | n |  | TRUE
160 | bus_LV_418-4_0_6_node_140 | 0.4 | n |  | TRUE
161 | bus_LV_418-4_0_6_node_141 | 0.4 | n |  | TRUE
162 | bus_LV_418-4_0_6_node_142 | 0.4 | n |  | TRUE
163 | bus_LV_418-4_0_6_node_143 | 0.4 | n |  | TRUE
164 | bus_LV_418-4_0_6_node_144 | 0.4 | n |  | TRUE
165 | bus_LV_418-4_0_6_node_183 | 0.4 | n |  | TRUE
166 | bus_LV_418-4_0_6_node_181 | 0.4 | n |  | TRUE
167 | bus_LV_418-4_0_6_node_177 | 0.4 | n |  | TRUE
168 | bus_LV_418-4_0_6_node_161 | 0.4 | n |  | TRUE
169 | bus_LV_418-4_0_6_node_170 | 0.4 | n |  | TRUE
170 | bus_LV_418-4_0_6_node_182 | 0.4 | n |  | TRUE
171 | bus_LV_418-4_0_6_node_154 | 0.4 | n |  | TRUE
172 | bus_LV_418-4_0_6_node_155 | 0.4 | n |  | TRUE
173 | bus_LV_418-4_0_6_node_193 | 0.4 | n |  | TRUE
174 | bus_LV_418-4_0_6_node_147 | 0.4 | n |  | TRUE
175 | bus_LV_418-4_0_6_node_148 | 0.4 | n |  | TRUE
176 | bus_LV_418-4_0_6_node_149 | 0.4 | n |  | TRUE
177 | bus_LV_418-4_0_6_node_150 | 0.4 | n |  | TRUE
178 | bus_LV_418-4_0_6_node_151 | 0.4 | n |  | TRUE
179 | bus_LV_418-4_0_6_node_152 | 0.4 | n |  | TRUE
180 | bus_LV_418-4_0_6_node_153 | 0.4 | n |  | TRUE
181 | bus_LV_418-4_0_6_node_173 | 0.4 | n |  | TRUE
182 | bus_LV_418-4_0_6_node_185 | 0.4 | n |  | TRUE
183 | bus_LV_418-4_0_6_node_163 | 0.4 | n |  | TRUE
184 | bus_LV_418-4_0_6_node_165 | 0.4 | n |  | TRUE
185 | bus_LV_418-4_0_6_node_164 | 0.4 | n |  | TRUE
186 | bus_LV_418-4_0_6_node_158 | 0.4 | n |  | TRUE
187 | bus_LV_418-4_0_6_node_159 | 0.4 | n |  | TRUE
188 | bus_LV_418-4_0_6_node_160 | 0.4 | n |  | TRUE
189 | bus_LV_418-4_0_6_node_162 | 0.4 | n |  | TRUE
190 | bus_LV_418-4_0_6_node_176 | 0.4 | n |  | TRUE
191 | bus_LV_418-4_0_6_node_186 | 0.4 | n |  | TRUE
192 | bus_LV_418-4_0_6_node_169 | 0.4 | n |  | TRUE
193 | bus_LV_418-4_0_6_node_172 | 0.4 | n |  | TRUE
194 | bus_LV_418-4_0_6_node_174 | 0.4 | n |  | TRUE
195 | bus_LV_418-4_0_6_node_221 | 0.4 | n |  | TRUE
196 | bus_LV_418-4_0_6_node_168 | 0.4 | n |  | TRUE
197 | bus_LV_418-4_0_6_node_231 | 0.4 | n |  | TRUE
198 | bus_LV_418-4_0_6_node_190 | 0.4 | n |  | TRUE
199 | bus_LV_418-4_0_6_node_230 | 0.4 | n |  | TRUE
200 | bus_LV_418-4_0_6_node_166 | 0.4 | n |  | TRUE
201 | bus_LV_418-4_0_6_node_167 | 0.4 | n |  | TRUE
202 | bus_LV_418-4_0_6_node_171 | 0.4 | n |  | TRUE
203 | bus_LV_418-4_0_6_node_222 | 0.4 | n |  | TRUE
204 | bus_LV_418-4_0_6_node_191 | 0.4 | n |  | TRUE
205 | bus_LV_418-4_0_6_node_188 | 0.4 | n |  | TRUE
206 | bus_LV_418-4_0_6_node_226 | 0.4 | n |  | TRUE
207 | bus_LV_418-4_0_6_node_187 | 0.4 | n |  | TRUE
208 | bus_LV_418-4_0_6_node_189 | 0.4 | n |  | TRUE
209 | bus_LV_418-4_0_6_node_195 | 0.4 | n |  | TRUE
210 | bus_LV_418-4_0_6_node_197 | 0.4 | n |  | TRUE
211 | bus_LV_418-4_0_6_node_198 | 0.4 | n |  | TRUE
212 | bus_LV_418-4_0_6_node_199 | 0.4 | n |  | TRUE
213 | bus_LV_418-4_0_6_node_200 | 0.4 | n |  | TRUE
214 | bus_LV_418-4_0_6_node_201 | 0.4 | n |  | TRUE
215 | bus_LV_418-4_0_6_node_202 | 0.4 | n |  | TRUE
216 | bus_LV_418-4_0_6_node_204 | 0.4 | n |  | TRUE
217 | bus_LV_418-4_0_6_node_209 | 0.4 | n |  | TRUE
218 | bus_LV_418-4_0_6_node_210 | 0.4 | n |  | TRUE
219 | bus_LV_418-4_0_6_node_217 | 0.4 | n |  | TRUE
220 | bus_LV_418-4_0_6_node_208 | 0.4 | n |  | TRUE
221 | bus_LV_418-4_0_6_node_205 | 0.4 | n |  | TRUE
222 | bus_LV_418-4_0_6_node_206 | 0.4 | n |  | TRUE
223 | bus_LV_418-4_0_6_node_218 | 0.4 | n |  | TRUE
224 | bus_LV_418-4_0_6_node_216 | 0.4 | n |  | TRUE
225 | bus_MV_431_0_node_54 | 20 | n |  | TRUE

## load
| name | bus | p_mw | q_mvar | const_z_percent | const_i_percent | sn_mva | scaling | in_service | type
0 | LV_418-4_0_6_load_0 | 0 | 8.8646e-05 | 2.2217e-05 | 0 | 0 |  | 1 | TRUE | wye
1 | LV_418-4_0_6_load_1 | 1 | 7.7046e-05 | 1.931e-05 | 0 | 0 |  | 1 | TRUE | wye
2 | LV_418-4_0_6_load_3 | 3 | 8.1525e-05 | 2.0432e-05 | 0 | 0 |  | 1 | TRUE | wye
3 | LV_418-4_0_6_load_232 | 5 | 9.3225e-05 | 2.3364e-05 | 0 | 0 |  | 1 | TRUE | wye
4 | LV_418-4_0_6_load_203 | 7 | 0.00037019 | 9.2779e-05 | 0 | 0 |  | 1 | TRUE | wye
5 | LV_418-4_0_6_load_6 | 9 | 0.00051362 | 0.00012873 | 0 | 0 |  | 1 | TRUE | wye
6 | LV_418-4_0_6_load_214 | 10 | 0.0001316 | 3.2981e-05 | 0 | 0 |  | 1 | TRUE | wye
7 | LV_418-4_0_6_load_5 | 12 | 0.00050457 | 0.00012646 | 0 | 0 |  | 1 | TRUE | wye
8 | LV_418-4_0_6_load_215 | 13 | 0.00022957 | 5.7536e-05 | 0 | 0 |  | 1 | TRUE | wye
9 | LV_418-4_0_6_load_124 | 19 | 0.0011056 | 0.00027708 | 0 | 0 |  | 1 | TRUE | wye
10 | LV_418-4_0_6_load_123 | 20 | 0.00021742 | 5.449e-05 | 0 | 0 |  | 1 | TRUE | wye
11 | LV_418-4_0_6_load_122 | 21 | 0.00015278 | 3.8291e-05 | 0 | 0 |  | 1 | TRUE | wye
12 | LV_418-4_0_6_load_229 | 22 | 0.0034205 | 0.00085727 | 0 | 0 |  | 1 | TRUE | wye
13 | LV_418-4_0_6_load_90 | 24 | 0.00048636 | 0.00012189 | 0 | 0 |  | 1 | TRUE | wye
14 | LV_418-4_0_6_load_84 | 25 | 0.00043538 | 0.00010912 | 0 | 0 |  | 1 | TRUE | wye
15 | LV_418-4_0_6_load_88 | 26 | 0.00013071 | 3.2759e-05 | 0 | 0 |  | 1 | TRUE | wye
16 | LV_418-4_0_6_load_194 | 28 | 4.4906e-05 | 1.1254e-05 | 0 | 0 |  | 1 | TRUE | wye
17 | LV_418-4_0_6_load_11 | 29 | 0.0077316 | 0.0019377 | 0 | 0 |  | 1 | TRUE | wye
18 | LV_418-4_0_6_load_125 | 33 | 0.0085407 | 0.0021405 | 0 | 0 |  | 1 | TRUE | wye
19 | LV_418-4_0_6_load_86 | 34 | 0.0034291 | 0.00085941 | 0 | 0 |  | 1 | TRUE | wye
20 | LV_418-4_0_6_load_129 | 35 | 0.001303 | 0.00032656 | 0 | 0 |  | 1 | TRUE | wye
21 | LV_418-4_0_6_load_128 | 36 | 0.0036781 | 0.00092181 | 0 | 0 |  | 1 | TRUE | wye
22 | LV_418-4_0_6_load_145 | 37 | 0.0094485 | 0.002368 | 0 | 0 |  | 1 | TRUE | wye
23 | LV_418-4_0_6_load_127 | 38 | 0.0013555 | 0.00033972 | 0 | 0 |  | 1 | TRUE | wye
24 | LV_418-4_0_6_load_157 | 40 | 0.0005526 | 0.0001385 | 0 | 0 |  | 1 | TRUE | wye
25 | LV_418-4_0_6_load_146 | 41 | 0.0037556 | 0.00094125 | 0 | 0 |  | 1 | TRUE | wye
26 | LV_418-4_0_6_load_213 | 42 | 0.0016382 | 0.00041057 | 0 | 0 |  | 1 | TRUE | wye
27 | LV_418-4_0_6_load_211 | 43 | 0.00021306 | 5.3398e-05 | 0 | 0 |  | 1 | TRUE | wye
28 | LV_418-4_0_6_load_15 | 44 | 0.00011514 | 2.8856e-05 | 0 | 0 |  | 1 | TRUE | wye
29 | LV_418-4_0_6_load_16 | 45 | 0.00010713 | 2.6849e-05 | 0 | 0 |  | 1 | TRUE | wye
30 | LV_418-4_0_6_load_26 | 47 | 0.00014944 | 3.7452e-05 | 0 | 0 |  | 1 | TRUE | wye
31 | LV_418-4_0_6_load_18 | 48 | 0.0004699 | 0.00011777 | 0 | 0 |  | 1 | TRUE | wye
32 | LV_418-4_0_6_load_19 | 49 | 0.00016527 | 4.1421e-05 | 0 | 0 |  | 1 | TRUE | wye
33 | LV_418-4_0_6_load_178 | 50 | 0.00017374 | 4.3543e-05 | 0 | 0 |  | 1 | TRUE | wye
34 | LV_418-4_0_6_load_25 | 51 | 0.00030872 | 7.7371e-05 | 0 | 0 |  | 1 | TRUE | wye
35 | LV_418-4_0_6_load_225 | 52 | 0.00023345 | 5.8509e-05 | 0 | 0 |  | 1 | TRUE | wye
36 | LV_418-4_0_6_load_179 | 53 | 0.00025045 | 6.2769e-05 | 0 | 0 |  | 1 | TRUE | wye
37 | LV_418-4_0_6_load_180 | 54 | 9.2923e-05 | 2.3289e-05 | 0 | 0 |  | 1 | TRUE | wye
38 | LV_418-4_0_6_load_20 | 55 | 0.00051149 | 0.00012819 | 0 | 0 |  | 1 | TRUE | wye
39 | LV_418-4_0_6_load_21 | 56 | 0.0001385 | 3.4711e-05 | 0 | 0 |  | 1 | TRUE | wye
40 | LV_418-4_0_6_load_22 | 57 | 6.3308e-05 | 1.5866e-05 | 0 | 0 |  | 1 | TRUE | wye
41 | LV_418-4_0_6_load_23 | 58 | 0.00080423 | 0.00020156 | 0 | 0 |  | 1 | TRUE | wye
42 | LV_418-4_0_6_load_24 | 59 | 0.00016892 | 4.2334e-05 | 0 | 0 |  | 1 | TRUE | wye
43 | LV_418-4_0_6_load_66 | 60 | 0.00015217 | 3.8137e-05 | 0 | 0 |  | 1 | TRUE | wye
44 | LV_418-4_0_6_load_65 | 61 | 0.0012573 | 0.0003151 | 0 | 0 |  | 1 | TRUE | wye
45 | LV_418-4_0_6_load_39 | 62 | 5.6472e-05 | 1.4153e-05 | 0 | 0 |  | 1 | TRUE | wye
46 | LV_418-4_0_6_load_62 | 63 | 0.00010433 | 2.6149e-05 | 0 | 0 |  | 1 | TRUE | wye
47 | LV_418-4_0_6_load_40 | 64 | 6.5271e-05 | 1.6358e-05 | 0 | 0 |  | 1 | TRUE | wye
48 | LV_418-4_0_6_load_28 | 67 | 0.00042356 | 0.00010615 | 0 | 0 |  | 1 | TRUE | wye
49 | LV_418-4_0_6_load_29 | 68 | 0.0016635 | 0.00041692 | 0 | 0 |  | 1 | TRUE | wye
50 | LV_418-4_0_6_load_67 | 71 | 0.00019053 | 4.7751e-05 | 0 | 0 |  | 1 | TRUE | wye
51 | LV_418-4_0_6_load_76 | 72 | 0.0003542 | 8.8771e-05 | 0 | 0 |  | 1 | TRUE | wye
52 | LV_418-4_0_6_load_32 | 73 | 0.00096722 | 0.00024241 | 0 | 0 |  | 1 | TRUE | wye
53 | LV_418-4_0_6_load_36 | 76 | 0.00045633 | 0.00011437 | 0 | 0 |  | 1 | TRUE | wye
54 | LV_418-4_0_6_load_38 | 77 | 0.00020855 | 5.2267e-05 | 0 | 0 |  | 1 | TRUE | wye
55 | LV_418-4_0_6_load_37 | 78 | 9.9085e-05 | 2.4833e-05 | 0 | 0 |  | 1 | TRUE | wye
56 | LV_418-4_0_6_load_61 | 80 | 8.2052e-05 | 2.0564e-05 | 0 | 0 |  | 1 | TRUE | wye
57 | LV_418-4_0_6_load_47 | 82 | 0.00013478 | 3.3778e-05 | 0 | 0 |  | 1 | TRUE | wye
58 | LV_418-4_0_6_load_51 | 83 | 0.00020872 | 5.2311e-05 | 0 | 0 |  | 1 | TRUE | wye
59 | LV_418-4_0_6_load_41 | 84 | 0.00023209 | 5.8168e-05 | 0 | 0 |  | 1 | TRUE | wye
60 | LV_418-4_0_6_load_45 | 88 | 0.00013979 | 3.5035e-05 | 0 | 0 |  | 1 | TRUE | wye
61 | LV_418-4_0_6_load_46 | 89 | 0.00095584 | 0.00023956 | 0 | 0 |  | 1 | TRUE | wye
62 | LV_418-4_0_6_load_70 | 90 | 0.00029879 | 7.4883e-05 | 0 | 0 |  | 1 | TRUE | wye
63 | LV_418-4_0_6_load_69 | 92 | 0.00042508 | 0.00010653 | 0 | 0 |  | 1 | TRUE | wye
64 | LV_418-4_0_6_load_49 | 95 | 0.00012901 | 3.2333e-05 | 0 | 0 |  | 1 | TRUE | wye
65 | LV_418-4_0_6_load_48 | 96 | 8.438e-05 | 2.1148e-05 | 0 | 0 |  | 1 | TRUE | wye
66 | LV_418-4_0_6_load_50 | 97 | 0.001178 | 0.00029524 | 0 | 0 |  | 1 | TRUE | wye
67 | LV_418-4_0_6_load_52 | 98 | 0.00019874 | 4.981e-05 | 0 | 0 |  | 1 | TRUE | wye
68 | LV_418-4_0_6_load_53 | 99 | 6.6877e-05 | 1.6761e-05 | 0 | 0 |  | 1 | TRUE | wye
69 | LV_418-4_0_6_load_54 | 100 | 0.0013764 | 0.00034496 | 0 | 0 |  | 1 | TRUE | wye
70 | LV_418-4_0_6_load_56 | 101 | 0.00037278 | 9.3428e-05 | 0 | 0 |  | 1 | TRUE | wye
71 | LV_418-4_0_6_load_74 | 103 | 0.00049682 | 0.00012452 | 0 | 0 |  | 1 | TRUE | wye
72 | LV_418-4_0_6_load_227 | 104 | 0.00087692 | 0.00021978 | 0 | 0 |  | 1 | TRUE | wye
73 | LV_418-4_0_6_load_228 | 105 | 0.0010799 | 0.00027066 | 0 | 0 |  | 1 | TRUE | wye
74 | LV_418-4_0_6_load_78 | 107 | 0.0001906 | 4.777e-05 | 0 | 0 |  | 1 | TRUE | wye
75 | LV_418-4_0_6_load_68 | 109 | 0.00028005 | 7.0186e-05 | 0 | 0 |  | 1 | TRUE | wye
76 | LV_418-4_0_6_load_130 | 111 | 0.00016617 | 4.1646e-05 | 0 | 0 |  | 1 | TRUE | wye
77 | LV_418-4_0_6_load_133 | 114 | 0.00013803 | 3.4594e-05 | 0 | 0 |  | 1 | TRUE | wye
78 | LV_418-4_0_6_load_134 | 115 | 0.00011106 | 2.7834e-05 | 0 | 0 |  | 1 | TRUE | wye
79 | LV_418-4_0_6_load_79 | 118 | 0.00018338 | 4.5959e-05 | 0 | 0 |  | 1 | TRUE | wye
80 | LV_418-4_0_6_load_80 | 119 | 0.00073172 | 0.00018339 | 0 | 0 |  | 1 | TRUE | wye
81 | LV_418-4_0_6_load_82 | 121 | 0.0001036 | 2.5964e-05 | 0 | 0 |  | 1 | TRUE | wye
82 | LV_418-4_0_6_load_83 | 122 | 0.00040119 | 0.00010055 | 0 | 0 |  | 1 | TRUE | wye
83 | LV_418-4_0_6_load_85 | 124 | 8.3125e-05 | 2.0833e-05 | 0 | 0 |  | 1 | TRUE | wye
84 | LV_418-4_0_6_load_95 | 125 | 0.00044917 | 0.00011257 | 0 | 0 |  | 1 | TRUE | wye
85 | LV_418-4_0_6_load_91 | 126 | 0.00019221 | 4.8174e-05 | 0 | 0 |  | 1 | TRUE | wye
86 | LV_418-4_0_6_load_126 | 127 | 0.00083876 | 0.00021021 | 0 | 0 |  | 1 | TRUE | wye
87 | LV_418-4_0_6_load_120 | 128 | 0.00039238 | 9.8339e-05 | 0 | 0 |  | 1 | TRUE | wye
88 | LV_418-4_0_6_load_115 | 129 | 0.00036358 | 9.1123e-05 | 0 | 0 |  | 1 | TRUE | wye
89 | LV_418-4_0_6_load_92 | 130 | 0.00018093 | 4.5345e-05 | 0 | 0 |  | 1 | TRUE | wye
90 | LV_418-4_0_6_load_114 | 132 | 0.0010052 | 0.00025194 | 0 | 0 |  | 1 | TRUE | wye
91 | LV_418-4_0_6_load_117 | 133 | 0.00017763 | 4.4518e-05 | 0 | 0 |  | 1 | TRUE | wye
92 | LV_418-4_0_6_load_119 | 134 | 0.00024631 | 6.1732e-05 | 0 | 0 |  | 1 | TRUE | wye
93 | LV_418-4_0_6_load_116 | 136 | 0.00082903 | 0.00020777 | 0 | 0 |  | 1 | TRUE | wye
94 | LV_418-4_0_6_load_110 | 137 | 0.00017611 | 4.4138e-05 | 0 | 0 |  | 1 | TRUE | wye
95 | LV_418-4_0_6_load_96 | 138 | 0.00011203 | 2.8077e-05 | 0 | 0 |  | 1 | TRUE | wye
96 | LV_418-4_0_6_load_97 | 139 | 0.00071148 | 0.00017831 | 0 | 0 |  | 1 | TRUE | wye
97 | LV_418-4_0_6_load_100 | 142 | 0.00022167 | 5.5557e-05 | 0 | 0 |  | 1 | TRUE | wye
98 | LV_418-4_0_6_load_112 | 143 | 0.00016038 | 4.0195e-05 | 0 | 0 |  | 1 | TRUE | wye
99 | LV_418-4_0_6_load_101 | 144 | 0.0010382 | 0.00026019 | 0 | 0 |  | 1 | TRUE | wye
100 | LV_418-4_0_6_load_102 | 145 | 0.00022597 | 5.6633e-05 | 0 | 0 |  | 1 | TRUE | wye
101 | LV_418-4_0_6_load_103 | 146 | 0.00026154 | 6.5548e-05 | 0 | 0 |  | 1 | TRUE | wye
102 | LV_418-4_0_6_load_104 | 147 | 0.00012064 | 3.0236e-05 | 0 | 0 |  | 1 | TRUE | wye
103 | LV_418-4_0_6_load_105 | 148 | 0.00069733 | 0.00017477 | 0 | 0 |  | 1 | TRUE | wye
104 | LV_418-4_0_6_load_107 | 150 | 0.0004953 | 0.00012413 | 0 | 0 |  | 1 | TRUE | wye
105 | LV_418-4_0_6_load_108 | 151 | 0.00043062 | 0.00010792 | 0 | 0 |  | 1 | TRUE | wye
106 | LV_418-4_0_6_load_109 | 152 | 0.00057278 | 0.00014355 | 0 | 0 |  | 1 | TRUE | wye
107 | LV_418-4_0_6_load_111 | 153 | 0.00035933 | 9.0056e-05 | 0 | 0 |  | 1 | TRUE | wye
108 | LV_418-4_0_6_load_137 | 154 | 0.00039319 | 9.8541e-05 | 0 | 0 |  | 1 | TRUE | wye
109 | LV_418-4_0_6_load_138 | 155 | 0.00079855 | 0.00020014 | 0 | 0 |  | 1 | TRUE | wye
110 | LV_418-4_0_6_load_139 | 156 | 0.00011137 | 2.7913e-05 | 0 | 0 |  | 1 | TRUE | wye
111 | LV_418-4_0_6_load_223 | 158 | 0.00027601 | 6.9174e-05 | 0 | 0 |  | 1 | TRUE | wye
112 | LV_418-4_0_6_load_140 | 160 | 0.00044457 | 0.00011142 | 0 | 0 |  | 1 | TRUE | wye
113 | LV_418-4_0_6_load_141 | 161 | 6.5479e-05 | 1.6411e-05 | 0 | 0 |  | 1 | TRUE | wye
114 | LV_418-4_0_6_load_142 | 162 | 4.8534e-05 | 1.2164e-05 | 0 | 0 |  | 1 | TRUE | wye
115 | LV_418-4_0_6_load_144 | 164 | 0.00021626 | 5.4199e-05 | 0 | 0 |  | 1 | TRUE | wye
116 | LV_418-4_0_6_load_177 | 167 | 4.0182e-05 | 1.0071e-05 | 0 | 0 |  | 1 | TRUE | wye
117 | LV_418-4_0_6_load_170 | 169 | 0.00013476 | 3.3775e-05 | 0 | 0 |  | 1 | TRUE | wye
118 | LV_418-4_0_6_load_154 | 171 | 0.00090806 | 0.00022758 | 0 | 0 |  | 1 | TRUE | wye
119 | LV_418-4_0_6_load_155 | 172 | 0.0044623 | 0.0011184 | 0 | 0 |  | 1 | TRUE | wye
120 | LV_418-4_0_6_load_147 | 174 | 6.5146e-05 | 1.6327e-05 | 0 | 0 |  | 1 | TRUE | wye
121 | LV_418-4_0_6_load_150 | 177 | 0.00011274 | 2.8256e-05 | 0 | 0 |  | 1 | TRUE | wye
122 | LV_418-4_0_6_load_151 | 178 | 0.00050162 | 0.00012572 | 0 | 0 |  | 1 | TRUE | wye
123 | LV_418-4_0_6_load_152 | 179 | 6.347e-05 | 1.5907e-05 | 0 | 0 |  | 1 | TRUE | wye
124 | LV_418-4_0_6_load_153 | 180 | 0.00013471 | 3.376e-05 | 0 | 0 |  | 1 | TRUE | wye
125 | LV_418-4_0_6_load_173 | 181 | 6.4354e-05 | 1.6129e-05 | 0 | 0 |  | 1 | TRUE | wye
126 | LV_418-4_0_6_load_185 | 182 | 5.0074e-05 | 1.255e-05 | 0 | 0 |  | 1 | TRUE | wye
127 | LV_418-4_0_6_load_158 | 186 | 7.5429e-05 | 1.8904e-05 | 0 | 0 |  | 1 | TRUE | wye
128 | LV_418-4_0_6_load_162 | 189 | 4.1083e-05 | 1.0296e-05 | 0 | 0 |  | 1 | TRUE | wye
129 | LV_418-4_0_6_load_176 | 190 | 5.4315e-05 | 1.3613e-05 | 0 | 0 |  | 1 | TRUE | wye
130 | LV_418-4_0_6_load_186 | 191 | 0.00042229 | 0.00010584 | 0 | 0 |  | 1 | TRUE | wye
131 | LV_418-4_0_6_load_169 | 192 | 8.9002e-05 | 2.2306e-05 | 0 | 0 |  | 1 | TRUE | wye
132 | LV_418-4_0_6_load_221 | 195 | 5.5448e-05 | 1.3897e-05 | 0 | 0 |  | 1 | TRUE | wye
133 | LV_418-4_0_6_load_231 | 197 | 8.916e-05 | 2.2346e-05 | 0 | 0 |  | 1 | TRUE | wye
134 | LV_418-4_0_6_load_230 | 199 | 0.001139 | 0.00028546 | 0 | 0 |  | 1 | TRUE | wye
135 | LV_418-4_0_6_load_166 | 200 | 5.3013e-05 | 1.3286e-05 | 0 | 0 |  | 1 | TRUE | wye
136 | LV_418-4_0_6_load_171 | 202 | 7.8782e-05 | 1.9745e-05 | 0 | 0 |  | 1 | TRUE | wye
137 | LV_418-4_0_6_load_222 | 203 | 0.00012244 | 3.0685e-05 | 0 | 0 |  | 1 | TRUE | wye
138 | LV_418-4_0_6_load_191 | 204 | 4.0008e-05 | 1.0027e-05 | 0 | 0 |  | 1 | TRUE | wye
139 | LV_418-4_0_6_load_188 | 205 | 0.00034505 | 8.6477e-05 | 0 | 0 |  | 1 | TRUE | wye
140 | LV_418-4_0_6_load_226 | 206 | 0.0002056 | 5.1529e-05 | 0 | 0 |  | 1 | TRUE | wye
141 | LV_418-4_0_6_load_187 | 207 | 0.00016363 | 4.1008e-05 | 0 | 0 |  | 1 | TRUE | wye
142 | LV_418-4_0_6_load_189 | 208 | 0.00021249 | 5.3256e-05 | 0 | 0 |  | 1 | TRUE | wye
143 | LV_418-4_0_6_load_195 | 209 | 0.00036115 | 9.0513e-05 | 0 | 0 |  | 1 | TRUE | wye
144 | LV_418-4_0_6_load_197 | 210 | 0.00038144 | 9.5597e-05 | 0 | 0 |  | 1 | TRUE | wye
145 | LV_418-4_0_6_load_198 | 211 | 0.00015904 | 3.986e-05 | 0 | 0 |  | 1 | TRUE | wye
146 | LV_418-4_0_6_load_199 | 212 | 9.0151e-05 | 2.2594e-05 | 0 | 0 |  | 1 | TRUE | wye
147 | LV_418-4_0_6_load_200 | 213 | 0.00018908 | 4.7388e-05 | 0 | 0 |  | 1 | TRUE | wye
148 | LV_418-4_0_6_load_201 | 214 | 6.0451e-05 | 1.515e-05 | 0 | 0 |  | 1 | TRUE | wye
149 | LV_418-4_0_6_load_202 | 215 | 7.1549e-05 | 1.7932e-05 | 0 | 0 |  | 1 | TRUE | wye
150 | LV_418-4_0_6_load_209 | 217 | 0.00027777 | 6.9616e-05 | 0 | 0 |  | 1 | TRUE | wye
151 | LV_418-4_0_6_load_217 | 219 | 8.2178e-05 | 2.0596e-05 | 0 | 0 |  | 1 | TRUE | wye
152 | LV_418-4_0_6_load_208 | 220 | 0.00021155 | 5.3021e-05 | 0 | 0 |  | 1 | TRUE | wye
153 | LV_418-4_0_6_load_205 | 221 | 4.4146e-05 | 1.1064e-05 | 0 | 0 |  | 1 | TRUE | wye
154 | LV_418-4_0_6_load_206 | 222 | 0.00012824 | 3.214e-05 | 0 | 0 |  | 1 | TRUE | wye
155 | LV_418-4_0_6_load_218 | 223 | 0.00016429 | 4.1175e-05 | 0 | 0 |  | 1 | TRUE | wye
156 | LV_418-4_0_6_load_216 | 224 | 0.00054229 | 0.00013591 | 0 | 0 |  | 1 | TRUE | wye

## ext_grid
| name | bus | vm_pu | va_degree | slack_weight | in_service
0 |  | 172 | 1 | 0 | 1 | TRUE

## line
| name | std_type | from_bus | to_bus | length_km | r_ohm_per_km | x_ohm_per_km | c_nf_per_km | g_us_per_km | max_i_ka | df | parallel | type | in_service
0 | LV_418-4_0_6_line_0 |  | 0 | 1 | 0.020772 | 0.125 | 0.08 | 261 | 0 | 0.364 | 1 | 1 | cs | TRUE
1 | LV_418-4_0_6_line_1 |  | 0 | 2 | 0.065142 | 0.125 | 0.08 | 261 | 0 | 0.364 | 1 | 1 | cs | TRUE
2 | LV_418-4_0_6_line_2 |  | 1 | 3 | 0.10163 | 0.125 | 0.08 | 261 | 0 | 0.364 | 1 | 1 | cs | TRUE
3 | LV_418-4_0_6_line_3 |  | 2 | 4 | 0.14495 | 0.125 | 0.08 | 261 | 0 | 0.364 | 1 | 1 | cs | TRUE
4 | LV_418-4_0_6_line_4 |  | 3 | 8 | 0.083969 | 0.125 | 0.08 | 261 | 0 | 0.364 | 1 | 1 | cs | TRUE
5 | LV_418-4_0_6_line_5 |  | 4 | 9 | 0.20568 | 0.125 | 0.08 | 261 | 0 | 0.364 | 1 | 1 | cs | TRUE
6 | LV_418-4_0_6_line_6 |  | 4 | 10 | 0.026275 | 0.125 | 0.08 | 261 | 0 | 0.364 | 1 | 1 | cs | TRUE
7 | LV_418-4_0_6_line_7 |  | 5 | 6 | 0.044794 | 0.125 | 0.08 | 261 | 0 | 0.364 | 1 | 1 | cs | TRUE
8 | LV_418-4_0_6_line_8 |  | 5 | 7 | 0.14459 | 0.125 | 0.08 | 261 | 0 | 0.364 | 1 | 1 | cs | TRUE
9 | LV_418-4_0_6_line_9 |  | 6 | 193 | 0.18134 | 0.125 | 0.08 | 261 | 0 | 0.364 | 1 | 1 | cs | TRUE
10 | LV_418-4_0_6_line_10 |  | 7 | 214 | 0.0021497 | 0.125 | 0.08 | 261 | 0 | 0.364 | 1 | 1 | cs | TRUE
11 | LV_418-4_0_6_line_11 |  | 8 | 11 | 0.017736 | 0.125 | 0.08 | 261 | 0 | 0.364 | 1 | 1 | cs | TRUE
12 | LV_418-4_0_6_line_12 |  | 9 | 12 | 0.019138 | 0.125 | 0.08 | 261 | 0 | 0.364 | 1 | 1 | cs | TRUE
13 | LV_418-4_0_6_line_13 |  | 10 | 13 | 0.019695 | 0.125 | 0.08 | 261 | 0 | 0.364 | 1 | 1 | cs | TRUE
14 | LV_418-4_0_6_line_14 |  | 11 | 42 | 0.10667 | 0.125 | 0.08 | 261 | 0 | 0.364 | 1 | 1 | cs | TRUE
15 | LV_418-4_0_6_line_15 |  | 11 | 43 | 0.093087 | 0.125 | 0.08 | 261 | 0 | 0.364 | 1 | 1 | cs | TRUE
16 | LV_418-4_0_6_line_16 |  | 13 | 224 | 0.080572 | 0.125 | 0.08 | 261 | 0 | 0.364 | 1 | 1 | cs | TRUE
17 | LV_418-4_0_6_line_17 |  | 14 | 15 | 0.10804 | 0.125 | 0.08 | 261 | 0 | 0.364 | 1 | 1 | cs | TRUE
18 | LV_418-4_0_6_line_18 |  | 14 | 16 | 0.074445 | 0.125 | 0.08 | 261 | 0 | 0.364 | 1 | 1 | cs | TRUE
19 | LV_418-4_0_6_line_19 |  | 15 | 20 | 0.013668 | 0.125 | 0.08 | 261 | 0 | 0.364 | 1 | 1 | cs | TRUE
20 | LV_418-4_0_6_line_20 |  | 15 | 21 | 0.010919 | 0.125 | 0.08 | 261 | 0 | 0.364 | 1 | 1 | cs | TRUE
21 | LV_418-4_0_6_line_21 |  | 15 | 17 | 0.046252 | 0.125 | 0.08 | 261 | 0 | 0.364 | 1 | 1 | cs | TRUE
22 | LV_418-4_0_6_line_22 |  | 16 | 22 | 0.09012 | 0.125 | 0.08 | 261 | 0 | 0.364 | 1 | 1 | cs | TRUE
23 | LV_418-4_0_6_line_23 |  | 16 | 23 | 0.13312 | 0.125 | 0.08 | 261 | 0 | 0.364 | 1 | 1 | cs | TRUE
24 | LV_418-4_0_6_line_24 |  | 17 | 18 | 0.27292 | 0.125 | 0.08 | 261 | 0 | 0.364 | 1 | 1 | cs | TRUE
25 | LV_418-4_0_6_line_25 |  | 17 | 19 | 0.074484 | 0.125 | 0.08 | 261 | 0 | 0.364 | 1 | 1 | cs | TRUE
26 | LV_418-4_0_6_line_26 |  | 18 | 24 | 0.092814 | 0.125 | 0.08 | 261 | 0 | 0.364 | 1 | 1 | cs | TRUE
27 | LV_418-4_0_6_line_27 |  | 18 | 25 | 0.029709 | 0.125 | 0.08 | 261 | 0 | 0.364 | 1 | 1 | cs | TRUE
28 | LV_418-4_0_6_line_28 |  | 18 | 26 | 0.013025 | 0.125 | 0.08 | 261 | 0 | 0.364 | 1 | 1 | cs | TRUE
29 | LV_418-4_0_6_line_29 |  | 19 | 27 | 0.063671 | 0.125 | 0.08 | 261 | 0 | 0.364 | 1 | 1 | cs | TRUE
30 | LV_418-4_0_6_line_30 |  | 23 | 28 | 0.01618 | 0.125 | 0.08 | 261 | 0 | 0.364 | 1 | 1 | cs | TRUE
31 | LV_418-4_0_6_line_31 |  | 24 | 128 | 0.01906 | 0.125 | 0.08 | 261 | 0 | 0.364 | 1 | 1 | cs | TRUE
32 | LV_418-4_0_6_line_32 |  | 27 | 149 | 0.22069 | 0.125 | 0.08 | 261 | 0 | 0.364 | 1 | 1 | cs | TRUE
33 | LV_418-4_0_6_line_33 |  | 28 | 209 | 0.016173 | 0.125 | 0.08 | 261 | 0 | 0.364 | 1 | 1 | cs | TRUE
34 | LV_418-4_0_6_line_34 |  | 29 | 30 | 0.18088 | 0.125 | 0.08 | 261 | 0 | 0.364 | 1 | 1 | cs | TRUE
35 | LV_418-4_0_6_line_35 |  | 30 | 31 | 0.25972 | 0.125 | 0.08 | 261 | 0 | 0.364 | 1 | 1 | cs | TRUE
36 | LV_418-4_0_6_line_36 |  | 31 | 35 | 0.2304 | 0.125 | 0.08 | 261 | 0 | 0.364 | 1 | 3 | cs | TRUE
37 | LV_418-4_0_6_line_37 |  | 31 | 36 | 0.21662 | 0.125 | 0.08 | 261 | 0 | 0.364 | 1 | 3 | cs | TRUE
38 | LV_418-4_0_6_line_38 |  | 32 | 33 | 0.52658 | 0.125 | 0.08 | 261 | 0 | 0.364 | 1 | 2 | cs | TRUE
39 | LV_418-4_0_6_line_39 |  | 32 | 34 | 0.13237 | 0.125 | 0.08 | 261 | 0 | 0.364 | 1 | 1 | cs | TRUE
40 | LV_418-4_0_6_line_40 |  | 33 | 127 | 0.048287 | 0.125 | 0.08 | 261 | 0 | 0.364 | 1 | 3 | cs | TRUE
41 | LV_418-4_0_6_line_41 |  | 34 | 124 | 0.044276 | 0.125 | 0.08 | 261 | 0 | 0.364 | 1 | 1 | cs | TRUE
42 | LV_418-4_0_6_line_42 |  | 35 | 37 | 0.0011702 | 0.125 | 0.08 | 261 | 0 | 0.364 | 1 | 3 | cs | TRUE
43 | LV_418-4_0_6_line_43 |  | 36 | 38 | 0.0058508 | 0.125 | 0.08 | 261 | 0 | 0.364 | 1 | 3 | cs | TRUE
44 | LV_418-4_0_6_line_44 |  | 37 | 41 | 0.018699 | 0.125 | 0.08 | 261 | 0 | 0.364 | 1 | 3 | cs | TRUE
45 | LV_418-4_0_6_line_45 |  | 38 | 127 | 0.015702 | 0.125 | 0.08 | 261 | 0 | 0.364 | 1 | 3 | cs | TRUE
46 | LV_418-4_0_6_line_46 |  | 39 | 40 | 0.014015 | 0.125 | 0.08 | 261 | 0 | 0.364 | 1 | 1 | cs | TRUE
47 | LV_418-4_0_6_line_47 |  | 39 | 41 | 0.45862 | 0.125 | 0.08 | 261 | 0 | 0.364 | 1 | 1 | cs | TRUE
48 | LV_418-4_0_6_line_48 |  | 40 | 53 | 0.0034215 | 0.125 | 0.08 | 261 | 0 | 0.364 | 1 | 1 | cs | TRUE
49 | LV_418-4_0_6_line_49 |  | 41 | 171 | 0.25622 | 0.125 | 0.08 | 261 | 0 | 0.364 | 1 | 3 | cs | TRUE
50 | LV_418-4_0_6_line_50 |  | 43 | 218 | 0.052452 | 0.125 | 0.08 | 261 | 0 | 0.364 | 1 | 1 | cs | TRUE
51 | LV_418-4_0_6_line_51 |  | 44 | 45 | 0.015036 | 0.125 | 0.08 | 261 | 0 | 0.364 | 1 | 1 | cs | TRUE
52 | LV_418-4_0_6_line_52 |  | 44 | 46 | 0.016547 | 0.125 | 0.08 | 261 | 0 | 0.364 | 1 | 1 | cs | TRUE
53 | LV_418-4_0_6_line_53 |  | 44 | 47 | 0.29368 | 0.125 | 0.08 | 261 | 0 | 0.364 | 1 | 1 | cs | TRUE
54 | LV_418-4_0_6_line_54 |  | 45 | 48 | 0.0022346 | 0.125 | 0.08 | 261 | 0 | 0.364 | 1 | 1 | cs | TRUE
55 | LV_418-4_0_6_line_55 |  | 46 | 49 | 0.0047795 | 0.125 | 0.08 | 261 | 0 | 0.364 | 1 | 1 | cs | TRUE
56 | LV_418-4_0_6_line_56 |  | 46 | 50 | 0.33477 | 0.125 | 0.08 | 261 | 0 | 0.364 | 1 | 1 | cs | TRUE
57 | LV_418-4_0_6_line_57 |  | 47 | 51 | 0.020598 | 0.125 | 0.08 | 261 | 0 | 0.364 | 1 | 1 | cs | TRUE
58 | LV_418-4_0_6_line_58 |  | 48 | 52 | 0.25577 | 0.125 | 0.08 | 261 | 0 | 0.364 | 1 | 1 | cs | TRUE
59 | LV_418-4_0_6_line_59 |  | 50 | 53 | 0.058827 | 0.125 | 0.08 | 261 | 0 | 0.364 | 1 | 1 | cs | TRUE
60 | LV_418-4_0_6_line_60 |  | 50 | 54 | 0.015339 | 0.125 | 0.08 | 261 | 0 | 0.364 | 1 | 1 | cs | TRUE
61 | LV_418-4_0_6_line_61 |  | 55 | 56 | 0.080678 | 0.125 | 0.08 | 261 | 0 | 0.364 | 1 | 1 | cs | TRUE
62 | LV_418-4_0_6_line_62 |  | 55 | 57 | 0.0061675 | 0.125 | 0.08 | 261 | 0 | 0.364 | 1 | 1 | cs | TRUE
63 | LV_418-4_0_6_line_63 |  | 56 | 58 | 0.029538 | 0.125 | 0.08 | 261 | 0 | 0.364 | 1 | 1 | cs | TRUE
64 | LV_418-4_0_6_line_64 |  | 57 | 59 | 0.0099881 | 0.125 | 0.08 | 261 | 0 | 0.364 | 1 | 1 | cs | TRUE
65 | LV_418-4_0_6_line_65 |  | 58 | 62 | 0.0084425 | 0.125 | 0.08 | 261 | 0 | 0.364 | 1 | 1 | cs | TRUE
66 | LV_418-4_0_6_line_66 |  | 59 | 63 | 0.013062 | 0.125 | 0.08 | 261 | 0 | 0.364 | 1 | 1 | cs | TRUE
67 | LV_418-4_0_6_line_67 |  | 60 | 61 | 0.010654 | 0.125 | 0.08 | 261 | 0 | 0.364 | 1 | 1 | cs | TRUE
68 | LV_418-4_0_6_line_68 |  | 61 | 65 | 0.024822 | 0.125 | 0.08 | 261 | 0 | 0.364 | 1 | 1 | cs | TRUE
69 | LV_418-4_0_6_line_69 |  | 61 | 64 | 0.25646 | 0.125 | 0.08 | 261 | 0 | 0.364 | 1 | 1 | cs | TRUE
70 | LV_418-4_0_6_line_70 |  | 62 | 64 | 0.0025766 | 0.125 | 0.08 | 261 | 0 | 0.364 | 1 | 1 | cs | TRUE
71 | LV_418-4_0_6_line_71 |  | 63 | 66 | 0.029257 | 0.125 | 0.08 | 261 | 0 | 0.364 | 1 | 1 | cs | TRUE
72 | LV_418-4_0_6_line_72 |  | 64 | 82 | 0.012569 | 0.125 | 0.08 | 261 | 0 | 0.364 | 1 | 1 | cs | TRUE
73 | LV_418-4_0_6_line_73 |  | 65 | 71 | 0.012455 | 0.125 | 0.08 | 261 | 0 | 0.364 | 1 | 1 | cs | TRUE
74 | LV_418-4_0_6_line_74 |  | 65 | 74 | 0.011736 | 0.125 | 0.08 | 261 | 0 | 0.364 | 1 | 1 | cs | TRUE
75 | LV_418-4_0_6_line_75 |  | 66 | 108 | 0.031922 | 0.125 | 0.08 | 261 | 0 | 0.364 | 1 | 1 | cs | TRUE
76 | LV_418-4_0_6_line_76 |  | 67 | 68 | 0.035347 | 0.125 | 0.08 | 261 | 0 | 0.364 | 1 | 1 | cs | TRUE
77 | LV_418-4_0_6_line_77 |  | 67 | 69 | 0.02318 | 0.125 | 0.08 | 261 | 0 | 0.364 | 1 | 1 | cs | TRUE
78 | LV_418-4_0_6_line_78 |  | 69 | 70 | 0.12628 | 0.125 | 0.08 | 261 | 0 | 0.364 | 1 | 1 | cs | TRUE
79 | LV_418-4_0_6_line_79 |  | 70 | 71 | 0.00167 | 0.125 | 0.08 | 261 | 0 | 0.364 | 1 | 1 | cs | TRUE
80 | LV_418-4_0_6_line_80 |  | 70 | 72 | 0.015502 | 0.125 | 0.08 | 261 | 0 | 0.364 | 1 | 1 | cs | TRUE
81 | LV_418-4_0_6_line_81 |  | 73 | 74 | 0.041321 | 0.125 | 0.08 | 261 | 0 | 0.364 | 1 | 1 | cs | TRUE
82 | LV_418-4_0_6_line_82 |  | 73 | 75 | 0.17434 | 0.125 | 0.08 | 261 | 0 | 0.364 | 1 | 2 | cs | TRUE
83 | LV_418-4_0_6_line_83 |  | 74 | 76 | 0.0085507 | 0.125 | 0.08 | 261 | 0 | 0.364 | 1 | 1 | cs | TRUE
84 | LV_418-4_0_6_line_84 |  | 75 | 77 | 0.040019 | 0.125 | 0.08 | 261 | 0 | 0.364 | 1 | 3 | cs | TRUE
85 | LV_418-4_0_6_line_85 |  | 77 | 80 | 0.030527 | 0.125 | 0.08 | 261 | 0 | 0.364 | 1 | 3 | cs | TRUE
86 | LV_418-4_0_6_line_86 |  | 78 | 79 | 0.013941 | 0.125 | 0.08 | 261 | 0 | 0.364 | 1 | 1 | cs | TRUE
87 | LV_418-4_0_6_line_87 |  | 79 | 81 | 0.014004 | 0.125 | 0.08 | 261 | 0 | 0.364 | 1 | 3 | cs | TRUE
88 | LV_418-4_0_6_line_88 |  | 79 | 80 | 0.016151 | 0.125 | 0.08 | 261 | 0 | 0.364 | 1 | 3 | cs | TRUE
89 | LV_418-4_0_6_line_89 |  | 81 | 105 | 0.014084 | 0.125 | 0.08 | 261 | 0 | 0.364 | 1 | 1 | cs | TRUE
90 | LV_418-4_0_6_line_90 |  | 81 | 106 | 0.004479 | 0.125 | 0.08 | 261 | 0 | 0.364 | 1 | 3 | cs | TRUE
91 | LV_418-4_0_6_line_91 |  | 82 | 83 | 0.010454 | 0.125 | 0.08 | 261 | 0 | 0.364 | 1 | 1 | cs | TRUE
92 | LV_418-4_0_6_line_92 |  | 83 | 95 | 0.011609 | 0.125 | 0.08 | 261 | 0 | 0.364 | 1 | 1 | cs | TRUE
93 | LV_418-4_0_6_line_93 |  | 84 | 85 | 0.3005 | 0.125 | 0.08 | 261 | 0 | 0.364 | 1 | 2 | cs | TRUE
94 | LV_418-4_0_6_line_94 |  | 84 | 86 | 0.012989 | 0.125 | 0.08 | 261 | 0 | 0.364 | 1 | 1 | cs | TRUE
95 | LV_418-4_0_6_line_95 |  | 85 | 87 | 0.059774 | 0.125 | 0.08 | 261 | 0 | 0.364 | 1 | 3 | cs | TRUE
96 | LV_418-4_0_6_line_96 |  | 85 | 88 | 0.19629 | 0.125 | 0.08 | 261 | 0 | 0.364 | 1 | 3 | cs | TRUE
97 | LV_418-4_0_6_line_97 |  | 86 | 89 | 0.022861 | 0.125 | 0.08 | 261 | 0 | 0.364 | 1 | 1 | cs | TRUE
98 | LV_418-4_0_6_line_98 |  | 87 | 90 | 0.31035 | 0.125 | 0.08 | 261 | 0 | 0.364 | 1 | 3 | cs | TRUE
99 | LV_418-4_0_6_line_99 |  | 88 | 91 | 0.0044698 | 0.125 | 0.08 | 261 | 0 | 0.364 | 1 | 3 | cs | TRUE
100 | LV_418-4_0_6_line_100 |  | 89 | 92 | 0.028866 | 0.125 | 0.08 | 261 | 0 | 0.364 | 1 | 1 | cs | TRUE
101 | LV_418-4_0_6_line_101 |  | 90 | 93 | 0.01442 | 0.125 | 0.08 | 261 | 0 | 0.364 | 1 | 3 | cs | TRUE
102 | LV_418-4_0_6_line_102 |  | 91 | 94 | 0.09147 | 0.125 | 0.08 | 261 | 0 | 0.364 | 1 | 3 | cs | TRUE
103 | LV_418-4_0_6_line_103 |  | 93 | 110 | 0.023164 | 0.125 | 0.08 | 261 | 0 | 0.364 | 1 | 3 | cs | TRUE
104 | LV_418-4_0_6_line_104 |  | 94 | 101 | 0.0047738 | 0.125 | 0.08 | 261 | 0 | 0.364 | 1 | 3 | cs | TRUE
105 | LV_418-4_0_6_line_105 |  | 94 | 100 | 0.030546 | 0.125 | 0.08 | 261 | 0 | 0.364 | 1 | 1 | cs | TRUE
106 | LV_418-4_0_6_line_106 |  | 95 | 96 | 0.012435 | 0.125 | 0.08 | 261 | 0 | 0.364 | 1 | 1 | cs | TRUE
107 | LV_418-4_0_6_line_107 |  | 96 | 97 | 0.0026756 | 0.125 | 0.08 | 261 | 0 | 0.364 | 1 | 1 | cs | TRUE
108 | LV_418-4_0_6_line_108 |  | 97 | 98 | 0.020853 | 0.125 | 0.08 | 261 | 0 | 0.364 | 1 | 1 | cs | TRUE
109 | LV_418-4_0_6_line_109 |  | 98 | 99 | 0.0063163 | 0.125 | 0.08 | 261 | 0 | 0.364 | 1 | 1 | cs | TRUE
110 | LV_418-4_0_6_line_110 |  | 101 | 102 | 0.042625 | 0.125 | 0.08 | 261 | 0 | 0.364 | 1 | 3 | cs | TRUE
111 | LV_418-4_0_6_line_111 |  | 102 | 103 | 0.042384 | 0.125 | 0.08 | 261 | 0 | 0.364 | 1 | 3 | cs | TRUE
112 | LV_418-4_0_6_line_112 |  | 103 | 104 | 0.24981 | 0.125 | 0.08 | 261 | 0 | 0.364 | 1 | 3 | cs | TRUE
113 | LV_418-4_0_6_line_113 |  | 104 | 117 | 0.04387 | 0.125 | 0.08 | 261 | 0 | 0.364 | 1 | 3 | cs | TRUE
114 | LV_418-4_0_6_line_114 |  | 106 | 107 | 0.013303 | 0.125 | 0.08 | 261 | 0 | 0.364 | 1 | 3 | cs | TRUE
115 | LV_418-4_0_6_line_115 |  | 107 | 110 | 0.010017 | 0.125 | 0.08 | 261 | 0 | 0.364 | 1 | 3 | cs | TRUE
116 | LV_418-4_0_6_line_116 |  | 108 | 109 | 0.0055806 | 0.125 | 0.08 | 261 | 0 | 0.364 | 1 | 1 | cs | TRUE
117 | LV_418-4_0_6_line_117 |  | 111 | 112 | 0.031675 | 0.125 | 0.08 | 261 | 0 | 0.364 | 1 | 3 | cs | TRUE
118 | LV_418-4_0_6_line_118 |  | 111 | 113 | 0.074107 | 0.125 | 0.08 | 261 | 0 | 0.364 | 1 | 3 | cs | TRUE
119 | LV_418-4_0_6_line_119 |  | 112 | 114 | 0.011834 | 0.125 | 0.08 | 261 | 0 | 0.364 | 1 | 3 | cs | TRUE
120 | LV_418-4_0_6_line_120 |  | 113 | 115 | 0.04104 | 0.125 | 0.08 | 261 | 0 | 0.364 | 1 | 3 | cs | TRUE
121 | LV_418-4_0_6_line_121 |  | 114 | 154 | 0.040901 | 0.125 | 0.08 | 261 | 0 | 0.364 | 1 | 3 | cs | TRUE
122 | LV_418-4_0_6_line_122 |  | 115 | 116 | 0.07815 | 0.125 | 0.08 | 261 | 0 | 0.364 | 1 | 3 | cs | TRUE
123 | LV_418-4_0_6_line_123 |  | 116 | 117 | 0.03749 | 0.125 | 0.08 | 261 | 0 | 0.364 | 1 | 3 | cs | TRUE
124 | LV_418-4_0_6_line_124 |  | 118 | 119 | 0.0017584 | 0.125 | 0.08 | 261 | 0 | 0.364 | 1 | 1 | cs | TRUE
125 | LV_418-4_0_6_line_125 |  | 118 | 120 | 0.019365 | 0.125 | 0.08 | 261 | 0 | 0.364 | 1 | 1 | cs | TRUE
126 | LV_418-4_0_6_line_126 |  | 119 | 121 | 0.013142 | 0.125 | 0.08 | 261 | 0 | 0.364 | 1 | 1 | cs | TRUE
127 | LV_418-4_0_6_line_127 |  | 120 | 122 | 0.018012 | 0.125 | 0.08 | 261 | 0 | 0.364 | 1 | 1 | cs | TRUE
128 | LV_418-4_0_6_line_128 |  | 121 | 123 | 0.010411 | 0.125 | 0.08 | 261 | 0 | 0.364 | 1 | 1 | cs | TRUE
129 | LV_418-4_0_6_line_129 |  | 122 | 124 | 0.019196 | 0.125 | 0.08 | 261 | 0 | 0.364 | 1 | 1 | cs | TRUE
130 | LV_418-4_0_6_line_130 |  | 123 | 125 | 0.053492 | 0.125 | 0.08 | 261 | 0 | 0.364 | 1 | 1 | cs | TRUE
131 | LV_418-4_0_6_line_131 |  | 123 | 126 | 0.032123 | 0.125 | 0.08 | 261 | 0 | 0.364 | 1 | 1 | cs | TRUE
132 | LV_418-4_0_6_line_132 |  | 125 | 134 | 0.0043063 | 0.125 | 0.08 | 261 | 0 | 0.364 | 1 | 1 | cs | TRUE
133 | LV_418-4_0_6_line_133 |  | 126 | 130 | 0.0023821 | 0.125 | 0.08 | 261 | 0 | 0.364 | 1 | 1 | cs | TRUE
134 | LV_418-4_0_6_line_134 |  | 128 | 129 | 0.015444 | 0.125 | 0.08 | 261 | 0 | 0.364 | 1 | 1 | cs | TRUE
135 | LV_418-4_0_6_line_135 |  | 129 | 141 | 0.01179 | 0.125 | 0.08 | 261 | 0 | 0.364 | 1 | 1 | cs | TRUE
136 | LV_418-4_0_6_line_136 |  | 130 | 131 | 0.0054225 | 0.125 | 0.08 | 261 | 0 | 0.364 | 1 | 1 | cs | TRUE
137 | LV_418-4_0_6_line_137 |  | 131 | 132 | 0.018301 | 0.125 | 0.08 | 261 | 0 | 0.364 | 1 | 1 | cs | TRUE
138 | LV_418-4_0_6_line_138 |  | 131 | 133 | 0.03999 | 0.125 | 0.08 | 261 | 0 | 0.364 | 1 | 1 | cs | TRUE
139 | LV_418-4_0_6_line_139 |  | 132 | 135 | 0.051427 | 0.125 | 0.08 | 261 | 0 | 0.364 | 1 | 1 | cs | TRUE
140 | LV_418-4_0_6_line_140 |  | 133 | 136 | 0.033026 | 0.125 | 0.08 | 261 | 0 | 0.364 | 1 | 1 | cs | TRUE
141 | LV_418-4_0_6_line_141 |  | 134 | 137 | 0.013138 | 0.125 | 0.08 | 261 | 0 | 0.364 | 1 | 1 | cs | TRUE
142 | LV_418-4_0_6_line_142 |  | 135 | 143 | 0.052011 | 0.125 | 0.08 | 261 | 0 | 0.364 | 1 | 1 | cs | TRUE
143 | LV_418-4_0_6_line_143 |  | 137 | 151 | 0.0059024 | 0.125 | 0.08 | 261 | 0 | 0.364 | 1 | 1 | cs | TRUE
144 | LV_418-4_0_6_line_144 |  | 138 | 139 | 0.021261 | 0.125 | 0.08 | 261 | 0 | 0.364 | 1 | 1 | cs | TRUE
145 | LV_418-4_0_6_line_145 |  | 138 | 140 | 0.0034301 | 0.125 | 0.08 | 261 | 0 | 0.364 | 1 | 1 | cs | TRUE
146 | LV_418-4_0_6_line_146 |  | 139 | 141 | 0.011641 | 0.125 | 0.08 | 261 | 0 | 0.364 | 1 | 1 | cs | TRUE
147 | LV_418-4_0_6_line_147 |  | 140 | 142 | 0.011309 | 0.125 | 0.08 | 261 | 0 | 0.364 | 1 | 1 | cs | TRUE
148 | LV_418-4_0_6_line_148 |  | 141 | 143 | 0.0098598 | 0.125 | 0.08 | 261 | 0 | 0.364 | 1 | 1 | cs | TRUE
149 | LV_418-4_0_6_line_149 |  | 144 | 145 | 0.031365 | 0.125 | 0.08 | 261 | 0 | 0.364 | 1 | 1 | cs | TRUE
150 | LV_418-4_0_6_line_150 |  | 144 | 146 | 0.014477 | 0.125 | 0.08 | 261 | 0 | 0.364 | 1 | 1 | cs | TRUE
151 | LV_418-4_0_6_line_151 |  | 145 | 147 | 0.0094985 | 0.125 | 0.08 | 261 | 0 | 0.364 | 1 | 1 | cs | TRUE
152 | LV_418-4_0_6_line_152 |  | 146 | 148 | 0.013992 | 0.125 | 0.08 | 261 | 0 | 0.364 | 1 | 1 | cs | TRUE
153 | LV_418-4_0_6_line_153 |  | 147 | 149 | 0.12968 | 0.125 | 0.08 | 261 | 0 | 0.364 | 1 | 1 | cs | TRUE
154 | LV_418-4_0_6_line_154 |  | 150 | 151 | 0.030442 | 0.125 | 0.08 | 261 | 0 | 0.364 | 1 | 1 | cs | TRUE
155 | LV_418-4_0_6_line_155 |  | 150 | 152 | 0.0022948 | 0.125 | 0.08 | 261 | 0 | 0.364 | 1 | 1 | cs | TRUE
156 | LV_418-4_0_6_line_156 |  | 152 | 153 | 0.03079 | 0.125 | 0.08 | 261 | 0 | 0.364 | 1 | 1 | cs | TRUE
157 | LV_418-4_0_6_line_157 |  | 154 | 155 | 0.42592 | 0.125 | 0.08 | 261 | 0 | 0.364 | 1 | 3 | cs | TRUE
158 | LV_418-4_0_6_line_158 |  | 155 | 156 | 0.0067186 | 0.125 | 0.08 | 261 | 0 | 0.364 | 1 | 3 | cs | TRUE
159 | LV_418-4_0_6_line_159 |  | 156 | 157 | 0.033414 | 0.125 | 0.08 | 261 | 0 | 0.364 | 1 | 3 | cs | TRUE
160 | LV_418-4_0_6_line_160 |  | 157 | 158 | 0.050348 | 0.125 | 0.08 | 261 | 0 | 0.364 | 1 | 1 | cs | TRUE
161 | LV_418-4_0_6_line_161 |  | 157 | 159 | 0.25977 | 0.125 | 0.08 | 261 | 0 | 0.364 | 1 | 3 | cs | TRUE
162 | LV_418-4_0_6_line_162 |  | 159 | 199 | 0.026493 | 0.125 | 0.08 | 261 | 0 | 0.364 | 1 | 1 | cs | TRUE
163 | LV_418-4_0_6_line_163 |  | 159 | 194 | 0.1096 | 0.125 | 0.08 | 261 | 0 | 0.364 | 1 | 3 | cs | TRUE
164 | LV_418-4_0_6_line_164 |  | 160 | 161 | 0.01377 | 0.125 | 0.08 | 261 | 0 | 0.364 | 1 | 3 | cs | TRUE
165 | LV_418-4_0_6_line_165 |  | 160 | 162 | 0.018589 | 0.125 | 0.08 | 261 | 0 | 0.364 | 1 | 3 | cs | TRUE
166 | LV_418-4_0_6_line_166 |  | 161 | 163 | 0.011761 | 0.125 | 0.08 | 261 | 0 | 0.364 | 1 | 3 | cs | TRUE
167 | LV_418-4_0_6_line_167 |  | 162 | 164 | 0.026168 | 0.125 | 0.08 | 261 | 0 | 0.364 | 1 | 3 | cs | TRUE
168 | LV_418-4_0_6_line_168 |  | 163 | 165 | 0.004336 | 0.125 | 0.08 | 261 | 0 | 0.364 | 1 | 3 | cs | TRUE
169 | LV_418-4_0_6_line_169 |  | 164 | 166 | 0.033371 | 0.125 | 0.08 | 261 | 0 | 0.364 | 1 | 3 | cs | TRUE
170 | LV_418-4_0_6_line_170 |  | 165 | 169 | 0.0076733 | 0.125 | 0.08 | 261 | 0 | 0.364 | 1 | 3 | cs | TRUE
171 | LV_418-4_0_6_line_171 |  | 166 | 170 | 0.015777 | 0.125 | 0.08 | 261 | 0 | 0.364 | 1 | 3 | cs | TRUE
172 | LV_418-4_0_6_line_172 |  | 167 | 168 | 0.023179 | 0.125 | 0.08 | 261 | 0 | 0.364 | 1 | 1 | cs | TRUE
173 | LV_418-4_0_6_line_173 |  | 168 | 190 | 0.030329 | 0.125 | 0.08 | 261 | 0 | 0.364 | 1 | 1 | cs | TRUE
174 | LV_418-4_0_6_line_174 |  | 168 | 187 | 0.027956 | 0.125 | 0.08 | 261 | 0 | 0.364 | 1 | 1 | cs | TRUE
175 | LV_418-4_0_6_line_175 |  | 169 | 201 | 0.023335 | 0.125 | 0.08 | 261 | 0 | 0.364 | 1 | 3 | cs | TRUE
176 | LV_418-4_0_6_line_176 |  | 170 | 206 | 0.016482 | 0.125 | 0.08 | 261 | 0 | 0.364 | 1 | 1 | cs | TRUE
177 | LV_418-4_0_6_line_177 |  | 170 | 173 | 0.028734 | 0.125 | 0.08 | 261 | 0 | 0.364 | 1 | 3 | cs | TRUE
178 | LV_418-4_0_6_line_178 |  | 171 | 172 | 0.021032 | 0.125 | 0.08 | 261 | 0 | 0.364 | 1 | 3 | cs | TRUE
179 | LV_418-4_0_6_line_179 |  | 172 | 173 | 0.4659 | 0.125 | 0.08 | 261 | 0 | 0.364 | 1 | 3 | cs | TRUE
180 | LV_418-4_0_6_line_180 |  | 174 | 175 | 0.010637 | 0.125 | 0.08 | 261 | 0 | 0.364 | 1 | 3 | cs | TRUE
181 | LV_418-4_0_6_line_181 |  | 174 | 176 | 0.015651 | 0.125 | 0.08 | 261 | 0 | 0.364 | 1 | 3 | cs | TRUE
182 | LV_418-4_0_6_line_182 |  | 175 | 177 | 0.012342 | 0.125 | 0.08 | 261 | 0 | 0.364 | 1 | 3 | cs | TRUE
183 | LV_418-4_0_6_line_183 |  | 175 | 178 | 0.032225 | 0.125 | 0.08 | 261 | 0 | 0.364 | 1 | 1 | cs | TRUE
184 | LV_418-4_0_6_line_184 |  | 176 | 179 | 0.013883 | 0.125 | 0.08 | 261 | 0 | 0.364 | 1 | 3 | cs | TRUE
185 | LV_418-4_0_6_line_185 |  | 176 | 180 | 0.073327 | 0.125 | 0.08 | 261 | 0 | 0.364 | 1 | 1 | cs | TRUE
186 | LV_418-4_0_6_line_186 |  | 177 | 181 | 0.019413 | 0.125 | 0.08 | 261 | 0 | 0.364 | 1 | 3 | cs | TRUE
187 | LV_418-4_0_6_line_187 |  | 178 | 182 | 0.002027 | 0.125 | 0.08 | 261 | 0 | 0.364 | 1 | 1 | cs | TRUE
188 | LV_418-4_0_6_line_188 |  | 179 | 183 | 0.021619 | 0.125 | 0.08 | 261 | 0 | 0.364 | 1 | 3 | cs | TRUE
189 | LV_418-4_0_6_line_189 |  | 181 | 184 | 0.024441 | 0.125 | 0.08 | 261 | 0 | 0.364 | 1 | 3 | cs | TRUE
190 | LV_418-4_0_6_line_190 |  | 183 | 185 | 0.19456 | 0.125 | 0.08 | 261 | 0 | 0.364 | 1 | 3 | cs | TRUE
191 | LV_418-4_0_6_line_191 |  | 184 | 194 | 0.11425 | 0.125 | 0.08 | 261 | 0 | 0.364 | 1 | 3 | cs | TRUE
192 | LV_418-4_0_6_line_192 |  | 185 | 193 | 0.35199 | 0.125 | 0.08 | 261 | 0 | 0.364 | 1 | 3 | cs | TRUE
193 | LV_418-4_0_6_line_193 |  | 186 | 187 | 0.036314 | 0.125 | 0.08 | 261 | 0 | 0.364 | 1 | 1 | cs | TRUE
194 | LV_418-4_0_6_line_194 |  | 186 | 188 | 0.0094968 | 0.125 | 0.08 | 261 | 0 | 0.364 | 1 | 1 | cs | TRUE
195 | LV_418-4_0_6_line_195 |  | 188 | 189 | 0.015941 | 0.125 | 0.08 | 261 | 0 | 0.364 | 1 | 1 | cs | TRUE
196 | LV_418-4_0_6_line_196 |  | 189 | 191 | 0.000352 | 0.125 | 0.08 | 261 | 0 | 0.364 | 1 | 1 | cs | TRUE
197 | LV_418-4_0_6_line_197 |  | 190 | 192 | 0.012014 | 0.125 | 0.08 | 261 | 0 | 0.364 | 1 | 1 | cs | TRUE
198 | LV_418-4_0_6_line_198 |  | 192 | 201 | 0.01114 | 0.125 | 0.08 | 261 | 0 | 0.364 | 1 | 1 | cs | TRUE
199 | LV_418-4_0_6_line_199 |  | 193 | 195 | 0.086678 | 0.125 | 0.08 | 261 | 0 | 0.364 | 1 | 1 | cs | TRUE
200 | LV_418-4_0_6_line_200 |  | 193 | 196 | 0.26809 | 0.125 | 0.08 | 261 | 0 | 0.364 | 1 | 3 | cs | TRUE
201 | LV_418-4_0_6_line_201 |  | 194 | 197 | 0.012958 | 0.125 | 0.08 | 261 | 0 | 0.364 | 1 | 1 | cs | TRUE
202 | LV_418-4_0_6_line_202 |  | 194 | 198 | 0.024459 | 0.125 | 0.08 | 261 | 0 | 0.364 | 1 | 1 | cs | TRUE
203 | LV_418-4_0_6_line_203 |  | 195 | 203 | 0.01235 | 0.125 | 0.08 | 261 | 0 | 0.364 | 1 | 1 | cs | TRUE
204 | LV_418-4_0_6_line_204 |  | 196 | 202 | 0.015682 | 0.125 | 0.08 | 261 | 0 | 0.364 | 1 | 1 | cs | TRUE
205 | LV_418-4_0_6_line_205 |  | 196 | 200 | 0.14058 | 0.125 | 0.08 | 261 | 0 | 0.364 | 1 | 3 | cs | TRUE
206 | LV_418-4_0_6_line_206 |  | 198 | 204 | 0.01116 | 0.125 | 0.08 | 261 | 0 | 0.364 | 1 | 1 | cs | TRUE
207 | LV_418-4_0_6_line_207 |  | 198 | 205 | 0.012226 | 0.125 | 0.08 | 261 | 0 | 0.364 | 1 | 1 | cs | TRUE
208 | LV_418-4_0_6_line_208 |  | 200 | 201 | 0.038095 | 0.125 | 0.08 | 261 | 0 | 0.364 | 1 | 3 | cs | TRUE
209 | LV_418-4_0_6_line_209 |  | 203 | 213 | 0.20649 | 0.125 | 0.08 | 261 | 0 | 0.364 | 1 | 1 | cs | TRUE
210 | LV_418-4_0_6_line_210 |  | 205 | 207 | 0.043 | 0.125 | 0.08 | 261 | 0 | 0.364 | 1 | 1 | cs | TRUE
211 | LV_418-4_0_6_line_211 |  | 207 | 208 | 0.0071704 | 0.125 | 0.08 | 261 | 0 | 0.364 | 1 | 1 | cs | TRUE
212 | LV_418-4_0_6_line_212 |  | 209 | 210 | 0.015504 | 0.125 | 0.08 | 261 | 0 | 0.364 | 1 | 1 | cs | TRUE
213 | LV_418-4_0_6_line_213 |  | 211 | 212 | 0.00070429 | 0.125 | 0.08 | 261 | 0 | 0.364 | 1 | 1 | cs | TRUE
214 | LV_418-4_0_6_line_214 |  | 211 | 213 | 0.027464 | 0.125 | 0.08 | 261 | 0 | 0.364 | 1 | 1 | cs | TRUE
215 | LV_418-4_0_6_line_215 |  | 214 | 215 | 0.0050361 | 0.125 | 0.08 | 261 | 0 | 0.364 | 1 | 1 | cs | TRUE
216 | LV_418-4_0_6_line_216 |  | 215 | 216 | 0.049309 | 0.125 | 0.08 | 261 | 0 | 0.364 | 1 | 1 | cs | TRUE
217 | LV_418-4_0_6_line_217 |  | 216 | 217 | 0.018622 | 0.125 | 0.08 | 261 | 0 | 0.364 | 1 | 1 | cs | TRUE
218 | LV_418-4_0_6_line_218 |  | 216 | 218 | 0.068097 | 0.125 | 0.08 | 261 | 0 | 0.364 | 1 | 1 | cs | TRUE
219 | LV_418-4_0_6_line_219 |  | 218 | 219 | 0.25502 | 0.125 | 0.08 | 261 | 0 | 0.364 | 1 | 1 | cs | TRUE
220 | LV_418-4_0_6_line_220 |  | 218 | 220 | 0.020302 | 0.125 | 0.08 | 261 | 0 | 0.364 | 1 | 1 | cs | TRUE
221 | LV_418-4_0_6_line_221 |  | 219 | 223 | 0.035043 | 0.125 | 0.08 | 261 | 0 | 0.364 | 1 | 1 | cs | TRUE
222 | LV_418-4_0_6_line_222 |  | 220 | 222 | 0.026363 | 0.125 | 0.08 | 261 | 0 | 0.364 | 1 | 1 | cs | TRUE
223 | LV_418-4_0_6_line_223 |  | 221 | 222 | 0.020397 | 0.125 | 0.08 | 261 | 0 | 0.364 | 1 | 1 | cs | TRUE

## trafo
| name | std_type | hv_bus | lv_bus | sn_mva | vn_hv_kv | vn_lv_kv | vk_percent | vkr_percent | pfe_kw | i0_percent | shift_degree | tap_side | tap_neutral | tap_min | tap_max | tap_step_percent | tap_step_degree | tap_pos | tap_phase_shifter | parallel | df | in_service
0 | LV_418-4_0_6_trafo_155 | 0.63 MVA 20/0.4 kV | 225 | 172 | 0.63 | 20 | 0.4 | 6 | 1.206 | 1.65 | 0.2619 | 150 | hv | 0 | -2 | 2 | 2.5 | 0 | 0 | FALSE | 1 | 1 | TRUE

## line_geodata
| x0 | y0 | x1 | y1 | x2 | y2 | x3 | y3 | x4 | y4 | x5 | y5 | x6 | y6 | x7 | y7 | x8 | y8 | x9 | y9 | x10 | y10 | x11 | y11 | x12 | y12 | x13 | y13 | x14 | y14 | x15 | y15 | x16 | y16 | x17 | y17 | x18 | y18 | x19 | y19 | x20 | y20 | x21 | y21 | x22 | y22 | x23 | y23 | x24 | y24 | x25 | y25 | x26 | y26 | x27 | y27 | x28 | y28 | x29 | y29
0 | 2612738.1496 | 1209102.7107 | 2612733.1486 | 1209096.5269 | 2612723.2365 | 1209088.3981
1 | 2612779.1201 | 1209153.3561 | 2612757.7265 | 1209126.9182 | 2612738.1496 | 1209102.7107
2 | 2612658.2761 | 1209015.3519 | 2612659.2868 | 1209018.5829 | 2612663.7405 | 1209033.2337 | 2612671.8545 | 1209049.5043 | 2612684.6125 | 1209062.2939 | 2612714.2701 | 1209081.0449 | 2612723.2365 | 1209088.3981
3 | 2612645.4604 | 1209097.8532 | 2612650.0536 | 1209100.4087 | 2612695.0274 | 1209122.616 | 2612749.0209 | 1209142.3526 | 2612779.1201 | 1209153.3561
4 | 2612627.6622 | 1208937.4824 | 2612632.5264 | 1208944.9523 | 2612639.427 | 1208960.0085 | 2612646.4656 | 1208978.0778 | 2612651.3214 | 1208993.1186 | 2612658.2761 | 1209015.3519
5 | 2612645.4604 | 1209097.8532 | 2612638.3238 | 1209093.8804 | 2612584.9153 | 1209052.1449 | 2612549.1064 | 1209019.5518 | 2612515.8696 | 1208999.9715 | 2612495.0051 | 1208996.0259 | 2612473.6801 | 1208993.3193
6 | 2612645.4604 | 1209097.8532 | 2612646.1971 | 1209105.3033 | 2612648.104 | 1209120.1822 | 2612649.1126 | 1209123.8335
7 | 2612670.9073 | 1208623.8445 | 2612680.1178 | 1208614.3031 | 2612685.007 | 1208610.0778 | 2612688.6299 | 1208607.962 | 2612692.0369 | 1208607.2577 | 2612695.6102 | 1208606.9985 | 2612699.1732 | 1208608.0288 | 2612702.7364 | 1208608.9814 | 2612705.8298 | 1208609.1991 | 2612709.1005 | 1208608.2389
8 | 2612670.9073 | 1208623.8445 | 2612661.3285 | 1208768.1152
9 | 2612709.1005 | 1208608.2389 | 2612700.2632 | 1208595.88 | 2612693.354 | 1208584.7481 | 2612688.8021 | 1208576.8785 | 2612684.7227 | 1208568.4208 | 2612680.3015 | 1208556.2047 | 2612676.114 | 1208541.3321 | 2612673.5546 | 1208529.4201 | 2612671.6885 | 1208516.798 | 2612670.9905 | 1208505.368 | 2612671.2329 | 1208491.3608 | 2612673.1204 | 1208468.73 | 2612674.5528 | 1208445.598 | 2612674.1555 | 1208435.7584
10 | 2612661.3285 | 1208768.1152 | 2612663.4181 | 1208768.6199
11 | 2612618.4434 | 1208922.3213 | 2612624.9497 | 1208933.3188 | 2612627.6622 | 1208937.4824
12 | 2612473.6801 | 1208993.3193 | 2612471.2273 | 1208993.008 | 2612454.8205 | 1208990.083
13 | 2612649.1126 | 1209123.8335 | 2612649.9446 | 1209126.8453 | 2612658.1471 | 1209141.2432
14 | 2612618.4434 | 1208922.3213 | 2612610.3078 | 1208912.5543 | 2612600.9483 | 1208906.4312 | 2612590.6203 | 1208901.7847 | 2612577.3086 | 1208899.0664 | 2612565.0773 | 1208899.4521 | 2612549.569 | 1208903.8888 | 2612536.5117 | 1208910.365 | 2612523.4442 | 1208918.0642
15 | 2612618.4434 | 1208922.3213 | 2612619.2806 | 1208914.6076 | 2612624.9985 | 1208910.1394 | 2612635.6015 | 1208906.9155 | 2612652.7322 | 1208904.517 | 2612684.552 | 1208900.5153 | 2612696.7893 | 1208897.2839 | 2612701.4052 | 1208895.458
16 | 2612658.1471 | 1209141.2432 | 2612663.6288 | 1209150.8653 | 2612668.9076 | 1209163.4723 | 2612670.1168 | 1209170.3898 | 2612669.2856 | 1209175.2686 | 2612667.6478 | 1209180.5458 | 2612662.7382 | 1209187.4393 | 2612648.84 | 1209203.6522 | 2612643.1919 | 1209210.0249
17 | 2611992.1855 | 1208769.5853 | 2611980.7471 | 1208768.6731 | 2611962.7902 | 1208769.8268 | 2611951.9692 | 1208771.8952 | 2611938.2162 | 1208776.7372 | 2611897.3128 | 1208799.7464 | 2611900.1451 | 1208805.0883
18 | 2611992.1855 | 1208769.5853 | 2611987.9675 | 1208761.5502 | 2611988.6709 | 1208755.7373 | 2611995.4692 | 1208750.6369 | 2612001.4508 | 1208743.4227 | 2612005.9519 | 1208735.2939 | 2612012.5106 | 1208717.0191 | 2612017.6198 | 1208705.1339
19 | 2611897.9447 | 1208818.4025 | 2611899.4717 | 1208815.0481 | 2611899.8 | 1208810.4795 | 2611900.1451 | 1208805.0883
20 | 2611900.1451 | 1208805.0883 | 2611906.1265 | 1208809.3692 | 2611908.9833 | 1208811.4995
21 | 2611858.7437 | 1208811.0652 | 2611868.753 | 1208808.1167 | 2611884.7244 | 1208803.8349 | 2611897.3128 | 1208799.7464 | 2611900.1451 | 1208805.0883
22 | 2612017.6198 | 1208705.1339 | 2612010.2472 | 1208700.9168 | 2611999.78 | 1208693.2583 | 2611951.5152 | 1208667.8924 | 2611965.6137 | 1208665.2857
23 | 2612017.6198 | 1208705.1339 | 2612023.1538 | 1208697.5297 | 2612038.7006 | 1208673.9811 | 2612056.2829 | 1208647.5907 | 2612069.7829 | 1208628.9187 | 2612079.1712 | 1208621.2222 | 2612084.5295 | 1208617.8645 | 2612079.6963 | 1208609.5946 | 2612071.4998 | 1208603.03 | 2612069.3954 | 1208602.3921
24 | 2611858.7437 | 1208811.0652 | 2611850.1163 | 1208811.0037 | 2611831.5372 | 1208811.6452 | 2611810.7899 | 1208809.3697 | 2611675.4644 | 1208784.8802 | 2611647.3811 | 1208782.8689 | 2611587.4439 | 1208782.8418
25 | 2611858.7437 | 1208811.0652 | 2611863.316 | 1208816.8219 | 2611867.3496 | 1208822.0105 | 2611885.0702 | 1208832.607 | 2611901.971 | 1208842.6016 | 2611914.5955 | 1208850.9646 | 2611919.1359 | 1208853.3628
26 | 2611587.4439 | 1208782.8418 | 2611590.2056 | 1208789.4508 | 2611599.4219 | 1208799.4963 | 2611607.1181 | 1208809.4167 | 2611613.0538 | 1208821.7461 | 2611614.6041 | 1208829.7869 | 2611614.4519 | 1208837.7355 | 2611613.0105 | 1208844.1029 | 2611610.2813 | 1208852.102 | 2611606.386 | 1208857.7865 | 2611601.8919 | 1208862.5916 | 2611600.9831 | 1208863.3588
27 | 2611587.4439 | 1208782.8418 | 2611559.1363 | 1208778.8294 | 2611558.0468 | 1208778.5746
28 | 2611587.4439 | 1208782.8418 | 2611587.7443 | 1208772.9369 | 2611587.2337 | 1208769.8636
29 | 2611979.1225 | 1208874.1615 | 2611958.1012 | 1208868.383 | 2611929.2582 | 1208858.7092 | 2611919.1359 | 1208853.3628
30 | 2612069.3954 | 1208602.3921 | 2612071.7855 | 1208597.0273 | 2612080.5726 | 1208591.6407
31 | 2611600.9831 | 1208863.3588 | 2611598.1079 | 1208865.786 | 2611592.7259 | 1208865.9202 | 2611587.9205 | 1208862.698 | 2611584.811 | 1208859.9826
32 | 2612026.572 | 1209032.2773 | 2612020.8843 | 1209021.9046 | 2612007.6568 | 1209011.3056 | 2611997.2756 | 1209002.7467 | 2611993.1203 | 1208993.8557 | 2611996.303 | 1208979.7765 | 2612007.544 | 1208965.1687 | 2612035.1579 | 1208920.3103 | 2612038.232 | 1208911.167 | 2612034.5814 | 1208900.7984 | 2612025.0226 | 1208891.4296 | 2611997.3127 | 1208881.6131 | 2611981.941 | 1208874.9342 | 2611979.1225 | 1208874.1615
33 | 2612080.5726 | 1208591.6407 | 2612082.1975 | 1208590.6447 | 2612096.0244 | 1208587.1262
34 | 2611307.8398 | 1207928.4254 | 2611281.9092 | 1207749.4166
35 | 2611307.8398 | 1207928.4254 | 2611337.4611 | 1207911.3163 | 2611347.7488 | 1207906.522 | 2611358.5529 | 1207906.0533 | 2611390.4012 | 1207909.3933 | 2611400.5982 | 1207908.312 | 2611417.3215 | 1207905.5534 | 2611440.3975 | 1207900.3612 | 2611533.341 | 1207859.5721 | 2611551.8054 | 1207852.9039
36 | 2611551.8054 | 1207852.9039 | 2611581.8756 | 1207836.1638 | 2611641.2367 | 1207793.2327 | 2611689.9261 | 1207761.1097 | 2611728.3578 | 1207737.8274 | 2611746.5157 | 1207730.8158
37 | 2611551.8054 | 1207852.9039 | 2611550.1106 | 1207864.4293 | 2611550.0958 | 1207872.1446 | 2611550.8905 | 1207881.9071 | 2611547.1853 | 1207903.0449 | 2611544.5803 | 1207929.3433 | 2611545.3379 | 1207962.274 | 2611548.6589 | 1207982.725 | 2611551.3767 | 1208000.5068 | 2611557.8641 | 1208022.876 | 2611566.0659 | 1208051.0629 | 2611569.5047 | 1208065.9503
38 | 2611321.9029 | 1208585.7593 | 2611579.945 | 1208126.7331
39 | 2611321.9029 | 1208585.7593 | 2611335.0698 | 1208601.4372 | 2611358.0974 | 1208620.3468 | 2611380.9236 | 1208637.1771 | 2611403.6911 | 1208652.7956 | 2611415.8827 | 1208665.4814 | 2611419.7837 | 1208673.0718
40 | 2611579.945 | 1208126.7331 | 2611583.0534 | 1208123.8692 | 2611588.6759 | 1208117.6544 | 2611590.4215 | 1208111.2765 | 2611588.2897 | 1208105.0578 | 2611584.2152 | 1208100.981 | 2611580.1521 | 1208094.8809 | 2611575.8417 | 1208086.5271
41 | 2611419.7837 | 1208673.0718 | 2611432.2338 | 1208697.2968 | 2611438.3306 | 1208713.2075
42 | 2611747.6073 | 1207730.3943 | 2611747.6073 | 1207730.3943 | 2611746.5157 | 1207730.8158
43 | 2611569.5047 | 1208065.9503 | 2611570.107 | 1208068.5582 | 2611571.0437 | 1208071.591
44 | 2611765.846 | 1207726.2703 | 2611747.6073 | 1207730.3943
45 | 2611571.0437 | 1208071.591 | 2611575.3805 | 1208085.6333 | 2611575.8417 | 1208086.5271
46 | 2612212.9911 | 1207624.3205 | 2612217.0833 | 1207610.916
47 | 2612212.9911 | 1207624.3205 | 2611765.846 | 1207726.2703
48 | 2612218.0824 | 1207607.6436 | 2612217.0833 | 1207610.916
49 | 2611765.846 | 1207726.2703 | 2611817.4595 | 1207977.2397
50 | 2612702.4808 | 1208847.9686 | 2612709.7336 | 1208879.6793 | 2612709.8605 | 1208887.9619 | 2612704.9523 | 1208894.0549 | 2612701.4052 | 1208895.458
51 | 2612292.2759 | 1207212.8891 | 2612285.6046 | 1207217.0111 | 2612281.4768 | 1207222.9031
52 | 2612271.0969 | 1207235.7584 | 2612277.773 | 1207228.1901 | 2612281.4768 | 1207222.9031
53 | 2612281.4768 | 1207222.9031 | 2612065.4542 | 1207023.9447
54 | 2612294.1769 | 1207211.7146 | 2612292.2759 | 1207212.8891
55 | 2612271.0969 | 1207235.7584 | 2612275.8619 | 1207236.1304
56 | 2612271.0969 | 1207235.7584 | 2612232.8926 | 1207568.3424
57 | 2612065.4542 | 1207023.9447 | 2612062.0634 | 1207020.6939 | 2612051.7913 | 1207008.5571
58 | 2612294.1769 | 1207211.7146 | 2612525.8139 | 1207103.2674
59 | 2612232.8926 | 1207568.3424 | 2612238.6247 | 1207570.1207 | 2612241.7374 | 1207572.3282 | 2612242.8945 | 1207579.0676 | 2612241.3248 | 1207584.5008 | 2612234.9527 | 1207588.6345 | 2612222.8648 | 1207591.9784 | 2612218.0824 | 1207607.6436
60 | 2612217.8409 | 1207568.7887 | 2612223.9492 | 1207567.2447 | 2612231.4824 | 1207567.9049 | 2612232.8926 | 1207568.3424
61 | 2612581.2628 | 1206451.5906 | 2612580.6379 | 1206449.8561 | 2612574.8893 | 1206438.8046 | 2612556.2872 | 1206410.5279 | 2612551.7275 | 1206401.8803 | 2612549.1797 | 1206394.7377 | 2612547.3204 | 1206385.6733 | 2612546.7636 | 1206379.782
62 | 2612546.8361 | 1206373.6323 | 2612546.569 | 1206377.7229 | 2612546.7636 | 1206379.782
63 | 2612583.3204 | 1206480.719 | 2612583.4897 | 1206478.7446 | 2612584.2564 | 1206464.9053 | 2612583.7258 | 1206460.4684 | 2612582.3616 | 1206454.6401 | 2612581.2628 | 1206451.5906
64 | 2612551.3486 | 1206364.9037 | 2612549.1685 | 1206367.4005 | 2612547.9311 | 1206369.9882 | 2612546.8361 | 1206373.6323 | 2612546.8361 | 1206373.6323
65 | 2612583.3204 | 1206480.719 | 2612582.599 | 1206489.1307
66 | 2612562.6037 | 1206358.5081 | 2612560.4631 | 1206359.2196 | 2612555.6903 | 1206361.4998 | 2612551.3486 | 1206364.9037 | 2612551.3486 | 1206364.9037
67 | 2612833.1339 | 1206549.6235 | 2612830.841 | 1206551.5196 | 2612829.6841 | 1206559.1102
68 | 2612842.8975 | 1206578.1823 | 2612835.9246 | 1206574.5098 | 2612835.5457 | 1206570.3511 | 2612834.2388 | 1206566.3239 | 2612829.6841 | 1206559.1102
69 | 2612829.6841 | 1206559.1102 | 2612582.2459 | 1206491.6811
70 | 2612582.599 | 1206489.1307 | 2612582.5231 | 1206490.0155 | 2612582.2459 | 1206491.6811
71 | 2612590.702 | 1206350.3781 | 2612568.5067 | 1206356.5461 | 2612562.6037 | 1206358.5081
72 | 2612579.225 | 1206503.8584 | 2612581.4911 | 1206496.2167 | 2612582.2459 | 1206491.6811
73 | 2612842.8975 | 1206578.1823 | 2612846.9781 | 1206572.3878 | 2612850.7273 | 1206568.5463
74 | 2612841.4507 | 1206589.7633 | 2612841.6779 | 1206583.0713 | 2612842.8975 | 1206578.1823
75 | 2612590.702 | 1206350.3781 | 2612600.7176 | 1206339.3153 | 2612609.4024 | 1206324.67
76 | 2612948.6283 | 1206425.796 | 2612948.0567 | 1206433.729 | 2612941.8478 | 1206456.5726 | 2612940.5066 | 1206460.0435
77 | 2612932.1513 | 1206481.6654 | 2612940.5066 | 1206460.0435
78 | 2612932.1513 | 1206481.6654 | 2612932.1004 | 1206491.1928 | 2612929.0666 | 1206501.592 | 2612920.4587 | 1206519.1275 | 2612910.686 | 1206533.8145 | 2612899.9864 | 1206544.5863 | 2612888.2243 | 1206550.82 | 2612865.3883 | 1206558.075 | 2612857.8968 | 1206562.2501 | 2612851.8937 | 1206567.3512
79 | 2612851.8937 | 1206567.3512 | 2612850.7273 | 1206568.5463
80 | 2612851.8937 | 1206567.3512 | 2612860.5057 | 1206569.0372 | 2612866.8232 | 1206571.3465
81 | 2612841.4507 | 1206589.7633 | 2612843.4368 | 1206606.8214 | 2612841.9975 | 1206614.9228 | 2612838.2688 | 1206626.7991 | 2612836.6711 | 1206629.8817
82 | 2612739.6723 | 1206773.8587 | 2612742.7066 | 1206766.5833 | 2612748.0278 | 1206756.5891 | 2612802.3429 | 1206671.2912 | 2612810.3567 | 1206661.0583 | 2612833.3362 | 1206636.316 | 2612836.6711 | 1206629.8817
83 | 2612841.4507 | 1206589.7633 | 2612833.9999 | 1206589.1026 | 2612832.9709 | 1206588.8065
84 | 2612739.6723 | 1206773.8587 | 2612734.332 | 1206774.9813 | 2612728.1987 | 1206780.638 | 2612725.2648 | 1206787.2354 | 2612725.6298 | 1206794.3846 | 2612723.13 | 1206804.2514 | 2612722.3447 | 1206805.7149
85 | 2612722.3447 | 1206805.7149 | 2612718.351 | 1206813.1573 | 2612714.1391 | 1206827.1894 | 2612713.2238 | 1206834.5629
86 | 2612722.354 | 1206843.8493 | 2612722.7136 | 1206835.6233 | 2612723.8475 | 1206830.0296
87 | 2612722.354 | 1206843.8493 | 2612724.8417 | 1206857.6288
88 | 2612722.354 | 1206843.8493 | 2612716.7518 | 1206842.9703 | 2612712.5842 | 1206839.7152 | 2612713.2238 | 1206834.5629
89 | 2612724.8417 | 1206857.6288 | 2612719.2118 | 1206855.4712 | 2612713.1323 | 1206850.1443
90 | 2612726.2241 | 1206861.8897 | 2612724.8417 | 1206857.6288
91 | 2612574.1942 | 1206512.9282 | 2612576.3286 | 1206510.3247 | 2612579.1783 | 1206504.0161 | 2612579.225 | 1206503.8584
92 | 2612564.2993 | 1206518.5577 | 2612566.929 | 1206517.8759 | 2612570.697 | 1206516.0605 | 2612573.5535 | 1206513.7097 | 2612574.1942 | 1206512.9282
93 | 2613021.5562 | 1207143.1449 | 2613008.0604 | 1207149.9416 | 2612989.8642 | 1207160.9416 | 2612967.7366 | 1207172.1332 | 2612939.5197 | 1207186.4135 | 2612922.9434 | 1207193.7929 | 2612909.5959 | 1207198.9448 | 2612895.5279 | 1207206.7299 | 2612884.4478 | 1207218.2347 | 2612874.4113 | 1207246.5509 | 2612866.8252 | 1207277.4517 | 2612856.3943 | 1207308.9467 | 2612849.4067 | 1207323.2396 | 2612840.3066 | 1207333.4034 | 2612827.7071 | 1207340.9028 | 2612824.1078 | 1207342.5382
94 | 2612811.8348 | 1207346.4609 | 2612817.7219 | 1207345.4396 | 2612824.1078 | 1207342.5382
95 | 2613021.5562 | 1207143.1449 | 2613012.3438 | 1207134.7425 | 2613002.2639 | 1207123.1032 | 2612984.2475 | 1207096.694
96 | 2613021.5562 | 1207143.1449 | 2613034.8891 | 1207151.8231 | 2613051.2984 | 1207158.3958 | 2613067.5257 | 1207161.2438 | 2613081.4872 | 1207160.585 | 2613105.5751 | 1207157.0689 | 2613117.8831 | 1207158.0408 | 2613138.1236 | 1207161.5093 | 2613161.9713 | 1207166.9979 | 2613180.4608 | 1207174.9095 | 2613200.8257 | 1207187.4612 | 2613206.9258 | 1207189.7772
97 | 2612811.8348 | 1207346.4609 | 2612810.4644 | 1207357.9532 | 2612802.4565 | 1207365.9071
98 | 2612984.2475 | 1207096.694 | 2612974.5402 | 1207081.5202 | 2612966.9572 | 1207071.9764 | 2612955.9686 | 1207062.0472 | 2612930.9374 | 1207040.926 | 2612904.3671 | 1207014.1207 | 2612864.9387 | 1206969.6226 | 2612830.5794 | 1206933.1178 | 2612810.8889 | 1206917.3226 | 2612785.0522 | 1206899.0241 | 2612760.8181 | 1206884.3099
99 | 2613211.1046 | 1207191.3638 | 2613206.9258 | 1207189.7772
100 | 2612780.9183 | 1207379.3241 | 2612790.2451 | 1207376.876 | 2612802.0557 | 1207371.9763 | 2612803.2083 | 1207369.8887 | 2612802.4565 | 1207365.9071
101 | 2612747.8685 | 1206878.0111 | 2612757.858 | 1206882.5126 | 2612760.8181 | 1206884.3099
102 | 2613211.1046 | 1207191.3638 | 2613217.4051 | 1207192.6228 | 2613225.3791 | 1207193.5631 | 2613235.8799 | 1207193.3862 | 2613249.0276 | 1207192.7816 | 2613255.8127 | 1207194.9533 | 2613265.2517 | 1207196.9419 | 2613271.7376 | 1207200.3248 | 2613276.7997 | 1207207.9958 | 2613279.5085 | 1207213.9607 | 2613284.2326 | 1207226.6336
103 | 2612726.4104 | 1206885.1806 | 2612731.4899 | 1206881.5561 | 2612739.1991 | 1206878.4819 | 2612747.8685 | 1206878.0111
104 | 2613284.2326 | 1207226.6336 | 2613286.701 | 1207230.7198
105 | 2613284.2326 | 1207226.6336 | 2613269.6239 | 1207227.7908 | 2613253.8278 | 1207226.0549
106 | 2612552.3848 | 1206516.5447 | 2612556.1909 | 1206518.2647 | 2612560.0293 | 1206519.151 | 2612563.3987 | 1206518.7912 | 2612564.2993 | 1206518.5577
107 | 2612552.3848 | 1206516.5447 | 2612552.3848 | 1206516.5447 | 2612550.1323 | 1206515.1006
108 | 2612550.1323 | 1206515.1006 | 2612547.0613 | 1206513.1317 | 2612539.9413 | 1206506.9578 | 2612534.4329 | 1206501.4623
109 | 2612529.9613 | 1206497.0012 | 2612534.4329 | 1206501.4623
110 | 2613309.105 | 1207266.9777 | 2613299.8004 | 1207252.4046 | 2613286.701 | 1207230.7198
111 | 2613309.105 | 1207266.9777 | 2613321.4968 | 1207271.1853 | 2613336.3864 | 1207270.1956 | 2613350.7603 | 1207270.3321
112 | 2613350.7603 | 1207270.3321 | 2613387.8184 | 1207517.3798
113 | 2613387.8184 | 1207517.3798 | 2613392.979 | 1207518.2363 | 2613401.9875 | 1207518.7344 | 2613409.6725 | 1207519.4631 | 2613418.0647 | 1207523.5508 | 2613421.7795 | 1207528.3507 | 2613421.8864 | 1207534.9323
114 | 2612726.2241 | 1206861.8897 | 2612726.8374 | 1206870.3067 | 2612726.6978 | 1206875.1681
115 | 2612726.4104 | 1206885.1806 | 2612726.6978 | 1206875.1681
116 | 2612609.4024 | 1206324.67 | 2612611.7456 | 1206319.6052
117 | 2613308.5791 | 1207722.9946 | 2613309.9291 | 1207703.9093 | 2613309.7475 | 1207696.6716 | 2613308.9072 | 1207691.4363
118 | 2613295.6182 | 1207619.3198 | 2613294.628 | 1207623.5866 | 2613294.0306 | 1207628.9883 | 2613294.4376 | 1207633.9919 | 2613295.5568 | 1207640.1423 | 2613308.3302 | 1207687.8414 | 2613308.9072 | 1207691.4363
119 | 2613308.5791 | 1207722.9946 | 2613296.7448 | 1207722.9865
120 | 2613295.6182 | 1207619.3198 | 2613296.6575 | 1207616.9208 | 2613298.055 | 1207614.1335 | 2613301.8512 | 1207609.6616 | 2613306.758 | 1207604.9143 | 2613322.2321 | 1207593.7314 | 2613325.0496 | 1207591.6172
121 | 2613296.7448 | 1207722.9865 | 2613286.8579 | 1207722.9798 | 2613273.9617 | 1207720.4054 | 2613265.3134 | 1207715.3056 | 2613260.9778 | 1207708.7928
122 | 2613391.3848 | 1207551.1731 | 2613383.6918 | 1207554.0019 | 2613374.5823 | 1207557.8837 | 2613363.6438 | 1207563.7292 | 2613353.8375 | 1207569.8774 | 2613344.744 | 1207576.8388 | 2613325.0496 | 1207591.6172
123 | 2613391.3848 | 1207551.1731 | 2613394.3214 | 1207550.3125 | 2613399.9437 | 1207548.6686 | 2613407.6862 | 1207547.4964 | 2613411.9116 | 1207538.1451 | 2613421.8864 | 1207534.9323
124 | 2611453.0322 | 1208766.2925 | 2611453.081 | 1208768.0502
125 | 2611453.6209 | 1208746.9539 | 2611452.8444 | 1208759.526 | 2611453.0322 | 1208766.2925
126 | 2611453.081 | 1208768.0502 | 2611453.4276 | 1208780.5388 | 2611453.3474 | 1208781.1828
127 | 2611453.6209 | 1208746.9539 | 2611447.7473 | 1208737.7821 | 2611445.1994 | 1208731.1328
128 | 2611448.8335 | 1208789.9797 | 2611452.7637 | 1208785.8738 | 2611453.3474 | 1208781.1828
129 | 2611445.1994 | 1208731.1328 | 2611438.3306 | 1208713.2075
130 | 2611448.8335 | 1208789.9797 | 2611445.7101 | 1208789.5957 | 2611437.7761 | 1208788.5911 | 2611431.1729 | 1208787.3112 | 2611423.3652 | 1208783.8944 | 2611417.5982 | 1208778.5694 | 2611405.2834 | 1208763.7739
131 | 2611448.8335 | 1208789.9797 | 2611449.0298 | 1208798.6293 | 2611450.621 | 1208809.2604 | 2611454.7765 | 1208821.284
132 | 2611402.5286 | 1208760.4641 | 2611402.5286 | 1208760.4641 | 2611405.2834 | 1208763.7739
133 | 2611454.7765 | 1208821.284 | 2611455.0963 | 1208822.2094 | 2611455.3452 | 1208823.5901
134 | 2611574.3382 | 1208848.8116 | 2611577.4711 | 1208853.5728 | 2611584.811 | 1208859.9826
135 | 2611566.0334 | 1208840.5657 | 2611572.6735 | 1208846.2817 | 2611574.3382 | 1208848.8116
136 | 2611456.3073 | 1208828.9266 | 2611455.3452 | 1208823.5901
137 | 2611456.3073 | 1208828.9266 | 2611460.5756 | 1208834.8269 | 2611467.908 | 1208840.3217 | 2611469.5057 | 1208841.2663
138 | 2611456.3073 | 1208828.9266 | 2611453.6574 | 1208831.3562 | 2611449.1573 | 1208835.3721 | 2611442.4645 | 1208837.2714 | 2611434.3939 | 1208836.1888 | 2611428.627 | 1208834.9104 | 2611423.6767 | 1208835.846 | 2611420.7365 | 1208839.0088
139 | 2611514.9733 | 1208865.2478 | 2611511.2907 | 1208863.173 | 2611490.902 | 1208852.2612 | 2611475.85 | 1208845.0173 | 2611469.5057 | 1208841.2663
140 | 2611405.1058 | 1208867.7673 | 2611413.238 | 1208856.8933 | 2611416.5109 | 1208850.5961 | 2611418.7669 | 1208843.4853 | 2611420.7365 | 1208839.0088
141 | 2611402.5286 | 1208760.4641 | 2611395.6583 | 1208755.7039 | 2611391.288 | 1208753.7673
142 | 2611514.9733 | 1208865.2478 | 2611518.6292 | 1208865.4216 | 2611522.6889 | 1208865.1293 | 2611529.2155 | 1208862.696 | 2611541.8945 | 1208850.836 | 2611550.4554 | 1208842.0143 | 2611557.326 | 1208838.6257
143 | 2611385.8918 | 1208751.3759 | 2611391.288 | 1208753.7673
144 | 2611553.2968 | 1208812.6635 | 2611553.795 | 1208813.0492 | 2611559.6991 | 1208818.1411 | 2611564.7878 | 1208824.2543 | 2611566.2002 | 1208828.9263
145 | 2611550.5844 | 1208810.5638 | 2611553.2968 | 1208812.6635
146 | 2611566.0334 | 1208840.5657 | 2611566.2002 | 1208828.9263
147 | 2611550.5844 | 1208810.5638 | 2611539.3294 | 1208809.1636
148 | 2611566.0334 | 1208840.5657 | 2611562.2309 | 1208837.5678 | 2611557.326 | 1208838.6257
149 | 2611882.8546 | 1209115.0311 | 2611890.2226 | 1209113.0947 | 2611897.5644 | 1209113.5206 | 2611905.7122 | 1209113.7369 | 2611913.2 | 1209110.2937
150 | 2611882.8546 | 1209115.0311 | 2611877.1649 | 1209116.5263 | 2611870.2228 | 1209121.5931
151 | 2611913.2 | 1209110.2937 | 2611919.7945 | 1209107.2613 | 2611921.7234 | 1209106.1222
152 | 2611865.4836 | 1209134.3567 | 2611865.0171 | 1209132.6223 | 2611870.2228 | 1209121.5931 | 2611870.2228 | 1209121.5931
153 | 2612026.572 | 1209032.2773 | 2612023.7081 | 1209038.9753 | 2612012.8798 | 1209048.7145 | 2611985.5299 | 1209064.513 | 2611970.216 | 1209074.8437 | 2611955.521 | 1209083.5526 | 2611937.9747 | 1209096.5248 | 2611921.7234 | 1209106.1222
154 | 2611356.6483 | 1208742.9865 | 2611384.1442 | 1208750.6015 | 2611385.8918 | 1208751.3759
155 | 2611356.6483 | 1208742.9865 | 2611354.4367 | 1208742.374
156 | 2611354.4367 | 1208742.374 | 2611347.889 | 1208740.5606 | 2611325.5422 | 1208731.8196
157 | 2612864.5551 | 1207864.5373 | 2613260.9778 | 1207708.7928
158 | 2612864.5551 | 1207864.5373 | 2612862.5863 | 1207870.961
159 | 2612860.8444 | 1207892.7003 | 2612854.1056 | 1207890.518 | 2612851.2989 | 1207884.064 | 2612853.1305 | 1207877.2641 | 2612861.6983 | 1207873.8584 | 2612862.5863 | 1207870.961
160 | 2612860.8444 | 1207892.7003 | 2612855.646 | 1207902.4946 | 2612848.9832 | 1207921.602 | 2612842.346 | 1207939.442
161 | 2612860.8444 | 1207892.7003 | 2612869.0146 | 1207886.8146 | 2612879.2318 | 1207876.4753 | 2612885.6502 | 1207872.1089 | 2612891.888 | 1207870.3991 | 2612896.98 | 1207871.2216 | 2612900.1278 | 1207874.5747 | 2612916.6729 | 1207912.5312 | 2612927.2306 | 1207934.7107 | 2612936.7801 | 1207955.5205 | 2612939.2843 | 1207961.1735 | 2612940.348 | 1207964.9668 | 2612940.4934 | 1207968.0577 | 2612939.6888 | 1207971.0131 | 2612938.3008 | 1207973.0001 | 2612935.9326 | 1207974.8182 | 2612932.7286 | 1207976.3455 | 2612927.2056 | 1207978.0456 | 2612914.8826 | 1207981.3098 | 2612911.3664 | 1207983.1032 | 2612908.0312 | 1207985.5418 | 2612906.0115 | 1207987.8943 | 2612904.4625 | 1207990.5702 | 2612903.8575 | 1207992.5812 | 2612901.7995 | 1208002.1487 | 2612898.0974 | 1208016.1596 | 2612893.4728 | 1208027.8339 | 2612885.8118 | 1208040.9357 | 2612882.8354 | 1208046.3101 | 2612879.2659 | 1208048.159
162 | 2612879.2659 | 1208048.159 | 2612880.346 | 1208054.9762 | 2612878.1271 | 1208061.5751 | 2612874.2177 | 1208065.9691 | 2612867.593 | 1208067.3779
163 | 2612819.6319 | 1208087.7309 | 2612819.6466 | 1208080.8493 | 2612820.0798 | 1208070.2777 | 2612819.2691 | 1208065.4067 | 2612816.019 | 1208060.1079 | 2612810.8777 | 1208050.4471 | 2612822.5814 | 1208052.262 | 2612841.3606 | 1208055.1816 | 2612853.7663 | 1208055.8196 | 2612865.8901 | 1208053.1886 | 2612873.847 | 1208050.96 | 2612879.2659 | 1208048.159
164 | 2612353.4025 | 1208142.4089 | 2612349.6635 | 1208147.1777 | 2612343.0053 | 1208151.065
165 | 2612326.1268 | 1208158.391 | 2612326.1268 | 1208158.391 | 2612333.535 | 1208156.5941 | 2612343.0053 | 1208151.065
166 | 2612359.9412 | 1208132.7131 | 2612358.3834 | 1208136.0562 | 2612353.4025 | 1208142.4089
167 | 2612310.5835 | 1208138.2924 | 2612316.6615 | 1208151.2454 | 2612326.1268 | 1208158.391
168 | 2612361.7738 | 1208128.7813 | 2612359.9412 | 1208132.7131
169 | 2612319.5439 | 1208106.282 | 2612313.4744 | 1208122.5008 | 2612310.5835 | 1208138.2924 | 2612310.5835 | 1208138.2924
170 | 2612361.7738 | 1208128.7813 | 2612368.1303 | 1208133.0795
171 | 2612319.5439 | 1208106.282 | 2612311.3079 | 1208092.8133
172 | 2612368.9407 | 1208188.7181 | 2612370.5237 | 1208169.4885 | 2612370.9931 | 1208165.6322
173 | 2612368.9407 | 1208188.7181 | 2612381.0008 | 1208168.8431 | 2612383.7327 | 1208162.3096
174 | 2612360.0601 | 1208215.1366 | 2612365.7133 | 1208201.7965 | 2612368.9407 | 1208188.7181
175 | 2612389.7572 | 1208140.0786 | 2612379.9287 | 1208139.5025 | 2612373.4498 | 1208136.6764 | 2612368.1303 | 1208133.0795
176 | 2612311.3079 | 1208092.8133 | 2612295.2137 | 1208096.5712
177 | 2612295.453 | 1208068.8231 | 2612311.3079 | 1208092.8133
178 | 2611837.2973 | 1207984.22 | 2611822.5825 | 1207978.9119 | 2611817.4595 | 1207977.2397
179 | 2612295.453 | 1208068.8231 | 2611837.2973 | 1207984.22
180 | 2612684.2756 | 1208068.3657 | 2612675.2501 | 1208073.994
181 | 2612663.3822 | 1208083.8079 | 2612666.7215 | 1208079.3124 | 2612675.2501 | 1208073.994
182 | 2612684.2756 | 1208068.3657 | 2612695.9264 | 1208064.2928
183 | 2612684.2756 | 1208068.3657 | 2612683.8188 | 1208061.5165 | 2612681.0846 | 1208053.0839 | 2612674.1212 | 1208038.1295
184 | 2612663.3822 | 1208083.8079 | 2612664.6438 | 1208094.7944 | 2612666.085 | 1208097.2233
185 | 2612663.3822 | 1208083.8079 | 2612652.1883 | 1208081.772 | 2612637.6875 | 1208076.0605 | 2612628.3357 | 1208069.2704 | 2612617.5195 | 1208057.5301 | 2612610.382 | 1208046.1643 | 2612608.5782 | 1208041.0494
186 | 2612695.9264 | 1208064.2928 | 2612698.1526 | 1208063.5146 | 2612706.9787 | 1208060.0092 | 2612714.0775 | 1208057.414
187 | 2612674.1212 | 1208038.1295 | 2612673.2655 | 1208036.2919
188 | 2612680.4044 | 1208112.2818 | 2612675.8158 | 1208110.749 | 2612671.6055 | 1208106.5267 | 2612666.085 | 1208097.2233
189 | 2612737.6499 | 1208051.2916 | 2612728.7828 | 1208052.5846 | 2612717.4096 | 1208056.1958 | 2612714.0775 | 1208057.414
190 | 2612801.2015 | 1208209.9034 | 2612796.8036 | 1208204.5578 | 2612794.801 | 1208202.4968 | 2612791.9377 | 1208201.2233 | 2612788.1602 | 1208200.8595 | 2612781.6577 | 1208202.113 | 2612771.2101 | 1208206.7266 | 2612759.0881 | 1208212.2261 | 2612753.8986 | 1208214.5052 | 2612746.8464 | 1208216.8582 | 2612742.071 | 1208217.4483 | 2612738.1029 | 1208217.3732 | 2612733.7953 | 1208216.0189 | 2612730.2197 | 1208213.6544 | 2612724.1611 | 1208206.3709 | 2612717.5784 | 1208198.8305 | 2612706.0532 | 1208188.178 | 2612702.4296 | 1208183.3454 | 2612699.849 | 1208177.8369 | 2612696.61 | 1208167.2687 | 2612682.3307 | 1208125.2708 | 2612679.903 | 1208115.716 | 2612680.4044 | 1208112.2818
191 | 2612737.6499 | 1208051.2916 | 2612740.7934 | 1208049.564 | 2612745.9514 | 1208047.8407 | 2612751.9595 | 1208046.8307 | 2612762.8105 | 1208045.6865 | 2612777.5601 | 1208045.2176 | 2612788.0507 | 1208045.5401 | 2612797.0495 | 1208046.6488 | 2612810.8777 | 1208050.4471 | 2612816.019 | 1208060.1079 | 2612819.2691 | 1208065.4067 | 2612820.0798 | 1208070.2777 | 2612819.6466 | 1208080.8493 | 2612819.6319 | 1208087.7309
192 | 2612801.2015 | 1208209.9034 | 2612792.5547 | 1208214.9322 | 2612785.3408 | 1208218.2298 | 2612765.853 | 1208230.5951 | 2612744.208 | 1208245.7018 | 2612738.0806 | 1208249.3241 | 2612733.3255 | 1208251.0706 | 2612728.7412 | 1208251.1942 | 2612724.0613 | 1208249.7613 | 2612706.6946 | 1208240.6861 | 2612697.0104 | 1208236.6523 | 2612690.8181 | 1208235.0494 | 2612684.6994 | 1208234.5584 | 2612677.7638 | 1208235.7111 | 2612672.9003 | 1208238.4356 | 2612668.983 | 1208243.0855 | 2612663.0304 | 1208257.5142 | 2612660.8078 | 1208266.0698 | 2612659.1226 | 1208275.6938 | 2612654.8661 | 1208300.5985 | 2612652.9385 | 1208309.8218 | 2612651.9588 | 1208312.9659 | 2612649.7718 | 1208315.4071 | 2612645.7057 | 1208318.5447 | 2612650.9165 | 1208331.3739 | 2612655.9337 | 1208345.8147 | 2612660.1453 | 1208363.7557 | 2612671.7206 | 1208415.2753 | 2612673.1813 | 1208425.5618 | 2612674.1555 | 1208435.7584
193 | 2612360.0601 | 1208215.1366 | 2612363.4916 | 1208221.1248 | 2612370.0045 | 1208225.8519 | 2612380.1072 | 1208229.786 | 2612390.5946 | 1208230.6492
194 | 2612400.0326 | 1208229.6716 | 2612391.0524 | 1208230.6869 | 2612390.5946 | 1208230.6492
195 | 2612400.0326 | 1208229.6716 | 2612401.0527 | 1208225.3046 | 2612399.4517 | 1208220.1762 | 2612396.3076 | 1208214.9677
196 | 2612396.1257 | 1208214.6663 | 2612396.3076 | 1208214.9677
197 | 2612383.7327 | 1208162.3096 | 2612387.1128 | 1208154.2254 | 2612387.7103 | 1208151.0289
198 | 2612389.7572 | 1208140.0786 | 2612387.7103 | 1208151.0289
199 | 2612674.1555 | 1208435.7584 | 2612681.6768 | 1208441.522 | 2612688.0493 | 1208451.2742 | 2612718.8641 | 1208509.1323
200 | 2612537.8106 | 1208227.5012 | 2612542.7309 | 1208230.3464 | 2612561.4229 | 1208238.3789 | 2612575.5912 | 1208242.9778 | 2612585.2371 | 1208243.5427 | 2612611.3491 | 1208273.025 | 2612627.7133 | 1208292.5702 | 2612639.63 | 1208308.5375 | 2612645.7057 | 1208318.5447 | 2612650.9165 | 1208331.3739 | 2612655.9337 | 1208345.8147 | 2612660.1453 | 1208363.7557 | 2612671.7206 | 1208415.2753 | 2612673.1813 | 1208425.5618 | 2612674.1555 | 1208435.7584
201 | 2612819.6319 | 1208087.7309 | 2612816.1064 | 1208093.9379 | 2612812.5918 | 1208098.5885
202 | 2612825.8241 | 1208110.7791 | 2612823.6743 | 1208106.4721 | 2612820.8254 | 1208101.9969 | 2612819.6214 | 1208092.6447 | 2612819.6319 | 1208087.7309
203 | 2612718.8641 | 1208509.1323 | 2612724.6694 | 1208520.0324
204 | 2612537.8106 | 1208227.5012 | 2612535.3037 | 1208233.9329 | 2612536.2357 | 1208242.6619
205 | 2612537.8106 | 1208227.5012 | 2612534.4545 | 1208225.5598 | 2612441.8944 | 1208150.6035 | 2612426.9105 | 1208141.3688
206 | 2612825.8241 | 1208110.7791 | 2612816.5201 | 1208116.9413
207 | 2612825.8241 | 1208110.7791 | 2612836.309 | 1208110.1567 | 2612837.897 | 1208109.4889
208 | 2612389.7572 | 1208140.0786 | 2612407.7351 | 1208137.1031 | 2612423.976 | 1208139.5602 | 2612426.9105 | 1208141.3688
209 | 2612724.6694 | 1208520.0324 | 2612925.8482 | 1208473.4831
210 | 2612875.9592 | 1208089.8264 | 2612875.5943 | 1208090.4411 | 2612864.9305 | 1208096.4994 | 2612849.7772 | 1208104.4935 | 2612837.897 | 1208109.4889
211 | 2612878.7266 | 1208083.3217 | 2612878.2038 | 1208086.0443 | 2612875.9592 | 1208089.8264
212 | 2612111.3452 | 1208589.2027 | 2612107.1057 | 1208588.1047 | 2612096.0244 | 1208587.1262 | 2612096.0244 | 1208587.1262
213 | 2612932.126 | 1208448.7517 | 2612931.8019 | 1208448.1264
214 | 2612925.8482 | 1208473.4831 | 2612932.5019 | 1208461.9578 | 2612934.4506 | 1208457.226 | 2612934.6386 | 1208454.6472 | 2612934.2244 | 1208452.8009 | 2612932.126 | 1208448.7517
215 | 2612663.4181 | 1208768.6199 | 2612668.3134 | 1208769.8023
216 | 2612712.144 | 1208782.5418 | 2612706.4677 | 1208781.607 | 2612696.1563 | 1208783.4306 | 2612684.5826 | 1208781.9053 | 2612678.7959 | 1208779.236 | 2612676.7163 | 1208774.151 | 2612670.476 | 1208770.3246 | 2612668.3134 | 1208769.8023
217 | 2612703.1424 | 1208768.8929 | 2612709.0433 | 1208771.4513 | 2612712.5069 | 1208776.3057 | 2612712.144 | 1208782.5418
218 | 2612702.4808 | 1208847.9686 | 2612700.5788 | 1208841.561 | 2612700.5651 | 1208837.2475 | 2612703.3658 | 1208824.891 | 2612709.311 | 1208806.549 | 2612713.6199 | 1208796.2858 | 2612713.9855 | 1208788.7825 | 2612712.144 | 1208782.5418
219 | 2612702.4808 | 1208847.9686 | 2612957.3194 | 1208857.4921
220 | 2612702.4808 | 1208847.9686 | 2612690.2419 | 1208841.1278 | 2612684.72 | 1208838.1354
221 | 2612957.3194 | 1208857.4921 | 2612958.2051 | 1208876.1647 | 2612959.3459 | 1208892.4746
222 | 2612661.3456 | 1208826.5976 | 2612672.8732 | 1208830.1628 | 2612682.1481 | 1208836.7416 | 2612684.72 | 1208838.1354
223 | 2612641.1654 | 1208825.3848 | 2612656.7308 | 1208825.1704 | 2612661.3456 | 1208826.5976

## bus_geodata
| x | y | coords
0 | 2612738.1496 | 1209102.7107
1 | 2612723.2365 | 1209088.3981
2 | 2612779.1201 | 1209153.3561
3 | 2612658.2761 | 1209015.3519
4 | 2612645.4604 | 1209097.8532
5 | 2612670.9073 | 1208623.8445
6 | 2612709.1005 | 1208608.2389
7 | 2612661.3285 | 1208768.1152
8 | 2612627.6622 | 1208937.4824
9 | 2612473.6801 | 1208993.3193
10 | 2612649.1126 | 1209123.8335
11 | 2612618.4434 | 1208922.3213
12 | 2612454.8205 | 1208990.083
13 | 2612658.1471 | 1209141.2432
14 | 2611992.1855 | 1208769.5853
15 | 2611900.1451 | 1208805.0883
16 | 2612017.6198 | 1208705.1339
17 | 2611858.7437 | 1208811.0652
18 | 2611587.4439 | 1208782.8418
19 | 2611919.1359 | 1208853.3628
20 | 2611897.9447 | 1208818.4025
21 | 2611908.9833 | 1208811.4995
22 | 2611965.6137 | 1208665.2857
23 | 2612069.3954 | 1208602.3921
24 | 2611600.9831 | 1208863.3588
25 | 2611558.0468 | 1208778.5746
26 | 2611587.2337 | 1208769.8636
27 | 2611979.1225 | 1208874.1615
28 | 2612080.5726 | 1208591.6407
29 | 2611281.9092 | 1207749.4166
30 | 2611307.8398 | 1207928.4254
31 | 2611551.8054 | 1207852.9039
32 | 2611321.9029 | 1208585.7593
33 | 2611579.945 | 1208126.7331
34 | 2611419.7837 | 1208673.0718
35 | 2611746.5157 | 1207730.8158
36 | 2611569.5047 | 1208065.9503
37 | 2611747.6073 | 1207730.3943
38 | 2611571.0437 | 1208071.591
39 | 2612212.9911 | 1207624.3205
40 | 2612217.0833 | 1207610.916
41 | 2611765.846 | 1207726.2703
42 | 2612523.4442 | 1208918.0642
43 | 2612701.4052 | 1208895.458
44 | 2612281.4768 | 1207222.9031
45 | 2612292.2759 | 1207212.8892
46 | 2612271.0969 | 1207235.7584
47 | 2612065.4542 | 1207023.9447
48 | 2612294.1769 | 1207211.7146
49 | 2612275.8619 | 1207236.1304
50 | 2612232.8926 | 1207568.3424
51 | 2612051.7913 | 1207008.5571
52 | 2612525.8139 | 1207103.2674
53 | 2612218.0824 | 1207607.6436
54 | 2612217.8409 | 1207568.7887
55 | 2612546.7636 | 1206379.782
56 | 2612581.2628 | 1206451.5905
57 | 2612546.8361 | 1206373.6323
58 | 2612583.3204 | 1206480.719
59 | 2612551.3486 | 1206364.9037
60 | 2612833.1339 | 1206549.6235
61 | 2612829.6841 | 1206559.1102
62 | 2612582.599 | 1206489.1307
63 | 2612562.6037 | 1206358.5081
64 | 2612582.2459 | 1206491.6811
65 | 2612842.8975 | 1206578.1823
66 | 2612590.702 | 1206350.3781
67 | 2612940.5066 | 1206460.0435
68 | 2612948.6283 | 1206425.796
69 | 2612932.1513 | 1206481.6654
70 | 2612851.8937 | 1206567.3512
71 | 2612850.7273 | 1206568.5463
72 | 2612866.8232 | 1206571.3465
73 | 2612836.6711 | 1206629.8817
74 | 2612841.4507 | 1206589.7633
75 | 2612739.6723 | 1206773.8587
76 | 2612832.9709 | 1206588.8065
77 | 2612722.3447 | 1206805.7149
78 | 2612723.8475 | 1206830.0296
79 | 2612722.354 | 1206843.8493
80 | 2612713.2238 | 1206834.5629
81 | 2612724.8417 | 1206857.6288
82 | 2612579.225 | 1206503.8584
83 | 2612574.1942 | 1206512.9282
84 | 2612824.1078 | 1207342.5382
85 | 2613021.5562 | 1207143.1449
86 | 2612811.8348 | 1207346.4609
87 | 2612984.2475 | 1207096.694
88 | 2613206.9258 | 1207189.7772
89 | 2612802.4565 | 1207365.9071
90 | 2612760.8181 | 1206884.3099
91 | 2613211.1046 | 1207191.3638
92 | 2612780.9183 | 1207379.3241
93 | 2612747.8685 | 1206878.0111
94 | 2613284.2326 | 1207226.6336
95 | 2612564.2993 | 1206518.5577
96 | 2612552.3848 | 1206516.5447
97 | 2612550.1323 | 1206515.1006
98 | 2612534.4329 | 1206501.4623
99 | 2612529.9613 | 1206497.0012
100 | 2613253.8278 | 1207226.0549
101 | 2613286.701 | 1207230.7198
102 | 2613309.105 | 1207266.9777
103 | 2613350.7603 | 1207270.3321
104 | 2613387.8184 | 1207517.3798
105 | 2612713.1323 | 1206850.1443
106 | 2612726.2241 | 1206861.8896
107 | 2612726.6978 | 1206875.1681
108 | 2612609.4024 | 1206324.67
109 | 2612611.7456 | 1206319.6052
110 | 2612726.4104 | 1206885.1806
111 | 2613308.9072 | 1207691.4363
112 | 2613308.5791 | 1207722.9946
113 | 2613295.6182 | 1207619.3198
114 | 2613296.7448 | 1207722.9865
115 | 2613325.0496 | 1207591.6172
116 | 2613391.3848 | 1207551.1731
117 | 2613421.8864 | 1207534.9323
118 | 2611453.0322 | 1208766.2925
119 | 2611453.081 | 1208768.0502
120 | 2611453.6209 | 1208746.9539
121 | 2611453.3474 | 1208781.1828
122 | 2611445.1994 | 1208731.1328
123 | 2611448.8335 | 1208789.9797
124 | 2611438.3306 | 1208713.2075
125 | 2611405.2834 | 1208763.7739
126 | 2611454.7765 | 1208821.284
127 | 2611575.8417 | 1208086.5271
128 | 2611584.811 | 1208859.9825
129 | 2611574.3382 | 1208848.8116
130 | 2611455.3452 | 1208823.5901
131 | 2611456.3073 | 1208828.9266
132 | 2611469.5057 | 1208841.2663
133 | 2611420.7365 | 1208839.0088
134 | 2611402.5286 | 1208760.4641
135 | 2611514.9733 | 1208865.2478
136 | 2611405.1058 | 1208867.7673
137 | 2611391.288 | 1208753.7673
138 | 2611553.2968 | 1208812.6635
139 | 2611566.2002 | 1208828.9263
140 | 2611550.5844 | 1208810.5638
141 | 2611566.0334 | 1208840.5657
142 | 2611539.3294 | 1208809.1636
143 | 2611557.326 | 1208838.6257
144 | 2611882.8546 | 1209115.0311
145 | 2611913.2 | 1209110.2937
146 | 2611870.2228 | 1209121.5931
147 | 2611921.7234 | 1209106.1222
148 | 2611865.4836 | 1209134.3567
149 | 2612026.572 | 1209032.2773
150 | 2611356.6483 | 1208742.9865
151 | 2611385.8918 | 1208751.3759
152 | 2611354.4367 | 1208742.374
153 | 2611325.5422 | 1208731.8196
154 | 2613260.9778 | 1207708.7928
155 | 2612864.5551 | 1207864.5373
156 | 2612862.5863 | 1207870.961
157 | 2612860.8444 | 1207892.7003
158 | 2612842.346 | 1207939.442
159 | 2612879.2659 | 1208048.159
160 | 2612343.0053 | 1208151.065
161 | 2612353.4025 | 1208142.4089
162 | 2612326.1268 | 1208158.391
163 | 2612359.9412 | 1208132.7131
164 | 2612310.5835 | 1208138.2924
165 | 2612361.7738 | 1208128.7813
166 | 2612319.5439 | 1208106.282
167 | 2612370.9931 | 1208165.6322
168 | 2612368.9407 | 1208188.7181
169 | 2612368.1303 | 1208133.0795
170 | 2612311.3079 | 1208092.8133
171 | 2611817.4595 | 1207977.2397
172 | 2611837.2973 | 1207984.22
173 | 2612295.453 | 1208068.8231
174 | 2612675.2501 | 1208073.994
175 | 2612684.2756 | 1208068.3657
176 | 2612663.3822 | 1208083.8079
177 | 2612695.9264 | 1208064.2928
178 | 2612674.1212 | 1208038.1295
179 | 2612666.085 | 1208097.2233
180 | 2612608.5782 | 1208041.0494
181 | 2612714.0775 | 1208057.414
182 | 2612673.2655 | 1208036.292
183 | 2612680.4044 | 1208112.2818
184 | 2612737.6499 | 1208051.2916
185 | 2612801.2015 | 1208209.9034
186 | 2612390.5946 | 1208230.6492
187 | 2612360.0601 | 1208215.1366
188 | 2612400.0326 | 1208229.6716
189 | 2612396.3076 | 1208214.9677
190 | 2612383.7327 | 1208162.3096
191 | 2612396.1257 | 1208214.6663
192 | 2612387.7103 | 1208151.0289
193 | 2612674.1555 | 1208435.7584
194 | 2612819.6319 | 1208087.7309
195 | 2612718.8641 | 1208509.1323
196 | 2612537.8106 | 1208227.5012
197 | 2612812.5918 | 1208098.5885
198 | 2612825.8241 | 1208110.7791
199 | 2612867.593 | 1208067.3779
200 | 2612426.9105 | 1208141.3688
201 | 2612389.7572 | 1208140.0786
202 | 2612536.2357 | 1208242.6619
203 | 2612724.6694 | 1208520.0324
204 | 2612816.5201 | 1208116.9413
205 | 2612837.897 | 1208109.4889
206 | 2612295.2137 | 1208096.5712
207 | 2612875.9592 | 1208089.8264
208 | 2612878.7266 | 1208083.3217
209 | 2612096.0244 | 1208587.1262
210 | 2612111.3452 | 1208589.2027
211 | 2612932.126 | 1208448.7517
212 | 2612931.8019 | 1208448.1264
213 | 2612925.8482 | 1208473.4831
214 | 2612663.4181 | 1208768.6199
215 | 2612668.3134 | 1208769.8023
216 | 2612712.144 | 1208782.5418
217 | 2612703.1424 | 1208768.8929
218 | 2612702.4808 | 1208847.9686
219 | 2612957.3194 | 1208857.4921
220 | 2612684.72 | 1208838.1354
221 | 2612641.1654 | 1208825.3848
222 | 2612661.3456 | 1208826.5976
223 | 2612959.3459 | 1208892.4746
224 | 2612643.1919 | 1209210.0249
225 | 2612295.453 | 1208068.8231

## line_std_types
| c_nf_per_km | r_ohm_per_km | x_ohm_per_km | max_i_ka | type | q_mm2 | alpha | voltage_rating
NAYY 4x50 SE | 210 | 0.642 | 0.083 | 0.142 | cs | 50 | 0.00403 | LV
NAYY 4x120 SE | 264 | 0.225 | 0.08 | 0.242 | cs | 120 | 0.00403 | LV
NAYY 4x150 SE | 261 | 0.208 | 0.08 | 0.27 | cs | 150 | 0.00403 | LV
NA2XS2Y 1x95 RM/25 12/20 kV | 216 | 0.313 | 0.132 | 0.252 | cs | 95 | 0.00403 | MV
NA2XS2Y 1x185 RM/25 12/20 kV | 273 | 0.161 | 0.117 | 0.362 | cs | 185 | 0.00403 | MV
NA2XS2Y 1x240 RM/25 12/20 kV | 304 | 0.122 | 0.112 | 0.421 | cs | 240 | 0.00403 | MV
NA2XS2Y 1x95 RM/25 6/10 kV | 315 | 0.313 | 0.123 | 0.249 | cs | 95 | 0.00403 | MV
NA2XS2Y 1x185 RM/25 6/10 kV | 406 | 0.161 | 0.11 | 0.358 | cs | 185 | 0.00403 | MV
NA2XS2Y 1x240 RM/25 6/10 kV | 456 | 0.122 | 0.105 | 0.416 | cs | 240 | 0.00403 | MV
NA2XS2Y 1x150 RM/25 12/20 kV | 250 | 0.206 | 0.116 | 0.319 | cs | 150 | 0.00403 | MV
NA2XS2Y 1x120 RM/25 12/20 kV | 230 | 0.253 | 0.119 | 0.283 | cs | 120 | 0.00403 | MV
NA2XS2Y 1x70 RM/25 12/20 kV | 190 | 0.443 | 0.132 | 0.22 | cs | 70 | 0.00403 | MV
NA2XS2Y 1x150 RM/25 6/10 kV | 360 | 0.206 | 0.11 | 0.315 | cs | 150 | 0.00403 | MV
NA2XS2Y 1x120 RM/25 6/10 kV | 340 | 0.253 | 0.113 | 0.28 | cs | 120 | 0.00403 | MV
NA2XS2Y 1x70 RM/25 6/10 kV | 280 | 0.443 | 0.123 | 0.217 | cs | 70 | 0.00403 | MV
N2XS(FL)2Y 1x120 RM/35 64/110 kV | 112 | 0.153 | 0.166 | 0.366 | cs | 120 | 0.00393 | HV
N2XS(FL)2Y 1x185 RM/35 64/110 kV | 125 | 0.099 | 0.156 | 0.457 | cs | 185 | 0.00393 | HV
N2XS(FL)2Y 1x240 RM/35 64/110 kV | 135 | 0.075 | 0.149 | 0.526 | cs | 240 | 0.00393 | HV
N2XS(FL)2Y 1x300 RM/35 64/110 kV | 144 | 0.06 | 0.144 | 0.588 | cs | 300 | 0.00393 | HV
15-AL1/3-ST1A 0.4 | 11 | 1.8769 | 0.35 | 0.105 | ol | 16 | 0.00403 | LV
24-AL1/4-ST1A 0.4 | 11.25 | 1.2012 | 0.335 | 0.14 | ol | 24 | 0.00403 | LV
48-AL1/8-ST1A 0.4 | 12.2 | 0.5939 | 0.3 | 0.21 | ol | 48 | 0.00403 | LV
94-AL1/15-ST1A 0.4 | 13.2 | 0.306 | 0.29 | 0.35 | ol | 94 | 0.00403 | LV
34-AL1/6-ST1A 10.0 | 9.7 | 0.8342 | 0.36 | 0.17 | ol | 34 | 0.00403 | MV
48-AL1/8-ST1A 10.0 | 10.1 | 0.5939 | 0.35 | 0.21 | ol | 48 | 0.00403 | MV
70-AL1/11-ST1A 10.0 | 10.4 | 0.4132 | 0.339 | 0.29 | ol | 70 | 0.00403 | MV
94-AL1/15-ST1A 10.0 | 10.75 | 0.306 | 0.33 | 0.35 | ol | 94 | 0.00403 | MV
122-AL1/20-ST1A 10.0 | 11.1 | 0.2376 | 0.323 | 0.41 | ol | 122 | 0.00403 | MV
149-AL1/24-ST1A 10.0 | 11.25 | 0.194 | 0.315 | 0.47 | ol | 149 | 0.00403 | MV
34-AL1/6-ST1A 20.0 | 9.15 | 0.8342 | 0.382 | 0.17 | ol | 34 | 0.00403 | MV
48-AL1/8-ST1A 20.0 | 9.5 | 0.5939 | 0.372 | 0.21 | ol | 48 | 0.00403 | MV
70-AL1/11-ST1A 20.0 | 9.7 | 0.4132 | 0.36 | 0.29 | ol | 70 | 0.00403 | MV
94-AL1/15-ST1A 20.0 | 10 | 0.306 | 0.35 | 0.35 | ol | 94 | 0.00403 | MV
122-AL1/20-ST1A 20.0 | 10.3 | 0.2376 | 0.344 | 0.41 | ol | 122 | 0.00403 | MV
149-AL1/24-ST1A 20.0 | 10.5 | 0.194 | 0.337 | 0.47 | ol | 149 | 0.00403 | MV
184-AL1/30-ST1A 20.0 | 10.75 | 0.1571 | 0.33 | 0.535 | ol | 184 | 0.00403 | MV
243-AL1/39-ST1A 20.0 | 11 | 0.1188 | 0.32 | 0.645 | ol | 243 | 0.00403 | MV
48-AL1/8-ST1A 110.0 | 8 | 0.5939 | 0.46 | 0.21 | ol | 48 | 0.00403 | HV
70-AL1/11-ST1A 110.0 | 8.4 | 0.4132 | 0.45 | 0.29 | ol | 70 | 0.00403 | HV
94-AL1/15-ST1A 110.0 | 8.65 | 0.306 | 0.44 | 0.35 | ol | 94 | 0.00403 | HV
122-AL1/20-ST1A 110.0 | 8.5 | 0.2376 | 0.43 | 0.41 | ol | 122 | 0.00403 | HV
149-AL1/24-ST1A 110.0 | 8.75 | 0.194 | 0.41 | 0.47 | ol | 149 | 0.00403 | HV
184-AL1/30-ST1A 110.0 | 8.8 | 0.1571 | 0.4 | 0.535 | ol | 184 | 0.00403 | HV
243-AL1/39-ST1A 110.0 | 9 | 0.1188 | 0.39 | 0.645 | ol | 243 | 0.00403 | HV
305-AL1/39-ST1A 110.0 | 9.2 | 0.0949 | 0.38 | 0.74 | ol | 305 | 0.00403 | HV
490-AL1/64-ST1A 110.0 | 9.75 | 0.059 | 0.37 | 0.96 | ol | 490 | 0.00403 | HV
679-AL1/86-ST1A 110.0 | 9.95 | 0.042 | 0.36 | 1.15 | ol | 679 | 0.00403 | HV
490-AL1/64-ST1A 220.0 | 10 | 0.059 | 0.285 | 0.96 | ol | 490 | 0.00403 | HV
679-AL1/86-ST1A 220.0 | 11.7 | 0.042 | 0.275 | 1.15 | ol | 679 | 0.00403 | HV
490-AL1/64-ST1A 380.0 | 11 | 0.059 | 0.253 | 0.96 | ol | 490 | 0.00403 | HV
679-AL1/86-ST1A 380.0 | 14.6 | 0.042 | 0.25 | 1.15 | ol | 679 | 0.00403 | HV

## trafo_std_types
| i0_percent | pfe_kw | vkr_percent | sn_mva | vn_lv_kv | vn_hv_kv | vk_percent | shift_degree | vector_group | tap_side | tap_neutral | tap_min | tap_max | tap_step_degree | tap_step_percent | tap_phase_shifter
160 MVA 380/110 kV | 0.06 | 60 | 0.25 | 160 | 110 | 380 | 12.2 | 0 | Yy0 | hv | 0 | -9 | 9 | 0 | 1.5 | FALSE
100 MVA 220/110 kV | 0.06 | 55 | 0.26 | 100 | 110 | 220 | 12 | 0 | Yy0 | hv | 0 | -9 | 9 | 0 | 1.5 | FALSE
63 MVA 110/20 kV | 0.04 | 22 | 0.32 | 63 | 20 | 110 | 18 | 150 | YNd5 | hv | 0 | -9 | 9 | 0 | 1.5 | FALSE
40 MVA 110/20 kV | 0.05 | 18 | 0.34 | 40 | 20 | 110 | 16.2 | 150 | YNd5 | hv | 0 | -9 | 9 | 0 | 1.5 | FALSE
25 MVA 110/20 kV | 0.07 | 14 | 0.41 | 25 | 20 | 110 | 12 | 150 | YNd5 | hv | 0 | -9 | 9 | 0 | 1.5 | FALSE
63 MVA 110/10 kV | 0.04 | 22 | 0.32 | 63 | 10 | 110 | 18 | 150 | YNd5 | hv | 0 | -9 | 9 | 0 | 1.5 | FALSE
40 MVA 110/10 kV | 0.05 | 18 | 0.34 | 40 | 10 | 110 | 16.2 | 150 | YNd5 | hv | 0 | -9 | 9 | 0 | 1.5 | FALSE
25 MVA 110/10 kV | 0.07 | 14 | 0.41 | 25 | 10 | 110 | 12 | 150 | YNd5 | hv | 0 | -9 | 9 | 0 | 1.5 | FALSE
0.25 MVA 20/0.4 kV | 0.32 | 0.8 | 1.44 | 0.25 | 0.4 | 20 | 6 | 150 | Yzn5 | hv | 0 | -2 | 2 | 0 | 2.5 | FALSE
0.4 MVA 20/0.4 kV | 0.3375 | 1.35 | 1.425 | 0.4 | 0.4 | 20 | 6 | 150 | Dyn5 | hv | 0 | -2 | 2 | 0 | 2.5 | FALSE
0.63 MVA 20/0.4 kV | 0.2619 | 1.65 | 1.206 | 0.63 | 0.4 | 20 | 6 | 150 | Dyn5 | hv | 0 | -2 | 2 | 0 | 2.5 | FALSE
0.25 MVA 10/0.4 kV | 0.24 | 0.6 | 1.2 | 0.25 | 0.4 | 10 | 4 | 150 | Dyn5 | hv | 0 | -2 | 2 | 0 | 2.5 | FALSE
0.4 MVA 10/0.4 kV | 0.2375 | 0.95 | 1.325 | 0.4 | 0.4 | 10 | 4 | 150 | Dyn5 | hv | 0 | -2 | 2 | 0 | 2.5 | FALSE
0.63 MVA 10/0.4 kV | 0.1873 | 1.18 | 1.0794 | 0.63 | 0.4 | 10 | 4 | 150 | Dyn5 | hv | 0 | -2 | 2 | 0 | 2.5 | FALSE

## trafo3w_std_types
| sn_hv_mva | sn_mv_mva | sn_lv_mva | vn_hv_kv | vn_mv_kv | vn_lv_kv | vk_hv_percent | vk_mv_percent | vk_lv_percent | vkr_hv_percent | vkr_mv_percent | vkr_lv_percent | pfe_kw | i0_percent | shift_mv_degree | shift_lv_degree | vector_group | tap_side | tap_neutral | tap_min | tap_max | tap_step_percent
63/25/38 MVA 110/20/10 kV | 63 | 25 | 38 | 110 | 20 | 10 | 10.4 | 10.4 | 10.4 | 0.28 | 0.32 | 0.35 | 35 | 0.89 | 0 | 0 | YN0yn0yn0 | hv | 0 | -10 | 10 | 1.2
63/25/38 MVA 110/10/10 kV | 63 | 25 | 38 | 110 | 10 | 10 | 10.4 | 10.4 | 10.4 | 0.28 | 0.32 | 0.35 | 35 | 0.89 | 0 | 0 | YN0yn0yn0 | hv | 0 | -10 | 10 | 1.2

## fuse_std_types
| fuse_type | i_rated_a | t_avg | t_min | t_total | x_avg | x_min | x_total
HV 100A | HV 100A | 100 | 0 | [10.0, 3.64, 0.854, 0.281, 0.1, 0.0531, 0.022, 0.01] | [10.0, 4.267, 1.21, 0.403, 0.1, 0.058, 0.022, 0.01] | 0 | [300.0, 350.0, 450.0, 550.0, 700.0, 850.0, 1200.0, 1752.0] | [600.0, 700.0, 900.0, 1150.0, 1665.0, 2000.0, 3000.0, 4313.0]
HV 10A | HV 10A | 10 | 0 | [10.0, 1675.0, 0.344, 0.156, 0.1, 0.0417, 0.0171, 0.01] | [10.0, 1.3, 0.3, 0.155, 0.1, 0.0555, 0.023, 0.01] | 0 | [30.0, 32.0, 35.0, 37.0, 39.0, 50.0, 70.0, 88.0] | [60.0, 70.0, 80.0, 87.0, 94.0, 110.0, 150.0, 216.0]
HV 125A | HV 125A | 125 | 0 | [10.0, 1.82, 0.344, 0.1, 0.0467, 0.0269, 0.01] | [10.0, 2.478, 0.426, 0.1, 0.0427, 0.0211, 0.01] | 0 | [375.0, 500.0, 700.0, 925.0, 1200.0, 1500.0, 2341.0] | [750.0, 1000.0, 1500.0, 2200.0, 3000.0, 4000.0, 5765.0]
HV 160A | HV 160A | 160 | 0 | [10.0, 4.15, 1.03, 0.198, 0.1, 0.051, 0.0172, 0.01] | [10.0, 2.3, 0.734, 0.274, 0.1, 0.046, 0.0177, 0.01] | 0 | [480.0, 550.0, 700.0, 1000.0, 1260.0, 1600.0, 2500.0, 3227.0] | [960.0, 1300.0, 1700.0, 2200.0, 2996.0, 4000.0, 6000.0, 7946.0]
HV 16A | HV 16A | 16 | 0 | [10.0, 0.352, 0.164, 0.1, 0.0649, 0.0342, 0.01] | [10.0, 2.34, 0.722, 0.181, 0.1, 0.055, 0.0296, 0.01] | 0 | [48.0, 60.0, 65.0, 71.0, 80.0, 100.0, 162.0] | [96.0, 110.0, 125.0, 150.0, 168.0, 200.0, 250.0, 398.0]
HV 200A | HV 200A | 200 | 0 | [10.0, 4.267, 1.21, 0.403, 0.1, 0.058, 0.022, 0.01] | [10.0, 3.73, 1.654, 0.328, 0.1, 0.0531, 0.019, 0.01] | 0 | [600.0, 700.0, 900.0, 1150.0, 1665.0, 2000.0, 3000.0, 4313.0] | [1200.0, 1500.0, 1800.0, 2700.0, 3960.0, 5000.0, 7500.0, 10620.0]
HV 20A | HV 20A | 20 | 0 | [10.0, 1.3, 0.3, 0.155, 0.1, 0.0555, 0.023, 0.01] | [10.0, 1.3, 0.161, 0.1, 0.0611, 0.0399, 0.0141, 0.01] | 0 | [60.0, 70.0, 80.0, 87.0, 94.0, 110.0, 150.0, 216.0] | [120.0, 150.0, 200.0, 223.0, 260.0, 300.0, 450.0, 532.0]
HV 25A | HV 25A | 25 | 0 | [10.0, 2.512, 0.833, 0.299, 0.1, 0.0372, 0.0223, 0.01] | [10.0, 3.125, 0.597, 0.198, 0.1, 0.0378, 0.022, 0.01] | 0 | [75.0, 82.0, 90.0, 100.0, 124.0, 170.0, 200.0, 289.0] | [150.0, 170.0, 210.0, 250.0, 294.0, 400.0, 500.0, 711.0]
HV 31.5A | HV 31.5A | 31.5 | 0 | [10.0, 2.34, 0.722, 0.181, 0.1, 0.055, 0.0296, 0.01] | [10.0, 2.84, 0.368, 0.164, 0.1, 0.0621, 0.0378, 0.0195, 0.01] | 0 | [95.0, 110.0, 125.0, 150.0, 165.0, 200.0, 250.0, 390.0] | [189.0, 220.0, 300.0, 350.0, 393.0, 450.0, 530.0, 700.0, 960.0]
HV 40A | HV 40A | 40 | 0 | [10.0, 1.3, 0.161, 0.1, 0.0611, 0.0399, 0.0141, 0.01] | [10.0, 2.05, 0.369, 0.198, 0.1, 0.051, 0.0298, 0.01] | 0 | [120.0, 150.0, 200.0, 223.0, 260.0, 300.0, 450.0, 532.0] | [240.0, 300.0, 400.0, 450.0, 530.0, 650.0, 800.0, 1311.0]
HV 50A | HV 50A | 50 | 0 | [10.0, 3.215, 0.597, 0.198, 0.1, 0.0378, 0.022, 0.01] | [10.0, 3.64, 0.854, 0.281, 0.1, 0.0531, 0.022, 0.01] | 0 | [150.0, 170.0, 210.0, 250.0, 294.0, 400.0, 500.0, 711.0] | [300.0, 350.0, 450.0, 550.0, 700.0, 850.0, 1200.0, 1752.0]
HV 6.3A | HV 6.3A | 6.3 | 0 | [10.0, 1.39, 0.344, 0.168, 0.1, 0.056, 0.0263, 0.01] | [10.0, 1.711, 0.516, 0.198, 0.1, 0.0634, 0.0303, 0.01] | 0 | [19.0, 19.5, 20.4, 20.8, 22.0, 25.0, 32.0, 48.0] | [38.0, 40.0, 43.0, 48.0, 53.0, 60.0, 75.0, 118.0]
HV 63A | HV 63A | 63 | 0 | [10.0, 2.84, 0.368, 0.164, 0.1, 0.0621, 0.0378, 0.0195, 0.01] | [10.0, 1.82, 0.344, 0.1, 0.0467, 0.0269, 0.01] | 0 | [189.0, 220.0, 300.0, 350.0, 393.0, 450.0, 530.0, 700.0, 961.0] | [378.0, 500.0, 700.0, 934.0, 1200.0, 1500.0, 2366.0]
HV 80A | HV 80A | 80 | 0 | [10.0, 2.05, 0.369, 0.198, 0.1, 0.051, 0.0298, 0.01] | [10.0, 4.15, 1.03, 0.198, 0.1, 0.051, 0.0172, 0.01] | 0 | [240.0, 300.0, 400.0, 450.0, 530.0, 650.0, 800.0, 1311.0] | [480.0, 550.0, 700.0, 1000.0, 1260.0, 1600.0, 2500.0, 3227.0]
Siemens NH-1-100 | Siemens NH-1-100 | 100 | [5400.0, 2000.0, 400.0, 20.0, 1.0, 0.2, 0.012, 0.004] | 0 | 0 | [150.0, 190.0, 250.0, 430.0, 900.0, 1250.0, 2700.0, 3600.0] | 0 | 0
Siemens NH-1-125 | Siemens NH-1-125 | 125 | [4800.0, 120.0, 7.0, 0.1, 0.004] | 0 | 0 | [180.0, 400.0, 740.0, 2000.0, 4250.0] | 0 | 0
Siemens NH-1-16 | Siemens NH-1-16 | 16 | [4000.0, 400.0, 2.0, 0.1, 0.04, 0.01] | 0 | 0 | [26.0, 35.0, 75.0, 150.0, 200.0, 300.0] | 0 | 0
Siemens NH-1-160 | Siemens NH-1-160 | 160 | [4800.0, 120.0, 7.0, 0.1, 0.004] | 0 | 0 | [210.0, 500.0, 900.0, 2300.0, 5000.0] | 0 | 0
Siemens NH-1-25 | Siemens NH-1-25 | 25 | [4000.0, 1000.0, 10.0, 0.2, 0.02, 0.01] | 0 | 0 | [40.0, 50.0, 100.0, 210.0, 400.0, 500.0] | 0 | 0
Siemens NH-1-50 | Siemens NH-1-50 | 50 | [4000.0, 40.0, 4.0, 1.0, 0.02, 0.01] | 0 | 0 | [86.0, 200.0, 300.0, 400.0, 1000.0, 1280.0] | 0 | 0
Siemens NH-1-63 | Siemens NH-1-63 | 63 | [4000.0, 100.0, 10.0, 2.0, 0.04, 0.01] | 0 | 0 | [100.0, 200.0, 300.0, 400.0, 1000.0, 1500.0] | 0 | 0
Siemens NH-1-80 | Siemens NH-1-80 | 80 | [4800.0, 120.0, 7.0, 0.1, 0.01] | 0 | 0 | [150.58, 250.0, 450.0, 1150.0, 2470.0] | 0 | 0
Siemens NH-2-1000 | Siemens NH-2-1000 | 1000 | [4800.0, 120.0, 7.0, 0.1, 0.004] | 0 | 0 | [1900.0, 3500.0, 8400.0, 24000.0, 52000.0] | 0 | 0
Siemens NH-2-200 | Siemens NH-2-200 | 200 | [4800.0, 120.0, 7.0, 0.1, 0.004] | 0 | 0 | [280.0, 650.0, 1200.0, 3000.0, 7000.0] | 0 | 0
Siemens NH-2-224 | Siemens NH-2-224 | 224 | [4800.0, 120.0, 7.0, 0.2, 0.04, 0.004] | 0 | 0 | [400.0, 750.0, 1453.0, 3025.0, 4315.0, 7600.0] | 0 | 0
Siemens NH-2-250 | Siemens NH-2-250 | 250 | [4800.0, 120.0, 7.0, 0.1, 0.004] | 0 | 0 | [450.0, 800.0, 1650.0, 4000.0, 8500.0] | 0 | 0
Siemens NH-2-315 | Siemens NH-2-315 | 315 | [4800.0, 120.0, 7.0, 0.1, 0.004] | 0 | 0 | [550.0, 920.0, 1900.0, 5000.0, 11000.0] | 0 | 0
Siemens NH-2-355 | Siemens NH-2-355 | 355 | [4800.0, 120.0, 6.0, 0.1, 0.004] | 0 | 0 | [650.0, 1116.27, 2350.0, 5840.0, 12790.0] | 0 | 0
Siemens NH-2-400 | Siemens NH-2-400 | 400 | [4800.0, 120.0, 7.0, 0.1, 0.004] | 0 | 0 | [720.0, 1350.0, 2800.0, 6500.0, 15000.0] | 0 | 0
Siemens NH-2-425 | Siemens NH-2-425 | 425 | [4800.0, 120.0, 7.0, 0.1, 0.004] | 0 | 0 | [850.0, 1500.0, 3050.0, 7500.0, 16500.0] | 0 | 0
Siemens NH-2-630 | Siemens NH-2-630 | 630 | [4800.0, 120.0, 7.0, 0.1, 0.004] | 0 | 0 | [1200.0, 2000.0, 4800.0, 12000.0, 26000.0] | 0 | 0

## dtypes
| element | column | dtype
0 | bus | name | object
1 | bus | vn_kv | float64
2 | bus | type | object
3 | bus | zone | object
4 | bus | in_service | bool
5 | load | name | object
6 | load | bus | uint32
7 | load | p_mw | float64
8 | load | q_mvar | float64
9 | load | const_z_percent | float64
10 | load | const_i_percent | float64
11 | load | sn_mva | float64
12 | load | scaling | float64
13 | load | in_service | bool
14 | load | type | object
15 | ext_grid | name | object
16 | ext_grid | bus | uint32
17 | ext_grid | vm_pu | float64
18 | ext_grid | va_degree | float64
19 | ext_grid | slack_weight | float64
20 | ext_grid | in_service | bool
21 | line | name | object
22 | line | std_type | object
23 | line | from_bus | uint32
24 | line | to_bus | uint32
25 | line | length_km | float64
26 | line | r_ohm_per_km | float64
27 | line | x_ohm_per_km | float64
28 | line | c_nf_per_km | float64
29 | line | g_us_per_km | float64
30 | line | max_i_ka | float64
31 | line | df | float64
32 | line | parallel | uint32
33 | line | type | object
34 | line | in_service | bool
35 | trafo | name | object
36 | trafo | std_type | object
37 | trafo | hv_bus | uint32
38 | trafo | lv_bus | uint32
39 | trafo | sn_mva | float64
40 | trafo | vn_hv_kv | float64
41 | trafo | vn_lv_kv | float64
42 | trafo | vk_percent | float64
43 | trafo | vkr_percent | float64
44 | trafo | pfe_kw | float64
45 | trafo | i0_percent | float64
46 | trafo | shift_degree | float64
47 | trafo | tap_side | object
48 | trafo | tap_neutral | int32
49 | trafo | tap_min | int32
50 | trafo | tap_max | int32
51 | trafo | tap_step_percent | float64
52 | trafo | tap_step_degree | float64
53 | trafo | tap_pos | int32
54 | trafo | tap_phase_shifter | bool
55 | trafo | parallel | uint32
56 | trafo | df | float64
57 | trafo | in_service | bool
58 | line_geodata | coords | object
59 | bus_geodata | x | float64
60 | bus_geodata | y | float64
61 | bus_geodata | coords | object

## parameters
| version | format_version | converged | OPF_converged | name | f_hz | sn_mva
0 | 2.14.6 | 2.14.0 | FALSE | FALSE |  | 50 | 1