## bus
| name | vn_kv | type | zone | in_service
0 | bus_LV_4199-3_0_6_node_0 | 0.4 | n |  | TRUE
1 | bus_LV_4199-3_0_6_node_1 | 0.4 | n |  | TRUE
2 | bus_LV_4199-3_0_6_node_115 | 0.4 | n |  | TRUE
3 | bus_LV_4199-3_0_6_node_236 | 0.4 | n |  | TRUE
4 | bus_LV_4199-3_0_6_node_238 | 0.4 | n |  | TRUE
5 | bus_LV_4199-3_0_6_node_189 | 0.4 | n |  | TRUE
6 | bus_LV_4199-3_0_6_node_234 | 0.4 | n |  | TRUE
7 | bus_LV_4199-3_0_6_node_2 | 0.4 | n |  | TRUE
8 | bus_LV_4199-3_0_6_node_121 | 0.4 | n |  | TRUE
9 | bus_LV_4199-3_0_6_node_114 | 0.4 | n |  | TRUE
10 | bus_LV_4199-3_0_6_node_3 | 0.4 | n |  | TRUE
11 | bus_LV_4199-3_0_6_node_247 | 0.4 | n |  | TRUE
12 | bus_LV_4199-3_0_6_node_110 | 0.4 | n |  | TRUE
13 | bus_LV_4199-3_0_6_node_120 | 0.4 | n |  | TRUE
14 | bus_LV_4199-3_0_6_node_111 | 0.4 | n |  | TRUE
15 | bus_LV_4199-3_0_6_node_109 | 0.4 | n |  | TRUE
16 | bus_LV_4199-3_0_6_node_4 | 0.4 | n |  | TRUE
17 | bus_LV_4199-3_0_6_node_126 | 0.4 | n |  | TRUE
18 | bus_LV_4199-3_0_6_node_124 | 0.4 | n |  | TRUE
19 | bus_LV_4199-3_0_6_node_6 | 0.4 | n |  | TRUE
20 | bus_LV_4199-3_0_6_node_9 | 0.4 | n |  | TRUE
21 | bus_LV_4199-3_0_6_node_8 | 0.4 | n |  | TRUE
22 | bus_LV_4199-3_0_6_node_7 | 0.4 | n |  | TRUE
23 | bus_LV_4199-3_0_6_node_113 | 0.4 | n |  | TRUE
24 | bus_LV_4199-3_0_6_node_112 | 0.4 | n |  | TRUE
25 | bus_LV_4199-3_0_6_node_107 | 0.4 | n |  | TRUE
26 | bus_LV_4199-3_0_6_node_125 | 0.4 | n |  | TRUE
27 | bus_LV_4199-3_0_6_node_10 | 0.4 | n |  | TRUE
28 | bus_LV_4199-3_0_6_node_11 | 0.4 | n |  | TRUE
29 | bus_LV_4199-3_0_6_node_12 | 0.4 | n |  | TRUE
30 | bus_LV_4199-3_0_6_node_13 | 0.4 | n |  | TRUE
31 | bus_LV_4199-3_0_6_node_14 | 0.4 | n |  | TRUE
32 | bus_LV_4199-3_0_6_node_15 | 0.4 | n |  | TRUE
33 | bus_LV_4199-3_0_6_node_94 | 0.4 | n |  | TRUE
34 | bus_LV_4199-3_0_6_node_32 | 0.4 | n |  | TRUE
35 | bus_LV_4199-3_0_6_node_34 | 0.4 | n |  | TRUE
36 | bus_LV_4199-3_0_6_node_16 | 0.4 | n |  | TRUE
37 | bus_LV_4199-3_0_6_node_244 | 0.4 | n |  | TRUE
38 | bus_LV_4199-3_0_6_node_246 | 0.4 | n |  | TRUE
39 | bus_LV_4199-3_0_6_node_30 | 0.4 | n |  | TRUE
40 | bus_LV_4199-3_0_6_node_26 | 0.4 | n |  | TRUE
41 | bus_LV_4199-3_0_6_node_93 | 0.4 | n |  | TRUE
42 | bus_LV_4199-3_0_6_node_245 | 0.4 | n |  | TRUE
43 | bus_LV_4199-3_0_6_node_17 | 0.4 | n |  | TRUE
44 | bus_LV_4199-3_0_6_node_18 | 0.4 | n |  | TRUE
45 | bus_LV_4199-3_0_6_node_20 | 0.4 | n |  | TRUE
46 | bus_LV_4199-3_0_6_node_47 | 0.4 | n |  | TRUE
47 | bus_LV_4199-3_0_6_node_21 | 0.4 | n |  | TRUE
48 | bus_LV_4199-3_0_6_node_52 | 0.4 | n |  | TRUE
49 | bus_LV_4199-3_0_6_node_22 | 0.4 | n |  | TRUE
50 | bus_LV_4199-3_0_6_node_23 | 0.4 | n |  | TRUE
51 | bus_LV_4199-3_0_6_node_50 | 0.4 | n |  | TRUE
52 | bus_LV_4199-3_0_6_node_42 | 0.4 | n |  | TRUE
53 | bus_LV_4199-3_0_6_node_46 | 0.4 | n |  | TRUE
54 | bus_LV_4199-3_0_6_node_45 | 0.4 | n |  | TRUE
55 | bus_LV_4199-3_0_6_node_44 | 0.4 | n |  | TRUE
56 | bus_LV_4199-3_0_6_node_40 | 0.4 | n |  | TRUE
57 | bus_LV_4199-3_0_6_node_24 | 0.4 | n |  | TRUE
58 | bus_LV_4199-3_0_6_node_25 | 0.4 | n |  | TRUE
59 | bus_LV_4199-3_0_6_node_27 | 0.4 | n |  | TRUE
60 | bus_LV_4199-3_0_6_node_35 | 0.4 | n |  | TRUE
61 | bus_LV_4199-3_0_6_node_58 | 0.4 | n |  | TRUE
62 | bus_LV_4199-3_0_6_node_29 | 0.4 | n |  | TRUE
63 | bus_LV_4199-3_0_6_node_31 | 0.4 | n |  | TRUE
64 | bus_LV_4199-3_0_6_node_59 | 0.4 | n |  | TRUE
65 | bus_LV_4199-3_0_6_node_36 | 0.4 | n |  | TRUE
66 | bus_LV_4199-3_0_6_node_37 | 0.4 | n |  | TRUE
67 | bus_LV_4199-3_0_6_node_38 | 0.4 | n |  | TRUE
68 | bus_LV_4199-3_0_6_node_39 | 0.4 | n |  | TRUE
69 | bus_LV_4199-3_0_6_node_65 | 0.4 | n |  | TRUE
70 | bus_LV_4199-3_0_6_node_64 | 0.4 | n |  | TRUE
71 | bus_LV_4199-3_0_6_node_48 | 0.4 | n |  | TRUE
72 | bus_LV_4199-3_0_6_node_80 | 0.4 | n |  | TRUE
73 | bus_LV_4199-3_0_6_node_49 | 0.4 | n |  | TRUE
74 | bus_LV_4199-3_0_6_node_51 | 0.4 | n |  | TRUE
75 | bus_LV_4199-3_0_6_node_57 | 0.4 | n |  | TRUE
76 | bus_LV_4199-3_0_6_node_71 | 0.4 | n |  | TRUE
77 | bus_LV_4199-3_0_6_node_55 | 0.4 | n |  | TRUE
78 | bus_LV_4199-3_0_6_node_53 | 0.4 | n |  | TRUE
79 | bus_LV_4199-3_0_6_node_54 | 0.4 | n |  | TRUE
80 | bus_LV_4199-3_0_6_node_56 | 0.4 | n |  | TRUE
81 | bus_LV_4199-3_0_6_node_78 | 0.4 | n |  | TRUE
82 | bus_LV_4199-3_0_6_node_79 | 0.4 | n |  | TRUE
83 | bus_LV_4199-3_0_6_node_77 | 0.4 | n |  | TRUE
84 | bus_LV_4199-3_0_6_node_60 | 0.4 | n |  | TRUE
85 | bus_LV_4199-3_0_6_node_61 | 0.4 | n |  | TRUE
86 | bus_LV_4199-3_0_6_node_62 | 0.4 | n |  | TRUE
87 | bus_LV_4199-3_0_6_node_63 | 0.4 | n |  | TRUE
88 | bus_LV_4199-3_0_6_node_66 | 0.4 | n |  | TRUE
89 | bus_LV_4199-3_0_6_node_69 | 0.4 | n |  | TRUE
90 | bus_LV_4199-3_0_6_node_67 | 0.4 | n |  | TRUE
91 | bus_LV_4199-3_0_6_node_70 | 0.4 | n |  | TRUE
92 | bus_LV_4199-3_0_6_node_68 | 0.4 | n |  | TRUE
93 | bus_LV_4199-3_0_6_node_243 | 0.4 | n |  | TRUE
94 | bus_LV_4199-3_0_6_node_75 | 0.4 | n |  | TRUE
95 | bus_LV_4199-3_0_6_node_76 | 0.4 | n |  | TRUE
96 | bus_LV_4199-3_0_6_node_73 | 0.4 | n |  | TRUE
97 | bus_LV_4199-3_0_6_node_74 | 0.4 | n |  | TRUE
98 | bus_LV_4199-3_0_6_node_134 | 0.4 | n |  | TRUE
99 | bus_LV_4199-3_0_6_node_84 | 0.4 | n |  | TRUE
100 | bus_LV_4199-3_0_6_node_141 | 0.4 | n |  | TRUE
101 | bus_LV_4199-3_0_6_node_83 | 0.4 | n |  | TRUE
102 | bus_LV_4199-3_0_6_node_82 | 0.4 | n |  | TRUE
103 | bus_LV_4199-3_0_6_node_81 | 0.4 | n |  | TRUE
104 | bus_LV_4199-3_0_6_node_133 | 0.4 | n |  | TRUE
105 | bus_LV_4199-3_0_6_node_85 | 0.4 | n |  | TRUE
106 | bus_LV_4199-3_0_6_node_86 | 0.4 | n |  | TRUE
107 | bus_LV_4199-3_0_6_node_130 | 0.4 | n |  | TRUE
108 | bus_LV_4199-3_0_6_node_87 | 0.4 | n |  | TRUE
109 | bus_LV_4199-3_0_6_node_88 | 0.4 | n |  | TRUE
110 | bus_LV_4199-3_0_6_node_89 | 0.4 | n |  | TRUE
111 | bus_LV_4199-3_0_6_node_122 | 0.4 | n |  | TRUE
112 | bus_LV_4199-3_0_6_node_92 | 0.4 | n |  | TRUE
113 | bus_LV_4199-3_0_6_node_123 | 0.4 | n |  | TRUE
114 | bus_LV_4199-3_0_6_node_90 | 0.4 | n |  | TRUE
115 | bus_LV_4199-3_0_6_node_91 | 0.4 | n |  | TRUE
116 | bus_LV_4199-3_0_6_node_95 | 0.4 | n |  | TRUE
117 | bus_LV_4199-3_0_6_node_96 | 0.4 | n |  | TRUE
118 | bus_LV_4199-3_0_6_node_97 | 0.4 | n |  | TRUE
119 | bus_LV_4199-3_0_6_node_105 | 0.4 | n |  | TRUE
120 | bus_LV_4199-3_0_6_node_103 | 0.4 | n |  | TRUE
121 | bus_LV_4199-3_0_6_node_98 | 0.4 | n |  | TRUE
122 | bus_LV_4199-3_0_6_node_99 | 0.4 | n |  | TRUE
123 | bus_LV_4199-3_0_6_node_100 | 0.4 | n |  | TRUE
124 | bus_LV_4199-3_0_6_node_101 | 0.4 | n |  | TRUE
125 | bus_LV_4199-3_0_6_node_108 | 0.4 | n |  | TRUE
126 | bus_LV_4199-3_0_6_node_102 | 0.4 | n |  | TRUE
127 | bus_LV_4199-3_0_6_node_104 | 0.4 | n |  | TRUE
128 | bus_LV_4199-3_0_6_node_106 | 0.4 | n |  | TRUE
129 | bus_LV_4199-3_0_6_node_119 | 0.4 | n |  | TRUE
130 | bus_LV_4199-3_0_6_node_138 | 0.4 | n |  | TRUE
131 | bus_LV_4199-3_0_6_node_172 | 0.4 | n |  | TRUE
132 | bus_LV_4199-3_0_6_node_190 | 0.4 | n |  | TRUE
133 | bus_LV_4199-3_0_6_node_116 | 0.4 | n |  | TRUE
134 | bus_LV_4199-3_0_6_node_117 | 0.4 | n |  | TRUE
135 | bus_LV_4199-3_0_6_node_139 | 0.4 | n |  | TRUE
136 | bus_LV_4199-3_0_6_node_118 | 0.4 | n |  | TRUE
137 | bus_LV_4199-3_0_6_node_157 | 0.4 | n |  | TRUE
138 | bus_LV_4199-3_0_6_node_159 | 0.4 | n |  | TRUE
139 | bus_LV_4199-3_0_6_node_155 | 0.4 | n |  | TRUE
140 | bus_LV_4199-3_0_6_node_170 | 0.4 | n |  | TRUE
141 | bus_LV_4199-3_0_6_node_191 | 0.4 | n |  | TRUE
142 | bus_LV_4199-3_0_6_node_127 | 0.4 | n |  | TRUE
143 | bus_LV_4199-3_0_6_node_128 | 0.4 | n |  | TRUE
144 | bus_LV_4199-3_0_6_node_129 | 0.4 | n |  | TRUE
145 | bus_LV_4199-3_0_6_node_131 | 0.4 | n |  | TRUE
146 | bus_LV_4199-3_0_6_node_132 | 0.4 | n |  | TRUE
147 | bus_LV_4199-3_0_6_node_142 | 0.4 | n |  | TRUE
148 | bus_LV_4199-3_0_6_node_135 | 0.4 | n |  | TRUE
149 | bus_LV_4199-3_0_6_node_182 | 0.4 | n |  | TRUE
150 | bus_LV_4199-3_0_6_node_136 | 0.4 | n |  | TRUE
151 | bus_LV_4199-3_0_6_node_181 | 0.4 | n |  | TRUE
152 | bus_LV_4199-3_0_6_node_140 | 0.4 | n |  | TRUE
153 | bus_LV_4199-3_0_6_node_171 | 0.4 | n |  | TRUE
154 | bus_LV_4199-3_0_6_node_143 | 0.4 | n |  | TRUE
155 | bus_LV_4199-3_0_6_node_144 | 0.4 | n |  | TRUE
156 | bus_LV_4199-3_0_6_node_145 | 0.4 | n |  | TRUE
157 | bus_LV_4199-3_0_6_node_146 | 0.4 | n |  | TRUE
158 | bus_LV_4199-3_0_6_node_147 | 0.4 | n |  | TRUE
159 | bus_LV_4199-3_0_6_node_179 | 0.4 | n |  | TRUE
160 | bus_LV_4199-3_0_6_node_177 | 0.4 | n |  | TRUE
161 | bus_LV_4199-3_0_6_node_148 | 0.4 | n |  | TRUE
162 | bus_LV_4199-3_0_6_node_149 | 0.4 | n |  | TRUE
163 | bus_LV_4199-3_0_6_node_150 | 0.4 | n |  | TRUE
164 | bus_LV_4199-3_0_6_node_151 | 0.4 | n |  | TRUE
165 | bus_LV_4199-3_0_6_node_152 | 0.4 | n |  | TRUE
166 | bus_LV_4199-3_0_6_node_153 | 0.4 | n |  | TRUE
167 | bus_LV_4199-3_0_6_node_154 | 0.4 | n |  | TRUE
168 | bus_LV_4199-3_0_6_node_201 | 0.4 | n |  | TRUE
169 | bus_LV_4199-3_0_6_node_216 | 0.4 | n |  | TRUE
170 | bus_LV_4199-3_0_6_node_193 | 0.4 | n |  | TRUE
171 | bus_LV_4199-3_0_6_node_218 | 0.4 | n |  | TRUE
172 | bus_LV_4199-3_0_6_node_215 | 0.4 | n |  | TRUE
173 | bus_LV_4199-3_0_6_node_192 | 0.4 | n |  | TRUE
174 | bus_LV_4199-3_0_6_node_156 | 0.4 | n |  | TRUE
175 | bus_LV_4199-3_0_6_node_158 | 0.4 | n |  | TRUE
176 | bus_LV_4199-3_0_6_node_160 | 0.4 | n |  | TRUE
177 | bus_LV_4199-3_0_6_node_161 | 0.4 | n |  | TRUE
178 | bus_LV_4199-3_0_6_node_162 | 0.4 | n |  | TRUE
179 | bus_LV_4199-3_0_6_node_163 | 0.4 | n |  | TRUE
180 | bus_LV_4199-3_0_6_node_169 | 0.4 | n |  | TRUE
181 | bus_LV_4199-3_0_6_node_173 | 0.4 | n |  | TRUE
182 | bus_LV_4199-3_0_6_node_164 | 0.4 | n |  | TRUE
183 | bus_LV_4199-3_0_6_node_165 | 0.4 | n |  | TRUE
184 | bus_LV_4199-3_0_6_node_166 | 0.4 | n |  | TRUE
185 | bus_LV_4199-3_0_6_node_167 | 0.4 | n |  | TRUE
186 | bus_LV_4199-3_0_6_node_168 | 0.4 | n |  | TRUE
187 | bus_LV_4199-3_0_6_node_231 | 0.4 | n |  | TRUE
188 | bus_LV_4199-3_0_6_node_232 | 0.4 | n |  | TRUE
189 | bus_LV_4199-3_0_6_node_241 | 0.4 | n |  | TRUE
190 | bus_LV_4199-3_0_6_node_233 | 0.4 | n |  | TRUE
191 | bus_LV_4199-3_0_6_node_174 | 0.4 | n |  | TRUE
192 | bus_LV_4199-3_0_6_node_175 | 0.4 | n |  | TRUE
193 | bus_LV_4199-3_0_6_node_176 | 0.4 | n |  | TRUE
194 | bus_LV_4199-3_0_6_node_178 | 0.4 | n |  | TRUE
195 | bus_LV_4199-3_0_6_node_180 | 0.4 | n |  | TRUE
196 | bus_LV_4199-3_0_6_node_183 | 0.4 | n |  | TRUE
197 | bus_LV_4199-3_0_6_node_184 | 0.4 | n |  | TRUE
198 | bus_LV_4199-3_0_6_node_199 | 0.4 | n |  | TRUE
199 | bus_LV_4199-3_0_6_node_200 | 0.4 | n |  | TRUE
200 | bus_LV_4199-3_0_6_node_198 | 0.4 | n |  | TRUE
201 | bus_LV_4199-3_0_6_node_185 | 0.4 | n |  | TRUE
202 | bus_LV_4199-3_0_6_node_186 | 0.4 | n |  | TRUE
203 | bus_LV_4199-3_0_6_node_187 | 0.4 | n |  | TRUE
204 | bus_LV_4199-3_0_6_node_188 | 0.4 | n |  | TRUE
205 | bus_LV_4199-3_0_6_node_196 | 0.4 | n |  | TRUE
206 | bus_LV_4199-3_0_6_node_194 | 0.4 | n |  | TRUE
207 | bus_LV_4199-3_0_6_node_195 | 0.4 | n |  | TRUE
208 | bus_LV_4199-3_0_6_node_197 | 0.4 | n |  | TRUE
209 | bus_LV_4199-3_0_6_node_202 | 0.4 | n |  | TRUE
210 | bus_LV_4199-3_0_6_node_204 | 0.4 | n |  | TRUE
211 | bus_LV_4199-3_0_6_node_206 | 0.4 | n |  | TRUE
212 | bus_LV_4199-3_0_6_node_207 | 0.4 | n |  | TRUE
213 | bus_LV_4199-3_0_6_node_208 | 0.4 | n |  | TRUE
214 | bus_LV_4199-3_0_6_node_209 | 0.4 | n |  | TRUE
215 | bus_LV_4199-3_0_6_node_226 | 0.4 | n |  | TRUE
216 | bus_LV_4199-3_0_6_node_214 | 0.4 | n |  | TRUE
217 | bus_LV_4199-3_0_6_node_224 | 0.4 | n |  | TRUE
218 | bus_LV_4199-3_0_6_node_225 | 0.4 | n |  | TRUE
219 | bus_LV_4199-3_0_6_node_210 | 0.4 | n |  | TRUE
220 | bus_LV_4199-3_0_6_node_211 | 0.4 | n |  | TRUE
221 | bus_LV_4199-3_0_6_node_223 | 0.4 | n |  | TRUE
222 | bus_LV_4199-3_0_6_node_212 | 0.4 | n |  | TRUE
223 | bus_LV_4199-3_0_6_node_221 | 0.4 | n |  | TRUE
224 | bus_LV_4199-3_0_6_node_229 | 0.4 | n |  | TRUE
225 | bus_LV_4199-3_0_6_node_213 | 0.4 | n |  | TRUE
226 | bus_LV_4199-3_0_6_node_219 | 0.4 | n |  | TRUE
227 | bus_LV_4199-3_0_6_node_228 | 0.4 | n |  | TRUE
228 | bus_LV_4199-3_0_6_node_222 | 0.4 | n |  | TRUE
229 | bus_LV_4199-3_0_6_node_217 | 0.4 | n |  | TRUE
230 | bus_LV_4199-3_0_6_node_220 | 0.4 | n |  | TRUE
231 | bus_LV_4199-3_0_6_node_227 | 0.4 | n |  | TRUE
232 | bus_LV_4199-3_0_6_node_230 | 0.4 | n |  | TRUE
233 | bus_LV_4199-3_0_6_node_242 | 0.4 | n |  | TRUE
234 | bus_LV_4199-3_0_6_node_237 | 0.4 | n |  | TRUE
235 | bus_LV_4199-3_0_6_node_239 | 0.4 | n |  | TRUE
236 | bus_LV_4199-3_0_6_node_235 | 0.4 | n |  | TRUE
237 | bus_LV_4199-3_0_6_node_240 | 0.4 | n |  | TRUE
238 | bus_MV_303_0_node_61 | 20 | n |  | TRUE

## load
| name | bus | p_mw | q_mvar | const_z_percent | const_i_percent | sn_mva | scaling | in_service | type
0 | LV_4199-3_0_6_load_0 | 0 | 0.0018815 | 0.00047154 | 0 | 0 |  | 1 | TRUE | wye
1 | LV_4199-3_0_6_load_238 | 4 | 0.00029938 | 7.5032e-05 | 0 | 0 |  | 1 | TRUE | wye
2 | LV_4199-3_0_6_load_189 | 5 | 0.00030531 | 7.6519e-05 | 0 | 0 |  | 1 | TRUE | wye
3 | LV_4199-3_0_6_load_234 | 6 | 0.00033377 | 8.3649e-05 | 0 | 0 |  | 1 | TRUE | wye
4 | LV_4199-3_0_6_load_121 | 8 | 0.0023806 | 0.00059664 | 0 | 0 |  | 1 | TRUE | wye
5 | LV_4199-3_0_6_load_114 | 9 | 0.00028669 | 7.1851e-05 | 0 | 0 |  | 1 | TRUE | wye
6 | LV_4199-3_0_6_load_247 | 11 | 0.0011769 | 0.00029496 | 0 | 0 |  | 1 | TRUE | wye
7 | LV_4199-3_0_6_load_120 | 13 | 0.0019302 | 0.00048376 | 0 | 0 |  | 1 | TRUE | wye
8 | LV_4199-3_0_6_load_111 | 14 | 0.0016832 | 0.00042184 | 0 | 0 |  | 1 | TRUE | wye
9 | LV_4199-3_0_6_load_4 | 16 | 0.00083672 | 0.0002097 | 0 | 0 |  | 1 | TRUE | wye
10 | LV_4199-3_0_6_load_126 | 17 | 0.0012651 | 0.00031705 | 0 | 0 |  | 1 | TRUE | wye
11 | LV_4199-3_0_6_load_9 | 20 | 0.0013008 | 0.000326 | 0 | 0 |  | 1 | TRUE | wye
12 | LV_4199-3_0_6_load_8 | 21 | 0.00051168 | 0.00012824 | 0 | 0 |  | 1 | TRUE | wye
13 | LV_4199-3_0_6_load_7 | 22 | 0.0065274 | 0.0016359 | 0 | 0 |  | 1 | TRUE | wye
14 | LV_4199-3_0_6_load_112 | 24 | 0.0009617 | 0.00024102 | 0 | 0 |  | 1 | TRUE | wye
15 | LV_4199-3_0_6_load_10 | 27 | 0.0012644 | 0.00031689 | 0 | 0 |  | 1 | TRUE | wye
16 | LV_4199-3_0_6_load_12 | 29 | 0.00049697 | 0.00012455 | 0 | 0 |  | 1 | TRUE | wye
17 | LV_4199-3_0_6_load_13 | 30 | 0.00063408 | 0.00015892 | 0 | 0 |  | 1 | TRUE | wye
18 | LV_4199-3_0_6_load_94 | 33 | 0.00028584 | 7.1637e-05 | 0 | 0 |  | 1 | TRUE | wye
19 | LV_4199-3_0_6_load_32 | 34 | 0.0035202 | 0.00088223 | 0 | 0 |  | 1 | TRUE | wye
20 | LV_4199-3_0_6_load_34 | 35 | 0.00065243 | 0.00016351 | 0 | 0 |  | 1 | TRUE | wye
21 | LV_4199-3_0_6_load_244 | 37 | 0.00060125 | 0.00015069 | 0 | 0 |  | 1 | TRUE | wye
22 | LV_4199-3_0_6_load_246 | 38 | 0.0026014 | 0.00065198 | 0 | 0 |  | 1 | TRUE | wye
23 | LV_4199-3_0_6_load_30 | 39 | 0.00078745 | 0.00019735 | 0 | 0 |  | 1 | TRUE | wye
24 | LV_4199-3_0_6_load_93 | 41 | 0.00074562 | 0.00018687 | 0 | 0 |  | 1 | TRUE | wye
25 | LV_4199-3_0_6_load_245 | 42 | 0.0030536 | 0.00076529 | 0 | 0 |  | 1 | TRUE | wye
26 | LV_4199-3_0_6_load_17 | 43 | 0.0041743 | 0.0010462 | 0 | 0 |  | 1 | TRUE | wye
27 | LV_4199-3_0_6_load_47 | 46 | 0.015533 | 0.0038928 | 0 | 0 |  | 1 | TRUE | wye
28 | LV_4199-3_0_6_load_52 | 48 | 0.0031819 | 0.00079746 | 0 | 0 |  | 1 | TRUE | wye
29 | LV_4199-3_0_6_load_50 | 51 | 0.015525 | 0.003891 | 0 | 0 |  | 1 | TRUE | wye
30 | LV_4199-3_0_6_load_46 | 53 | 0.015531 | 0.0038924 | 0 | 0 |  | 1 | TRUE | wye
31 | LV_4199-3_0_6_load_40 | 56 | 0.015522 | 0.0038901 | 0 | 0 |  | 1 | TRUE | wye
32 | LV_4199-3_0_6_load_24 | 57 | 0.01086 | 0.0027218 | 0 | 0 |  | 1 | TRUE | wye
33 | LV_4199-3_0_6_load_27 | 59 | 0.0023023 | 0.00057702 | 0 | 0 |  | 1 | TRUE | wye
34 | LV_4199-3_0_6_load_35 | 60 | 0.0014093 | 0.00035321 | 0 | 0 |  | 1 | TRUE | wye
35 | LV_4199-3_0_6_load_58 | 61 | 0.00038082 | 9.5442e-05 | 0 | 0 |  | 1 | TRUE | wye
36 | LV_4199-3_0_6_load_29 | 62 | 0.0034076 | 0.00085402 | 0 | 0 |  | 1 | TRUE | wye
37 | LV_4199-3_0_6_load_31 | 63 | 0.00067985 | 0.00017039 | 0 | 0 |  | 1 | TRUE | wye
38 | LV_4199-3_0_6_load_59 | 64 | 0.00024256 | 6.079e-05 | 0 | 0 |  | 1 | TRUE | wye
39 | LV_4199-3_0_6_load_36 | 65 | 0.015527 | 0.0038913 | 0 | 0 |  | 1 | TRUE | wye
40 | LV_4199-3_0_6_load_64 | 70 | 0.0090782 | 0.0022752 | 0 | 0 |  | 1 | TRUE | wye
41 | LV_4199-3_0_6_load_48 | 71 | 0.015528 | 0.0038917 | 0 | 0 |  | 1 | TRUE | wye
42 | LV_4199-3_0_6_load_80 | 72 | 0.013651 | 0.0034212 | 0 | 0 |  | 1 | TRUE | wye
43 | LV_4199-3_0_6_load_51 | 74 | 0.0021998 | 0.00055133 | 0 | 0 |  | 1 | TRUE | wye
44 | LV_4199-3_0_6_load_71 | 76 | 0.01103 | 0.0027645 | 0 | 0 |  | 1 | TRUE | wye
45 | LV_4199-3_0_6_load_53 | 78 | 0.017277 | 0.0043301 | 0 | 0 |  | 1 | TRUE | wye
46 | LV_4199-3_0_6_load_54 | 79 | 0.013696 | 0.0034326 | 0 | 0 |  | 1 | TRUE | wye
47 | LV_4199-3_0_6_load_77 | 83 | 0.017004 | 0.0042616 | 0 | 0 |  | 1 | TRUE | wye
48 | LV_4199-3_0_6_load_60 | 84 | 0.0013369 | 0.00033507 | 0 | 0 |  | 1 | TRUE | wye
49 | LV_4199-3_0_6_load_62 | 86 | 0.00065057 | 0.00016305 | 0 | 0 |  | 1 | TRUE | wye
50 | LV_4199-3_0_6_load_63 | 87 | 0.0013581 | 0.00034037 | 0 | 0 |  | 1 | TRUE | wye
51 | LV_4199-3_0_6_load_66 | 88 | 0.0053742 | 0.0013469 | 0 | 0 |  | 1 | TRUE | wye
52 | LV_4199-3_0_6_load_69 | 89 | 0.0014349 | 0.00035961 | 0 | 0 |  | 1 | TRUE | wye
53 | LV_4199-3_0_6_load_70 | 91 | 0.0017317 | 0.00043399 | 0 | 0 |  | 1 | TRUE | wye
54 | LV_4199-3_0_6_load_243 | 93 | 0.011065 | 0.0027731 | 0 | 0 |  | 1 | TRUE | wye
55 | LV_4199-3_0_6_load_75 | 94 | 0.0019334 | 0.00048457 | 0 | 0 |  | 1 | TRUE | wye
56 | LV_4199-3_0_6_load_73 | 96 | 0.0040324 | 0.0010106 | 0 | 0 |  | 1 | TRUE | wye
57 | LV_4199-3_0_6_load_74 | 97 | 0.028454 | 0.0071313 | 0 | 0 |  | 1 | TRUE | wye
58 | LV_4199-3_0_6_load_134 | 98 | 0.0032414 | 0.00081238 | 0 | 0 |  | 1 | TRUE | wye
59 | LV_4199-3_0_6_load_141 | 100 | 0.00053911 | 0.00013511 | 0 | 0 |  | 1 | TRUE | wye
60 | LV_4199-3_0_6_load_82 | 102 | 0.0069827 | 0.00175 | 0 | 0 |  | 1 | TRUE | wye
61 | LV_4199-3_0_6_load_81 | 103 | 0.0027214 | 0.00068204 | 0 | 0 |  | 1 | TRUE | wye
62 | LV_4199-3_0_6_load_133 | 104 | 0.01548 | 0.0038796 | 0 | 0 |  | 1 | TRUE | wye
63 | LV_4199-3_0_6_load_85 | 105 | 0.0022097 | 0.0005538 | 0 | 0 |  | 1 | TRUE | wye
64 | LV_4199-3_0_6_load_86 | 106 | 0.0018546 | 0.0004648 | 0 | 0 |  | 1 | TRUE | wye
65 | LV_4199-3_0_6_load_88 | 109 | 0.0027714 | 0.00069457 | 0 | 0 |  | 1 | TRUE | wye
66 | LV_4199-3_0_6_load_89 | 110 | 0.001881 | 0.00047143 | 0 | 0 |  | 1 | TRUE | wye
67 | LV_4199-3_0_6_load_122 | 111 | 0.011058 | 0.0027714 | 0 | 0 |  | 1 | TRUE | wye
68 | LV_4199-3_0_6_load_123 | 113 | 0.0076475 | 0.0019166 | 0 | 0 |  | 1 | TRUE | wye
69 | LV_4199-3_0_6_load_90 | 114 | 0.00055118 | 0.00013814 | 0 | 0 |  | 1 | TRUE | wye
70 | LV_4199-3_0_6_load_91 | 115 | 0.0014614 | 0.00036625 | 0 | 0 |  | 1 | TRUE | wye
71 | LV_4199-3_0_6_load_95 | 116 | 0.0038909 | 0.00097515 | 0 | 0 |  | 1 | TRUE | wye
72 | LV_4199-3_0_6_load_96 | 117 | 0.0012152 | 0.00030455 | 0 | 0 |  | 1 | TRUE | wye
73 | LV_4199-3_0_6_load_97 | 118 | 0.0013026 | 0.00032647 | 0 | 0 |  | 1 | TRUE | wye
74 | LV_4199-3_0_6_load_98 | 121 | 0.00086795 | 0.00021753 | 0 | 0 |  | 1 | TRUE | wye
75 | LV_4199-3_0_6_load_99 | 122 | 0.00086962 | 0.00021795 | 0 | 0 |  | 1 | TRUE | wye
76 | LV_4199-3_0_6_load_101 | 124 | 0.0019904 | 0.00049884 | 0 | 0 |  | 1 | TRUE | wye
77 | LV_4199-3_0_6_load_108 | 125 | 0.0043722 | 0.0010958 | 0 | 0 |  | 1 | TRUE | wye
78 | LV_4199-3_0_6_load_102 | 126 | 0.0017312 | 0.00043388 | 0 | 0 |  | 1 | TRUE | wye
79 | LV_4199-3_0_6_load_104 | 127 | 0.0041694 | 0.001045 | 0 | 0 |  | 1 | TRUE | wye
80 | LV_4199-3_0_6_load_138 | 130 | 0.0028348 | 0.00071047 | 0 | 0 |  | 1 | TRUE | wye
81 | LV_4199-3_0_6_load_172 | 131 | 0.0036843 | 0.00092338 | 0 | 0 |  | 1 | TRUE | wye
82 | LV_4199-3_0_6_load_190 | 132 | 0.00041061 | 0.00010291 | 0 | 0 |  | 1 | TRUE | wye
83 | LV_4199-3_0_6_load_116 | 133 | 0.00053059 | 0.00013298 | 0 | 0 |  | 1 | TRUE | wye
84 | LV_4199-3_0_6_load_117 | 134 | 0.0001955 | 4.8996e-05 | 0 | 0 |  | 1 | TRUE | wye
85 | LV_4199-3_0_6_load_139 | 135 | 0.0019872 | 0.00049803 | 0 | 0 |  | 1 | TRUE | wye
86 | LV_4199-3_0_6_load_118 | 136 | 0.00019634 | 4.9208e-05 | 0 | 0 |  | 1 | TRUE | wye
87 | LV_4199-3_0_6_load_159 | 138 | 0.00097605 | 0.00024462 | 0 | 0 |  | 1 | TRUE | wye
88 | LV_4199-3_0_6_load_155 | 139 | 0.0011131 | 0.00027896 | 0 | 0 |  | 1 | TRUE | wye
89 | LV_4199-3_0_6_load_170 | 140 | 0.00019376 | 4.8562e-05 | 0 | 0 |  | 1 | TRUE | wye
90 | LV_4199-3_0_6_load_191 | 141 | 0.00016665 | 4.1766e-05 | 0 | 0 |  | 1 | TRUE | wye
91 | LV_4199-3_0_6_load_127 | 142 | 0.0073835 | 0.0018505 | 0 | 0 |  | 1 | TRUE | wye
92 | LV_4199-3_0_6_load_128 | 143 | 0.0043431 | 0.0010885 | 0 | 0 |  | 1 | TRUE | wye
93 | LV_4199-3_0_6_load_131 | 145 | 0.0016713 | 0.00041886 | 0 | 0 |  | 1 | TRUE | wye
94 | LV_4199-3_0_6_load_142 | 147 | 0.0053221 | 0.0013338 | 0 | 0 |  | 1 | TRUE | wye
95 | LV_4199-3_0_6_load_182 | 149 | 0.0022785 | 0.00057104 | 0 | 0 |  | 1 | TRUE | wye
96 | LV_4199-3_0_6_load_136 | 150 | 0.0024695 | 0.0006189 | 0 | 0 |  | 1 | TRUE | wye
97 | LV_4199-3_0_6_load_181 | 151 | 0.002426 | 0.00060802 | 0 | 0 |  | 1 | TRUE | wye
98 | LV_4199-3_0_6_load_140 | 152 | 0.0020917 | 0.00052423 | 0 | 0 |  | 1 | TRUE | wye
99 | LV_4199-3_0_6_load_171 | 153 | 0.0019583 | 0.00049079 | 0 | 0 |  | 1 | TRUE | wye
100 | LV_4199-3_0_6_load_143 | 154 | 0.0013819 | 0.00034635 | 0 | 0 |  | 1 | TRUE | wye
101 | LV_4199-3_0_6_load_144 | 155 | 0.0017411 | 0.00043635 | 0 | 0 |  | 1 | TRUE | wye
102 | LV_4199-3_0_6_load_145 | 156 | 0.0017148 | 0.00042977 | 0 | 0 |  | 1 | TRUE | wye
103 | LV_4199-3_0_6_load_146 | 157 | 0.001339 | 0.00033558 | 0 | 0 |  | 1 | TRUE | wye
104 | LV_4199-3_0_6_load_147 | 158 | 0.0062923 | 0.001577 | 0 | 0 |  | 1 | TRUE | wye
105 | LV_4199-3_0_6_load_179 | 159 | 0.0014672 | 0.00036772 | 0 | 0 |  | 1 | TRUE | wye
106 | LV_4199-3_0_6_load_148 | 161 | 0.00095049 | 0.00023821 | 0 | 0 |  | 1 | TRUE | wye
107 | LV_4199-3_0_6_load_149 | 162 | 0.00092787 | 0.00023255 | 0 | 0 |  | 1 | TRUE | wye
108 | LV_4199-3_0_6_load_151 | 164 | 0.000416 | 0.00010426 | 0 | 0 |  | 1 | TRUE | wye
109 | LV_4199-3_0_6_load_152 | 165 | 0.0013821 | 0.0003464 | 0 | 0 |  | 1 | TRUE | wye
110 | LV_4199-3_0_6_load_153 | 166 | 0.0018472 | 0.00046296 | 0 | 0 |  | 1 | TRUE | wye
111 | LV_4199-3_0_6_load_154 | 167 | 0.0002651 | 6.644e-05 | 0 | 0 |  | 1 | TRUE | wye
112 | LV_4199-3_0_6_load_201 | 168 | 0.00093363 | 0.00023399 | 0 | 0 |  | 1 | TRUE | wye
113 | LV_4199-3_0_6_load_193 | 170 | 0.00026513 | 6.6447e-05 | 0 | 0 |  | 1 | TRUE | wye
114 | LV_4199-3_0_6_load_218 | 171 | 0.0010139 | 0.00025412 | 0 | 0 |  | 1 | TRUE | wye
115 | LV_4199-3_0_6_load_215 | 172 | 0.00093158 | 0.00023348 | 0 | 0 |  | 1 | TRUE | wye
116 | LV_4199-3_0_6_load_192 | 173 | 0.00062393 | 0.00015637 | 0 | 0 |  | 1 | TRUE | wye
117 | LV_4199-3_0_6_load_156 | 174 | 0.00055425 | 0.00013891 | 0 | 0 |  | 1 | TRUE | wye
118 | LV_4199-3_0_6_load_158 | 175 | 0.00048301 | 0.00012105 | 0 | 0 |  | 1 | TRUE | wye
119 | LV_4199-3_0_6_load_160 | 176 | 0.0031822 | 0.00079754 | 0 | 0 |  | 1 | TRUE | wye
120 | LV_4199-3_0_6_load_161 | 177 | 0.0027569 | 0.00069094 | 0 | 0 |  | 1 | TRUE | wye
121 | LV_4199-3_0_6_load_162 | 178 | 0.0031797 | 0.00079691 | 0 | 0 |  | 1 | TRUE | wye
122 | LV_4199-3_0_6_load_163 | 179 | 0.0027541 | 0.00069025 | 0 | 0 |  | 1 | TRUE | wye
123 | LV_4199-3_0_6_load_169 | 180 | 0.00065025 | 0.00016297 | 0 | 0 |  | 1 | TRUE | wye
124 | LV_4199-3_0_6_load_173 | 181 | 0.00065025 | 0.00016297 | 0 | 0 |  | 1 | TRUE | wye
125 | LV_4199-3_0_6_load_164 | 182 | 0.00022707 | 5.691e-05 | 0 | 0 |  | 1 | TRUE | wye
126 | LV_4199-3_0_6_load_165 | 183 | 0.00033565 | 8.4123e-05 | 0 | 0 |  | 1 | TRUE | wye
127 | LV_4199-3_0_6_load_166 | 184 | 0.00019534 | 4.8956e-05 | 0 | 0 |  | 1 | TRUE | wye
128 | LV_4199-3_0_6_load_167 | 185 | 0.00019643 | 4.9229e-05 | 0 | 0 |  | 1 | TRUE | wye
129 | LV_4199-3_0_6_load_168 | 186 | 0.0002869 | 7.1903e-05 | 0 | 0 |  | 1 | TRUE | wye
130 | LV_4199-3_0_6_load_231 | 187 | 0.00026513 | 6.6448e-05 | 0 | 0 |  | 1 | TRUE | wye
131 | LV_4199-3_0_6_load_232 | 188 | 0.00019643 | 4.923e-05 | 0 | 0 |  | 1 | TRUE | wye
132 | LV_4199-3_0_6_load_241 | 189 | 0.00026508 | 6.6436e-05 | 0 | 0 |  | 1 | TRUE | wye
133 | LV_4199-3_0_6_load_233 | 190 | 0.00019534 | 4.8956e-05 | 0 | 0 |  | 1 | TRUE | wye
134 | LV_4199-3_0_6_load_174 | 191 | 0.00077968 | 0.00019541 | 0 | 0 |  | 1 | TRUE | wye
135 | LV_4199-3_0_6_load_175 | 192 | 0.00071613 | 0.00017948 | 0 | 0 |  | 1 | TRUE | wye
136 | LV_4199-3_0_6_load_178 | 194 | 0.0013432 | 0.00033665 | 0 | 0 |  | 1 | TRUE | wye
137 | LV_4199-3_0_6_load_180 | 195 | 0.0011305 | 0.00028334 | 0 | 0 |  | 1 | TRUE | wye
138 | LV_4199-3_0_6_load_183 | 196 | 0.0017974 | 0.00045048 | 0 | 0 |  | 1 | TRUE | wye
139 | LV_4199-3_0_6_load_184 | 197 | 0.0040429 | 0.0010132 | 0 | 0 |  | 1 | TRUE | wye
140 | LV_4199-3_0_6_load_200 | 199 | 0.0057399 | 0.0014385 | 0 | 0 |  | 1 | TRUE | wye
141 | LV_4199-3_0_6_load_198 | 200 | 0.0014138 | 0.00035433 | 0 | 0 |  | 1 | TRUE | wye
142 | LV_4199-3_0_6_load_185 | 201 | 0.00070439 | 0.00017654 | 0 | 0 |  | 1 | TRUE | wye
143 | LV_4199-3_0_6_load_187 | 203 | 0.00041548 | 0.00010413 | 0 | 0 |  | 1 | TRUE | wye
144 | LV_4199-3_0_6_load_196 | 205 | 0.00048778 | 0.00012225 | 0 | 0 |  | 1 | TRUE | wye
145 | LV_4199-3_0_6_load_194 | 206 | 0.00046696 | 0.00011703 | 0 | 0 |  | 1 | TRUE | wye
146 | LV_4199-3_0_6_load_197 | 208 | 0.00067737 | 0.00016977 | 0 | 0 |  | 1 | TRUE | wye
147 | LV_4199-3_0_6_load_202 | 209 | 0.0043968 | 0.0011019 | 0 | 0 |  | 1 | TRUE | wye
148 | LV_4199-3_0_6_load_206 | 211 | 0.0072437 | 0.0018154 | 0 | 0 |  | 1 | TRUE | wye
149 | LV_4199-3_0_6_load_207 | 212 | 0.0024459 | 0.00061299 | 0 | 0 |  | 1 | TRUE | wye
150 | LV_4199-3_0_6_load_208 | 213 | 0.0015561 | 0.00038998 | 0 | 0 |  | 1 | TRUE | wye
151 | LV_4199-3_0_6_load_226 | 215 | 0.0010976 | 0.00027509 | 0 | 0 |  | 1 | TRUE | wye
152 | LV_4199-3_0_6_load_214 | 216 | 0.0028119 | 0.00070472 | 0 | 0 |  | 1 | TRUE | wye
153 | LV_4199-3_0_6_load_225 | 218 | 0.0092411 | 0.002316 | 0 | 0 |  | 1 | TRUE | wye
154 | LV_4199-3_0_6_load_210 | 219 | 0.00094197 | 0.00023608 | 0 | 0 |  | 1 | TRUE | wye
155 | LV_4199-3_0_6_load_211 | 220 | 0.0020972 | 0.0005256 | 0 | 0 |  | 1 | TRUE | wye
156 | LV_4199-3_0_6_load_223 | 221 | 0.0032521 | 0.00081506 | 0 | 0 |  | 1 | TRUE | wye
157 | LV_4199-3_0_6_load_212 | 222 | 0.0020506 | 0.00051393 | 0 | 0 |  | 1 | TRUE | wye
158 | LV_4199-3_0_6_load_221 | 223 | 0.002006 | 0.00050275 | 0 | 0 |  | 1 | TRUE | wye
159 | LV_4199-3_0_6_load_213 | 225 | 0.0035907 | 0.00089991 | 0 | 0 |  | 1 | TRUE | wye
160 | LV_4199-3_0_6_load_219 | 226 | 0.002261 | 0.00056665 | 0 | 0 |  | 1 | TRUE | wye
161 | LV_4199-3_0_6_load_228 | 227 | 0.0027443 | 0.00068777 | 0 | 0 |  | 1 | TRUE | wye
162 | LV_4199-3_0_6_load_222 | 228 | 0.0040138 | 0.001006 | 0 | 0 |  | 1 | TRUE | wye
163 | LV_4199-3_0_6_load_220 | 230 | 0.00098279 | 0.00024631 | 0 | 0 |  | 1 | TRUE | wye
164 | LV_4199-3_0_6_load_227 | 231 | 0.0013295 | 0.0003332 | 0 | 0 |  | 1 | TRUE | wye
165 | LV_4199-3_0_6_load_230 | 232 | 0.0012806 | 0.00032095 | 0 | 0 |  | 1 | TRUE | wye
166 | LV_4199-3_0_6_load_242 | 233 | 0.00044326 | 0.00011109 | 0 | 0 |  | 1 | TRUE | wye
167 | LV_4199-3_0_6_load_239 | 235 | 0.00028721 | 7.1982e-05 | 0 | 0 |  | 1 | TRUE | wye
168 | LV_4199-3_0_6_load_235 | 236 | 0.00030302 | 7.5944e-05 | 0 | 0 |  | 1 | TRUE | wye
169 | LV_4199-3_0_6_load_240 | 237 | 0.00028373 | 7.1109e-05 | 0 | 0 |  | 1 | TRUE | wye

## ext_grid
| name | bus | vm_pu | va_degree | slack_weight | in_service
0 |  | 94 | 1 | 0 | 1 | TRUE

## line
| name | std_type | from_bus | to_bus | length_km | r_ohm_per_km | x_ohm_per_km | c_nf_per_km | g_us_per_km | max_i_ka | df | parallel | type | in_service
0 | LV_4199-3_0_6_line_0 |  | 0 | 1 | 0.04044 | 0.125 | 0.08 | 261 | 0 | 0.364 | 1 | 1 | cs | TRUE
1 | LV_4199-3_0_6_line_1 |  | 1 | 2 | 0.035537 | 0.125 | 0.08 | 261 | 0 | 0.364 | 1 | 1 | cs | TRUE
2 | LV_4199-3_0_6_line_2 |  | 2 | 4 | 0.0095614 | 0.125 | 0.08 | 261 | 0 | 0.364 | 1 | 1 | cs | TRUE
3 | LV_4199-3_0_6_line_3 |  | 2 | 9 | 0.021653 | 0.125 | 0.08 | 261 | 0 | 0.364 | 1 | 1 | cs | TRUE
4 | LV_4199-3_0_6_line_4 |  | 3 | 4 | 0.018692 | 0.125 | 0.08 | 261 | 0 | 0.364 | 1 | 1 | cs | TRUE
5 | LV_4199-3_0_6_line_5 |  | 3 | 5 | 0.014027 | 0.125 | 0.08 | 261 | 0 | 0.364 | 1 | 1 | cs | TRUE
6 | LV_4199-3_0_6_line_6 |  | 3 | 6 | 0.028555 | 0.125 | 0.08 | 261 | 0 | 0.364 | 1 | 1 | cs | TRUE
7 | LV_4199-3_0_6_line_7 |  | 5 | 202 | 0.048184 | 0.125 | 0.08 | 261 | 0 | 0.364 | 1 | 1 | cs | TRUE
8 | LV_4199-3_0_6_line_8 |  | 6 | 236 | 0.00034169 | 0.125 | 0.08 | 261 | 0 | 0.364 | 1 | 1 | cs | TRUE
9 | LV_4199-3_0_6_line_9 |  | 7 | 8 | 0.038036 | 0.125 | 0.08 | 261 | 0 | 0.364 | 1 | 1 | cs | TRUE
10 | LV_4199-3_0_6_line_10 |  | 7 | 9 | 0.057564 | 0.125 | 0.08 | 261 | 0 | 0.364 | 1 | 1 | cs | TRUE
11 | LV_4199-3_0_6_line_11 |  | 8 | 13 | 0.023828 | 0.125 | 0.08 | 261 | 0 | 0.364 | 1 | 1 | cs | TRUE
12 | LV_4199-3_0_6_line_12 |  | 9 | 14 | 0.064826 | 0.125 | 0.08 | 261 | 0 | 0.364 | 1 | 1 | cs | TRUE
13 | LV_4199-3_0_6_line_13 |  | 10 | 11 | 0.030431 | 0.125 | 0.08 | 261 | 0 | 0.364 | 1 | 1 | cs | TRUE
14 | LV_4199-3_0_6_line_14 |  | 10 | 12 | 0.05266 | 0.125 | 0.08 | 261 | 0 | 0.364 | 1 | 1 | cs | TRUE
15 | LV_4199-3_0_6_line_15 |  | 12 | 13 | 0.028889 | 0.125 | 0.08 | 261 | 0 | 0.364 | 1 | 1 | cs | TRUE
16 | LV_4199-3_0_6_line_16 |  | 12 | 15 | 0.010236 | 0.125 | 0.08 | 261 | 0 | 0.364 | 1 | 1 | cs | TRUE
17 | LV_4199-3_0_6_line_17 |  | 14 | 119 | 0.010404 | 0.125 | 0.08 | 261 | 0 | 0.364 | 1 | 1 | cs | TRUE
18 | LV_4199-3_0_6_line_18 |  | 15 | 125 | 0.025832 | 0.125 | 0.08 | 261 | 0 | 0.364 | 1 | 1 | cs | TRUE
19 | LV_4199-3_0_6_line_19 |  | 16 | 17 | 0.044168 | 0.125 | 0.08 | 261 | 0 | 0.364 | 1 | 1 | cs | TRUE
20 | LV_4199-3_0_6_line_20 |  | 17 | 18 | 0.011557 | 0.125 | 0.08 | 261 | 0 | 0.364 | 1 | 1 | cs | TRUE
21 | LV_4199-3_0_6_line_21 |  | 18 | 26 | 0.034577 | 0.125 | 0.08 | 261 | 0 | 0.364 | 1 | 1 | cs | TRUE
22 | LV_4199-3_0_6_line_22 |  | 18 | 20 | 0.02418 | 0.125 | 0.08 | 261 | 0 | 0.364 | 1 | 1 | cs | TRUE
23 | LV_4199-3_0_6_line_23 |  | 19 | 20 | 0.0066012 | 0.125 | 0.08 | 261 | 0 | 0.364 | 1 | 1 | cs | TRUE
24 | LV_4199-3_0_6_line_24 |  | 19 | 21 | 0.027051 | 0.125 | 0.08 | 261 | 0 | 0.364 | 1 | 1 | cs | TRUE
25 | LV_4199-3_0_6_line_25 |  | 22 | 23 | 0.017353 | 0.125 | 0.08 | 261 | 0 | 0.364 | 1 | 1 | cs | TRUE
26 | LV_4199-3_0_6_line_26 |  | 23 | 24 | 0.010251 | 0.125 | 0.08 | 261 | 0 | 0.364 | 1 | 1 | cs | TRUE
27 | LV_4199-3_0_6_line_27 |  | 23 | 25 | 0.031131 | 0.125 | 0.08 | 261 | 0 | 0.364 | 1 | 1 | cs | TRUE
28 | LV_4199-3_0_6_line_28 |  | 24 | 124 | 0.011743 | 0.125 | 0.08 | 261 | 0 | 0.364 | 1 | 1 | cs | TRUE
29 | LV_4199-3_0_6_line_29 |  | 25 | 130 | 0.012892 | 0.125 | 0.08 | 261 | 0 | 0.364 | 1 | 5 | cs | TRUE
30 | LV_4199-3_0_6_line_30 |  | 25 | 120 | 0.02586 | 0.125 | 0.08 | 261 | 0 | 0.364 | 1 | 5 | cs | TRUE
31 | LV_4199-3_0_6_line_31 |  | 26 | 33 | 0.046993 | 0.125 | 0.08 | 261 | 0 | 0.364 | 1 | 1 | cs | TRUE
32 | LV_4199-3_0_6_line_32 |  | 26 | 30 | 0.017885 | 0.125 | 0.08 | 261 | 0 | 0.364 | 1 | 1 | cs | TRUE
33 | LV_4199-3_0_6_line_33 |  | 27 | 28 | 0.021323 | 0.125 | 0.08 | 261 | 0 | 0.364 | 1 | 1 | cs | TRUE
34 | LV_4199-3_0_6_line_34 |  | 28 | 29 | 0.022837 | 0.125 | 0.08 | 261 | 0 | 0.364 | 1 | 1 | cs | TRUE
35 | LV_4199-3_0_6_line_35 |  | 28 | 30 | 0.0078627 | 0.125 | 0.08 | 261 | 0 | 0.364 | 1 | 1 | cs | TRUE
36 | LV_4199-3_0_6_line_36 |  | 29 | 31 | 0.036582 | 0.125 | 0.08 | 261 | 0 | 0.364 | 1 | 1 | cs | TRUE
37 | LV_4199-3_0_6_line_37 |  | 31 | 32 | 0.038087 | 0.125 | 0.08 | 261 | 0 | 0.364 | 1 | 1 | cs | TRUE
38 | LV_4199-3_0_6_line_38 |  | 32 | 34 | 0.001491 | 0.125 | 0.08 | 261 | 0 | 0.364 | 1 | 1 | cs | TRUE
39 | LV_4199-3_0_6_line_39 |  | 32 | 35 | 0.019993 | 0.125 | 0.08 | 261 | 0 | 0.364 | 1 | 1 | cs | TRUE
40 | LV_4199-3_0_6_line_40 |  | 33 | 112 | 0.014791 | 0.125 | 0.08 | 261 | 0 | 0.364 | 1 | 1 | cs | TRUE
41 | LV_4199-3_0_6_line_41 |  | 34 | 39 | 0.028315 | 0.125 | 0.08 | 261 | 0 | 0.364 | 1 | 1 | cs | TRUE
42 | LV_4199-3_0_6_line_42 |  | 35 | 40 | 0.003363 | 0.125 | 0.08 | 261 | 0 | 0.364 | 1 | 1 | cs | TRUE
43 | LV_4199-3_0_6_line_43 |  | 36 | 37 | 0.015199 | 0.125 | 0.08 | 261 | 0 | 0.364 | 1 | 5 | cs | TRUE
44 | LV_4199-3_0_6_line_44 |  | 36 | 38 | 0.014946 | 0.125 | 0.08 | 261 | 0 | 0.364 | 1 | 5 | cs | TRUE
45 | LV_4199-3_0_6_line_45 |  | 37 | 41 | 0.014372 | 0.125 | 0.08 | 261 | 0 | 0.364 | 1 | 5 | cs | TRUE
46 | LV_4199-3_0_6_line_46 |  | 38 | 42 | 0.033518 | 0.125 | 0.08 | 261 | 0 | 0.364 | 1 | 5 | cs | TRUE
47 | LV_4199-3_0_6_line_47 |  | 39 | 62 | 0.0027472 | 0.125 | 0.08 | 261 | 0 | 0.364 | 1 | 1 | cs | TRUE
48 | LV_4199-3_0_6_line_48 |  | 40 | 60 | 0.017678 | 0.125 | 0.08 | 261 | 0 | 0.364 | 1 | 1 | cs | TRUE
49 | LV_4199-3_0_6_line_49 |  | 40 | 58 | 0.054059 | 0.125 | 0.08 | 261 | 0 | 0.364 | 1 | 1 | cs | TRUE
50 | LV_4199-3_0_6_line_50 |  | 41 | 115 | 0.01155 | 0.125 | 0.08 | 261 | 0 | 0.364 | 1 | 5 | cs | TRUE
51 | LV_4199-3_0_6_line_51 |  | 42 | 47 | 0.013499 | 0.125 | 0.08 | 261 | 0 | 0.364 | 1 | 5 | cs | TRUE
52 | LV_4199-3_0_6_line_52 |  | 43 | 44 | 0.017784 | 0.125 | 0.08 | 261 | 0 | 0.364 | 1 | 1 | cs | TRUE
53 | LV_4199-3_0_6_line_53 |  | 44 | 45 | 0.03384 | 0.125 | 0.08 | 261 | 0 | 0.364 | 1 | 1 | cs | TRUE
54 | LV_4199-3_0_6_line_54 |  | 45 | 46 | 0.03005 | 0.125 | 0.08 | 261 | 0 | 0.364 | 1 | 1 | cs | TRUE
55 | LV_4199-3_0_6_line_55 |  | 46 | 50 | 0.024208 | 0.125 | 0.08 | 261 | 0 | 0.364 | 1 | 1 | cs | TRUE
56 | LV_4199-3_0_6_line_56 |  | 47 | 48 | 0.021901 | 0.125 | 0.08 | 261 | 0 | 0.364 | 1 | 5 | cs | TRUE
57 | LV_4199-3_0_6_line_57 |  | 48 | 55 | 0.026802 | 0.125 | 0.08 | 261 | 0 | 0.364 | 1 | 5 | cs | TRUE
58 | LV_4199-3_0_6_line_58 |  | 49 | 50 | 0.012734 | 0.125 | 0.08 | 261 | 0 | 0.364 | 1 | 5 | cs | TRUE
59 | LV_4199-3_0_6_line_59 |  | 49 | 51 | 0.023252 | 0.125 | 0.08 | 261 | 0 | 0.364 | 1 | 5 | cs | TRUE
60 | LV_4199-3_0_6_line_60 |  | 50 | 52 | 0.016575 | 0.125 | 0.08 | 261 | 0 | 0.364 | 1 | 5 | cs | TRUE
61 | LV_4199-3_0_6_line_61 |  | 51 | 55 | 0.027046 | 0.125 | 0.08 | 261 | 0 | 0.364 | 1 | 5 | cs | TRUE
62 | LV_4199-3_0_6_line_62 |  | 52 | 54 | 0.01867 | 0.125 | 0.08 | 261 | 0 | 0.364 | 1 | 5 | cs | TRUE
63 | LV_4199-3_0_6_line_63 |  | 52 | 56 | 0.026131 | 0.125 | 0.08 | 261 | 0 | 0.364 | 1 | 1 | cs | TRUE
64 | LV_4199-3_0_6_line_64 |  | 53 | 54 | 0.025511 | 0.125 | 0.08 | 261 | 0 | 0.364 | 1 | 1 | cs | TRUE
65 | LV_4199-3_0_6_line_65 |  | 54 | 68 | 0.010359 | 0.125 | 0.08 | 261 | 0 | 0.364 | 1 | 5 | cs | TRUE
66 | LV_4199-3_0_6_line_66 |  | 55 | 74 | 0.018139 | 0.125 | 0.08 | 261 | 0 | 0.364 | 1 | 1 | cs | TRUE
67 | LV_4199-3_0_6_line_67 |  | 57 | 58 | 0.028277 | 0.125 | 0.08 | 261 | 0 | 0.364 | 1 | 1 | cs | TRUE
68 | LV_4199-3_0_6_line_68 |  | 57 | 59 | 0.079059 | 0.125 | 0.08 | 261 | 0 | 0.364 | 1 | 1 | cs | TRUE
69 | LV_4199-3_0_6_line_69 |  | 60 | 61 | 0.011603 | 0.125 | 0.08 | 261 | 0 | 0.364 | 1 | 1 | cs | TRUE
70 | LV_4199-3_0_6_line_70 |  | 61 | 64 | 0.0063105 | 0.125 | 0.08 | 261 | 0 | 0.364 | 1 | 1 | cs | TRUE
71 | LV_4199-3_0_6_line_71 |  | 62 | 63 | 0.019707 | 0.125 | 0.08 | 261 | 0 | 0.364 | 1 | 1 | cs | TRUE
72 | LV_4199-3_0_6_line_72 |  | 65 | 66 | 0.021617 | 0.125 | 0.08 | 261 | 0 | 0.364 | 1 | 1 | cs | TRUE
73 | LV_4199-3_0_6_line_73 |  | 66 | 67 | 0.011612 | 0.125 | 0.08 | 261 | 0 | 0.364 | 1 | 5 | cs | TRUE
74 | LV_4199-3_0_6_line_74 |  | 66 | 68 | 0.019193 | 0.125 | 0.08 | 261 | 0 | 0.364 | 1 | 5 | cs | TRUE
75 | LV_4199-3_0_6_line_75 |  | 67 | 69 | 0.023001 | 0.125 | 0.08 | 261 | 0 | 0.364 | 1 | 1 | cs | TRUE
76 | LV_4199-3_0_6_line_76 |  | 67 | 70 | 0.031113 | 0.125 | 0.08 | 261 | 0 | 0.364 | 1 | 5 | cs | TRUE
77 | LV_4199-3_0_6_line_77 |  | 68 | 71 | 0.026688 | 0.125 | 0.08 | 261 | 0 | 0.364 | 1 | 1 | cs | TRUE
78 | LV_4199-3_0_6_line_78 |  | 69 | 72 | 0.025331 | 0.125 | 0.08 | 261 | 0 | 0.364 | 1 | 1 | cs | TRUE
79 | LV_4199-3_0_6_line_79 |  | 70 | 73 | 0.016307 | 0.125 | 0.08 | 261 | 0 | 0.364 | 1 | 5 | cs | TRUE
80 | LV_4199-3_0_6_line_80 |  | 73 | 75 | 0.030993 | 0.125 | 0.08 | 261 | 0 | 0.364 | 1 | 5 | cs | TRUE
81 | LV_4199-3_0_6_line_81 |  | 75 | 76 | 0.017639 | 0.125 | 0.08 | 261 | 0 | 0.364 | 1 | 1 | cs | TRUE
82 | LV_4199-3_0_6_line_82 |  | 75 | 77 | 0.03295 | 0.125 | 0.08 | 261 | 0 | 0.364 | 1 | 5 | cs | TRUE
83 | LV_4199-3_0_6_line_83 |  | 77 | 78 | 0.022011 | 0.125 | 0.08 | 261 | 0 | 0.364 | 1 | 5 | cs | TRUE
84 | LV_4199-3_0_6_line_84 |  | 78 | 79 | 0.015754 | 0.125 | 0.08 | 261 | 0 | 0.364 | 1 | 5 | cs | TRUE
85 | LV_4199-3_0_6_line_85 |  | 79 | 80 | 0.026498 | 0.125 | 0.08 | 261 | 0 | 0.364 | 1 | 5 | cs | TRUE
86 | LV_4199-3_0_6_line_86 |  | 80 | 81 | 0.004984 | 0.125 | 0.08 | 261 | 0 | 0.364 | 1 | 5 | cs | TRUE
87 | LV_4199-3_0_6_line_87 |  | 81 | 82 | 0.032938 | 0.125 | 0.08 | 261 | 0 | 0.364 | 1 | 5 | cs | TRUE
88 | LV_4199-3_0_6_line_88 |  | 81 | 83 | 0.023252 | 0.125 | 0.08 | 261 | 0 | 0.364 | 1 | 1 | cs | TRUE
89 | LV_4199-3_0_6_line_89 |  | 82 | 98 | 0.012344 | 0.125 | 0.08 | 261 | 0 | 0.364 | 1 | 2 | cs | TRUE
90 | LV_4199-3_0_6_line_90 |  | 82 | 97 | 0.050992 | 0.125 | 0.08 | 261 | 0 | 0.364 | 1 | 5 | cs | TRUE
91 | LV_4199-3_0_6_line_91 |  | 84 | 85 | 0.02332 | 0.125 | 0.08 | 261 | 0 | 0.364 | 1 | 1 | cs | TRUE
92 | LV_4199-3_0_6_line_92 |  | 85 | 86 | 0.038515 | 0.125 | 0.08 | 261 | 0 | 0.364 | 1 | 1 | cs | TRUE
93 | LV_4199-3_0_6_line_93 |  | 85 | 87 | 0.012675 | 0.125 | 0.08 | 261 | 0 | 0.364 | 1 | 1 | cs | TRUE
94 | LV_4199-3_0_6_line_94 |  | 86 | 88 | 0.042767 | 0.125 | 0.08 | 261 | 0 | 0.364 | 1 | 1 | cs | TRUE
95 | LV_4199-3_0_6_line_95 |  | 87 | 89 | 0.027247 | 0.125 | 0.08 | 261 | 0 | 0.364 | 1 | 1 | cs | TRUE
96 | LV_4199-3_0_6_line_96 |  | 88 | 90 | 0.021442 | 0.125 | 0.08 | 261 | 0 | 0.364 | 1 | 1 | cs | TRUE
97 | LV_4199-3_0_6_line_97 |  | 89 | 91 | 0.019412 | 0.125 | 0.08 | 261 | 0 | 0.364 | 1 | 1 | cs | TRUE
98 | LV_4199-3_0_6_line_98 |  | 90 | 92 | 0.020023 | 0.125 | 0.08 | 261 | 0 | 0.364 | 1 | 1 | cs | TRUE
99 | LV_4199-3_0_6_line_99 |  | 91 | 94 | 0.045043 | 0.125 | 0.08 | 261 | 0 | 0.364 | 1 | 1 | cs | TRUE
100 | LV_4199-3_0_6_line_100 |  | 92 | 93 | 0.045476 | 0.125 | 0.08 | 261 | 0 | 0.364 | 1 | 1 | cs | TRUE
101 | LV_4199-3_0_6_line_101 |  | 94 | 95 | 0.018444 | 0.125 | 0.08 | 261 | 0 | 0.364 | 1 | 5 | cs | TRUE
102 | LV_4199-3_0_6_line_102 |  | 95 | 99 | 0.007547 | 0.125 | 0.08 | 261 | 0 | 0.364 | 1 | 5 | cs | TRUE
103 | LV_4199-3_0_6_line_103 |  | 96 | 97 | 0.023472 | 0.125 | 0.08 | 261 | 0 | 0.364 | 1 | 2 | cs | TRUE
104 | LV_4199-3_0_6_line_104 |  | 98 | 104 | 0.012246 | 0.125 | 0.08 | 261 | 0 | 0.364 | 1 | 1 | cs | TRUE
105 | LV_4199-3_0_6_line_105 |  | 99 | 100 | 0.015131 | 0.125 | 0.08 | 261 | 0 | 0.364 | 1 | 5 | cs | TRUE
106 | LV_4199-3_0_6_line_106 |  | 99 | 101 | 0.022287 | 0.125 | 0.08 | 261 | 0 | 0.364 | 1 | 5 | cs | TRUE
107 | LV_4199-3_0_6_line_107 |  | 100 | 107 | 0.028985 | 0.125 | 0.08 | 261 | 0 | 0.364 | 1 | 5 | cs | TRUE
108 | LV_4199-3_0_6_line_108 |  | 101 | 105 | 0.00052697 | 0.125 | 0.08 | 261 | 0 | 0.364 | 1 | 5 | cs | TRUE
109 | LV_4199-3_0_6_line_109 |  | 101 | 103 | 0.013729 | 0.125 | 0.08 | 261 | 0 | 0.364 | 1 | 1 | cs | TRUE
110 | LV_4199-3_0_6_line_110 |  | 102 | 103 | 0.031023 | 0.125 | 0.08 | 261 | 0 | 0.364 | 1 | 1 | cs | TRUE
111 | LV_4199-3_0_6_line_111 |  | 105 | 106 | 0.019998 | 0.125 | 0.08 | 261 | 0 | 0.364 | 1 | 5 | cs | TRUE
112 | LV_4199-3_0_6_line_112 |  | 106 | 108 | 0.0022074 | 0.125 | 0.08 | 261 | 0 | 0.364 | 1 | 5 | cs | TRUE
113 | LV_4199-3_0_6_line_113 |  | 107 | 147 | 0.041987 | 0.125 | 0.08 | 261 | 0 | 0.364 | 1 | 1 | cs | TRUE
114 | LV_4199-3_0_6_line_114 |  | 107 | 143 | 0.035847 | 0.125 | 0.08 | 261 | 0 | 0.364 | 1 | 5 | cs | TRUE
115 | LV_4199-3_0_6_line_115 |  | 108 | 109 | 0.054999 | 0.125 | 0.08 | 261 | 0 | 0.364 | 1 | 1 | cs | TRUE
116 | LV_4199-3_0_6_line_116 |  | 108 | 110 | 0.0087051 | 0.125 | 0.08 | 261 | 0 | 0.364 | 1 | 5 | cs | TRUE
117 | LV_4199-3_0_6_line_117 |  | 109 | 111 | 0.000129 | 0.125 | 0.08 | 261 | 0 | 0.364 | 1 | 1 | cs | TRUE
118 | LV_4199-3_0_6_line_118 |  | 110 | 112 | 0.026231 | 0.125 | 0.08 | 261 | 0 | 0.364 | 1 | 5 | cs | TRUE
119 | LV_4199-3_0_6_line_119 |  | 111 | 113 | 0.0062747 | 0.125 | 0.08 | 261 | 0 | 0.364 | 1 | 1 | cs | TRUE
120 | LV_4199-3_0_6_line_120 |  | 112 | 114 | 0.03582 | 0.125 | 0.08 | 261 | 0 | 0.364 | 1 | 5 | cs | TRUE
121 | LV_4199-3_0_6_line_121 |  | 114 | 115 | 0.034265 | 0.125 | 0.08 | 261 | 0 | 0.364 | 1 | 5 | cs | TRUE
122 | LV_4199-3_0_6_line_122 |  | 116 | 117 | 0.00013558 | 0.125 | 0.08 | 261 | 0 | 0.364 | 1 | 1 | cs | TRUE
123 | LV_4199-3_0_6_line_123 |  | 117 | 118 | 0.019097 | 0.125 | 0.08 | 261 | 0 | 0.364 | 1 | 1 | cs | TRUE
124 | LV_4199-3_0_6_line_124 |  | 118 | 119 | 0.0046671 | 0.125 | 0.08 | 261 | 0 | 0.364 | 1 | 1 | cs | TRUE
125 | LV_4199-3_0_6_line_125 |  | 119 | 120 | 0.019241 | 0.125 | 0.08 | 261 | 0 | 0.364 | 1 | 1 | cs | TRUE
126 | LV_4199-3_0_6_line_126 |  | 120 | 128 | 0.026482 | 0.125 | 0.08 | 261 | 0 | 0.364 | 1 | 5 | cs | TRUE
127 | LV_4199-3_0_6_line_127 |  | 120 | 126 | 0.028456 | 0.125 | 0.08 | 261 | 0 | 0.364 | 1 | 1 | cs | TRUE
128 | LV_4199-3_0_6_line_128 |  | 121 | 122 | 0.01881 | 0.125 | 0.08 | 261 | 0 | 0.364 | 1 | 1 | cs | TRUE
129 | LV_4199-3_0_6_line_129 |  | 122 | 123 | 0.034218 | 0.125 | 0.08 | 261 | 0 | 0.364 | 1 | 1 | cs | TRUE
130 | LV_4199-3_0_6_line_130 |  | 123 | 124 | 0.049962 | 0.125 | 0.08 | 261 | 0 | 0.364 | 1 | 1 | cs | TRUE
131 | LV_4199-3_0_6_line_131 |  | 126 | 127 | 0.0056049 | 0.125 | 0.08 | 261 | 0 | 0.364 | 1 | 1 | cs | TRUE
132 | LV_4199-3_0_6_line_132 |  | 128 | 129 | 0.030743 | 0.125 | 0.08 | 261 | 0 | 0.364 | 1 | 5 | cs | TRUE
133 | LV_4199-3_0_6_line_133 |  | 129 | 131 | 0.021594 | 0.125 | 0.08 | 261 | 0 | 0.364 | 1 | 1 | cs | TRUE
134 | LV_4199-3_0_6_line_134 |  | 129 | 132 | 0.026432 | 0.125 | 0.08 | 261 | 0 | 0.364 | 1 | 5 | cs | TRUE
135 | LV_4199-3_0_6_line_135 |  | 130 | 135 | 0.0041052 | 0.125 | 0.08 | 261 | 0 | 0.364 | 1 | 5 | cs | TRUE
136 | LV_4199-3_0_6_line_136 |  | 131 | 140 | 0.012327 | 0.125 | 0.08 | 261 | 0 | 0.364 | 1 | 1 | cs | TRUE
137 | LV_4199-3_0_6_line_137 |  | 132 | 141 | 0.014009 | 0.125 | 0.08 | 261 | 0 | 0.364 | 1 | 5 | cs | TRUE
138 | LV_4199-3_0_6_line_138 |  | 133 | 134 | 0.024612 | 0.125 | 0.08 | 261 | 0 | 0.364 | 1 | 1 | cs | TRUE
139 | LV_4199-3_0_6_line_139 |  | 134 | 136 | 0.0078869 | 0.125 | 0.08 | 261 | 0 | 0.364 | 1 | 1 | cs | TRUE
140 | LV_4199-3_0_6_line_140 |  | 135 | 152 | 0.016213 | 0.125 | 0.08 | 261 | 0 | 0.364 | 1 | 5 | cs | TRUE
141 | LV_4199-3_0_6_line_141 |  | 136 | 137 | 0.026404 | 0.125 | 0.08 | 261 | 0 | 0.364 | 1 | 1 | cs | TRUE
142 | LV_4199-3_0_6_line_142 |  | 137 | 138 | 0.03239 | 0.125 | 0.08 | 261 | 0 | 0.364 | 1 | 5 | cs | TRUE
143 | LV_4199-3_0_6_line_143 |  | 137 | 139 | 0.011055 | 0.125 | 0.08 | 261 | 0 | 0.364 | 1 | 5 | cs | TRUE
144 | LV_4199-3_0_6_line_144 |  | 138 | 173 | 0.024487 | 0.125 | 0.08 | 261 | 0 | 0.364 | 1 | 5 | cs | TRUE
145 | LV_4199-3_0_6_line_145 |  | 139 | 174 | 0.015558 | 0.125 | 0.08 | 261 | 0 | 0.364 | 1 | 5 | cs | TRUE
146 | LV_4199-3_0_6_line_146 |  | 140 | 153 | 0.00044002 | 0.125 | 0.08 | 261 | 0 | 0.364 | 1 | 1 | cs | TRUE
147 | LV_4199-3_0_6_line_147 |  | 141 | 175 | 0.014769 | 0.125 | 0.08 | 261 | 0 | 0.364 | 1 | 5 | cs | TRUE
148 | LV_4199-3_0_6_line_148 |  | 142 | 143 | 0.00057728 | 0.125 | 0.08 | 261 | 0 | 0.364 | 1 | 5 | cs | TRUE
149 | LV_4199-3_0_6_line_149 |  | 142 | 144 | 0.021895 | 0.125 | 0.08 | 261 | 0 | 0.364 | 1 | 5 | cs | TRUE
150 | LV_4199-3_0_6_line_150 |  | 144 | 145 | 0.037124 | 0.125 | 0.08 | 261 | 0 | 0.364 | 1 | 5 | cs | TRUE
151 | LV_4199-3_0_6_line_151 |  | 144 | 146 | 0.015003 | 0.125 | 0.08 | 261 | 0 | 0.364 | 1 | 1 | cs | TRUE
152 | LV_4199-3_0_6_line_152 |  | 145 | 148 | 0.010177 | 0.125 | 0.08 | 261 | 0 | 0.364 | 1 | 5 | cs | TRUE
153 | LV_4199-3_0_6_line_153 |  | 146 | 149 | 0.0071201 | 0.125 | 0.08 | 261 | 0 | 0.364 | 1 | 1 | cs | TRUE
154 | LV_4199-3_0_6_line_154 |  | 148 | 150 | 0.011666 | 0.125 | 0.08 | 261 | 0 | 0.364 | 1 | 5 | cs | TRUE
155 | LV_4199-3_0_6_line_155 |  | 149 | 151 | 0.021616 | 0.125 | 0.08 | 261 | 0 | 0.364 | 1 | 1 | cs | TRUE
156 | LV_4199-3_0_6_line_156 |  | 150 | 152 | 0.025891 | 0.125 | 0.08 | 261 | 0 | 0.364 | 1 | 5 | cs | TRUE
157 | LV_4199-3_0_6_line_157 |  | 151 | 194 | 0.027797 | 0.125 | 0.08 | 261 | 0 | 0.364 | 1 | 1 | cs | TRUE
158 | LV_4199-3_0_6_line_158 |  | 154 | 155 | 0.024672 | 0.125 | 0.08 | 261 | 0 | 0.364 | 1 | 1 | cs | TRUE
159 | LV_4199-3_0_6_line_159 |  | 154 | 156 | 0.0046291 | 0.125 | 0.08 | 261 | 0 | 0.364 | 1 | 1 | cs | TRUE
160 | LV_4199-3_0_6_line_160 |  | 155 | 157 | 0.016801 | 0.125 | 0.08 | 261 | 0 | 0.364 | 1 | 1 | cs | TRUE
161 | LV_4199-3_0_6_line_161 |  | 156 | 158 | 0.016419 | 0.125 | 0.08 | 261 | 0 | 0.364 | 1 | 1 | cs | TRUE
162 | LV_4199-3_0_6_line_162 |  | 157 | 159 | 0.0076778 | 0.125 | 0.08 | 261 | 0 | 0.364 | 1 | 1 | cs | TRUE
163 | LV_4199-3_0_6_line_163 |  | 159 | 160 | 0.020593 | 0.125 | 0.08 | 261 | 0 | 0.364 | 1 | 1 | cs | TRUE
164 | LV_4199-3_0_6_line_164 |  | 160 | 195 | 0.026042 | 0.125 | 0.08 | 261 | 0 | 0.364 | 1 | 1 | cs | TRUE
165 | LV_4199-3_0_6_line_165 |  | 160 | 193 | 0.004448 | 0.125 | 0.08 | 261 | 0 | 0.364 | 1 | 1 | cs | TRUE
166 | LV_4199-3_0_6_line_166 |  | 161 | 162 | 0.0014864 | 0.125 | 0.08 | 261 | 0 | 0.364 | 1 | 1 | cs | TRUE
167 | LV_4199-3_0_6_line_167 |  | 161 | 163 | 0.019411 | 0.125 | 0.08 | 261 | 0 | 0.364 | 1 | 1 | cs | TRUE
168 | LV_4199-3_0_6_line_168 |  | 162 | 164 | 0.023602 | 0.125 | 0.08 | 261 | 0 | 0.364 | 1 | 1 | cs | TRUE
169 | LV_4199-3_0_6_line_169 |  | 163 | 165 | 0.021161 | 0.125 | 0.08 | 261 | 0 | 0.364 | 1 | 1 | cs | TRUE
170 | LV_4199-3_0_6_line_170 |  | 163 | 166 | 0.041531 | 0.125 | 0.08 | 261 | 0 | 0.364 | 1 | 1 | cs | TRUE
171 | LV_4199-3_0_6_line_171 |  | 164 | 167 | 0.0059938 | 0.125 | 0.08 | 261 | 0 | 0.364 | 1 | 1 | cs | TRUE
172 | LV_4199-3_0_6_line_172 |  | 165 | 168 | 0.016996 | 0.125 | 0.08 | 261 | 0 | 0.364 | 1 | 1 | cs | TRUE
173 | LV_4199-3_0_6_line_173 |  | 166 | 169 | 0.010017 | 0.125 | 0.08 | 261 | 0 | 0.364 | 1 | 1 | cs | TRUE
174 | LV_4199-3_0_6_line_174 |  | 167 | 170 | 0.021905 | 0.125 | 0.08 | 261 | 0 | 0.364 | 1 | 1 | cs | TRUE
175 | LV_4199-3_0_6_line_175 |  | 169 | 171 | 0.025796 | 0.125 | 0.08 | 261 | 0 | 0.364 | 1 | 1 | cs | TRUE
176 | LV_4199-3_0_6_line_176 |  | 169 | 172 | 0.01742 | 0.125 | 0.08 | 261 | 0 | 0.364 | 1 | 1 | cs | TRUE
177 | LV_4199-3_0_6_line_177 |  | 170 | 173 | 0.023318 | 0.125 | 0.08 | 261 | 0 | 0.364 | 1 | 2 | cs | TRUE
178 | LV_4199-3_0_6_line_178 |  | 172 | 229 | 0.015406 | 0.125 | 0.08 | 261 | 0 | 0.364 | 1 | 1 | cs | TRUE
179 | LV_4199-3_0_6_line_179 |  | 174 | 175 | 0.018358 | 0.125 | 0.08 | 261 | 0 | 0.364 | 1 | 5 | cs | TRUE
180 | LV_4199-3_0_6_line_180 |  | 176 | 177 | 0.0048396 | 0.125 | 0.08 | 261 | 0 | 0.364 | 1 | 1 | cs | TRUE
181 | LV_4199-3_0_6_line_181 |  | 176 | 178 | 0.0013631 | 0.125 | 0.08 | 261 | 0 | 0.364 | 1 | 1 | cs | TRUE
182 | LV_4199-3_0_6_line_182 |  | 177 | 179 | 0.0013632 | 0.125 | 0.08 | 261 | 0 | 0.364 | 1 | 1 | cs | TRUE
183 | LV_4199-3_0_6_line_183 |  | 179 | 180 | 0.0044204 | 0.125 | 0.08 | 261 | 0 | 0.364 | 1 | 1 | cs | TRUE
184 | LV_4199-3_0_6_line_184 |  | 180 | 181 | 0.0013604 | 0.125 | 0.08 | 261 | 0 | 0.364 | 1 | 1 | cs | TRUE
185 | LV_4199-3_0_6_line_185 |  | 181 | 191 | 0.011049 | 0.125 | 0.08 | 261 | 0 | 0.364 | 1 | 1 | cs | TRUE
186 | LV_4199-3_0_6_line_186 |  | 182 | 183 | 0.0014446 | 0.125 | 0.08 | 261 | 0 | 0.364 | 1 | 1 | cs | TRUE
187 | LV_4199-3_0_6_line_187 |  | 182 | 184 | 0.0038695 | 0.125 | 0.08 | 261 | 0 | 0.364 | 1 | 1 | cs | TRUE
188 | LV_4199-3_0_6_line_188 |  | 183 | 185 | 0.0025831 | 0.125 | 0.08 | 261 | 0 | 0.364 | 1 | 1 | cs | TRUE
189 | LV_4199-3_0_6_line_189 |  | 184 | 186 | 0.012008 | 0.125 | 0.08 | 261 | 0 | 0.364 | 1 | 1 | cs | TRUE
190 | LV_4199-3_0_6_line_190 |  | 185 | 187 | 0.016094 | 0.125 | 0.08 | 261 | 0 | 0.364 | 1 | 1 | cs | TRUE
191 | LV_4199-3_0_6_line_191 |  | 186 | 188 | 0.0051296 | 0.125 | 0.08 | 261 | 0 | 0.364 | 1 | 1 | cs | TRUE
192 | LV_4199-3_0_6_line_192 |  | 187 | 189 | 0.01604 | 0.125 | 0.08 | 261 | 0 | 0.364 | 1 | 1 | cs | TRUE
193 | LV_4199-3_0_6_line_193 |  | 188 | 190 | 0.0078972 | 0.125 | 0.08 | 261 | 0 | 0.364 | 1 | 1 | cs | TRUE
194 | LV_4199-3_0_6_line_194 |  | 189 | 233 | 0.027977 | 0.125 | 0.08 | 261 | 0 | 0.364 | 1 | 1 | cs | TRUE
195 | LV_4199-3_0_6_line_195 |  | 190 | 234 | 0.002798 | 0.125 | 0.08 | 261 | 0 | 0.364 | 1 | 1 | cs | TRUE
196 | LV_4199-3_0_6_line_196 |  | 191 | 192 | 0.0107 | 0.125 | 0.08 | 261 | 0 | 0.364 | 1 | 1 | cs | TRUE
197 | LV_4199-3_0_6_line_197 |  | 192 | 193 | 0.011588 | 0.125 | 0.08 | 261 | 0 | 0.364 | 1 | 1 | cs | TRUE
198 | LV_4199-3_0_6_line_198 |  | 193 | 194 | 0.030816 | 0.125 | 0.08 | 261 | 0 | 0.364 | 1 | 1 | cs | TRUE
199 | LV_4199-3_0_6_line_199 |  | 195 | 196 | 0.017846 | 0.125 | 0.08 | 261 | 0 | 0.364 | 1 | 1 | cs | TRUE
200 | LV_4199-3_0_6_line_200 |  | 196 | 197 | 0.012293 | 0.125 | 0.08 | 261 | 0 | 0.364 | 1 | 1 | cs | TRUE
201 | LV_4199-3_0_6_line_201 |  | 197 | 198 | 0.0044357 | 0.125 | 0.08 | 261 | 0 | 0.364 | 1 | 1 | cs | TRUE
202 | LV_4199-3_0_6_line_202 |  | 198 | 199 | 0.04971 | 0.125 | 0.08 | 261 | 0 | 0.364 | 1 | 1 | cs | TRUE
203 | LV_4199-3_0_6_line_203 |  | 198 | 200 | 0.027295 | 0.125 | 0.08 | 261 | 0 | 0.364 | 1 | 1 | cs | TRUE
204 | LV_4199-3_0_6_line_204 |  | 201 | 202 | 0.017196 | 0.125 | 0.08 | 261 | 0 | 0.364 | 1 | 1 | cs | TRUE
205 | LV_4199-3_0_6_line_205 |  | 201 | 203 | 0.017436 | 0.125 | 0.08 | 261 | 0 | 0.364 | 1 | 1 | cs | TRUE
206 | LV_4199-3_0_6_line_206 |  | 202 | 204 | 0.011586 | 0.125 | 0.08 | 261 | 0 | 0.364 | 1 | 1 | cs | TRUE
207 | LV_4199-3_0_6_line_207 |  | 204 | 205 | 0.021492 | 0.125 | 0.08 | 261 | 0 | 0.364 | 1 | 1 | cs | TRUE
208 | LV_4199-3_0_6_line_208 |  | 204 | 206 | 0.029779 | 0.125 | 0.08 | 261 | 0 | 0.364 | 1 | 1 | cs | TRUE
209 | LV_4199-3_0_6_line_209 |  | 206 | 207 | 0.02955 | 0.125 | 0.08 | 261 | 0 | 0.364 | 1 | 1 | cs | TRUE
210 | LV_4199-3_0_6_line_210 |  | 207 | 208 | 0.019137 | 0.125 | 0.08 | 261 | 0 | 0.364 | 1 | 1 | cs | TRUE
211 | LV_4199-3_0_6_line_211 |  | 209 | 210 | 0.06457 | 0.125 | 0.08 | 261 | 0 | 0.364 | 1 | 1 | cs | TRUE
212 | LV_4199-3_0_6_line_212 |  | 210 | 211 | 0.017507 | 0.125 | 0.08 | 261 | 0 | 0.364 | 1 | 1 | cs | TRUE
213 | LV_4199-3_0_6_line_213 |  | 210 | 212 | 0.0050687 | 0.125 | 0.08 | 261 | 0 | 0.364 | 1 | 1 | cs | TRUE
214 | LV_4199-3_0_6_line_214 |  | 211 | 216 | 0.0011448 | 0.125 | 0.08 | 261 | 0 | 0.364 | 1 | 1 | cs | TRUE
215 | LV_4199-3_0_6_line_215 |  | 212 | 217 | 0.019079 | 0.125 | 0.08 | 261 | 0 | 0.364 | 1 | 1 | cs | TRUE
216 | LV_4199-3_0_6_line_216 |  | 213 | 214 | 0.028364 | 0.125 | 0.08 | 261 | 0 | 0.364 | 1 | 1 | cs | TRUE
217 | LV_4199-3_0_6_line_217 |  | 213 | 215 | 0.019258 | 0.125 | 0.08 | 261 | 0 | 0.364 | 1 | 1 | cs | TRUE
218 | LV_4199-3_0_6_line_218 |  | 214 | 219 | 0.024258 | 0.125 | 0.08 | 261 | 0 | 0.364 | 1 | 1 | cs | TRUE
219 | LV_4199-3_0_6_line_219 |  | 214 | 220 | 0.010266 | 0.125 | 0.08 | 261 | 0 | 0.364 | 1 | 1 | cs | TRUE
220 | LV_4199-3_0_6_line_220 |  | 215 | 217 | 0.018514 | 0.125 | 0.08 | 261 | 0 | 0.364 | 1 | 1 | cs | TRUE
221 | LV_4199-3_0_6_line_221 |  | 217 | 218 | 0.0098119 | 0.125 | 0.08 | 261 | 0 | 0.364 | 1 | 1 | cs | TRUE
222 | LV_4199-3_0_6_line_222 |  | 218 | 221 | 0.13795 | 0.125 | 0.08 | 261 | 0 | 0.364 | 1 | 1 | cs | TRUE
223 | LV_4199-3_0_6_line_223 |  | 219 | 222 | 0.011898 | 0.125 | 0.08 | 261 | 0 | 0.364 | 1 | 1 | cs | TRUE
224 | LV_4199-3_0_6_line_224 |  | 220 | 223 | 0.034717 | 0.125 | 0.08 | 261 | 0 | 0.364 | 1 | 1 | cs | TRUE
225 | LV_4199-3_0_6_line_225 |  | 220 | 224 | 0.049512 | 0.125 | 0.08 | 261 | 0 | 0.364 | 1 | 1 | cs | TRUE
226 | LV_4199-3_0_6_line_226 |  | 221 | 228 | 0.016033 | 0.125 | 0.08 | 261 | 0 | 0.364 | 1 | 1 | cs | TRUE
227 | LV_4199-3_0_6_line_227 |  | 222 | 225 | 0.013362 | 0.125 | 0.08 | 261 | 0 | 0.364 | 1 | 1 | cs | TRUE
228 | LV_4199-3_0_6_line_228 |  | 223 | 226 | 0.011994 | 0.125 | 0.08 | 261 | 0 | 0.364 | 1 | 1 | cs | TRUE
229 | LV_4199-3_0_6_line_229 |  | 224 | 227 | 0.023011 | 0.125 | 0.08 | 261 | 0 | 0.364 | 1 | 1 | cs | TRUE
230 | LV_4199-3_0_6_line_230 |  | 226 | 229 | 0.012011 | 0.125 | 0.08 | 261 | 0 | 0.364 | 1 | 1 | cs | TRUE
231 | LV_4199-3_0_6_line_231 |  | 229 | 230 | 0.010261 | 0.125 | 0.08 | 261 | 0 | 0.364 | 1 | 1 | cs | TRUE
232 | LV_4199-3_0_6_line_232 |  | 230 | 231 | 0.01435 | 0.125 | 0.08 | 261 | 0 | 0.364 | 1 | 1 | cs | TRUE
233 | LV_4199-3_0_6_line_233 |  | 231 | 232 | 0.055817 | 0.125 | 0.08 | 261 | 0 | 0.364 | 1 | 1 | cs | TRUE
234 | LV_4199-3_0_6_line_234 |  | 234 | 235 | 0.018054 | 0.125 | 0.08 | 261 | 0 | 0.364 | 1 | 1 | cs | TRUE
235 | LV_4199-3_0_6_line_235 |  | 234 | 236 | 0.027122 | 0.125 | 0.08 | 261 | 0 | 0.364 | 1 | 1 | cs | TRUE
236 | LV_4199-3_0_6_line_236 |  | 235 | 237 | 0.0083388 | 0.125 | 0.08 | 261 | 0 | 0.364 | 1 | 1 | cs | TRUE

## trafo
| name | std_type | hv_bus | lv_bus | sn_mva | vn_hv_kv | vn_lv_kv | vk_percent | vkr_percent | pfe_kw | i0_percent | shift_degree | tap_side | tap_neutral | tap_min | tap_max | tap_step_percent | tap_step_degree | tap_pos | tap_phase_shifter | parallel | df | in_service
0 | LV_4199-3_0_6_trafo_75 | 0.63 MVA 20/0.4 kV | 238 | 94 | 0.63 | 20 | 0.4 | 6 | 1.206 | 1.65 | 0.2619 | 150 | hv | 0 | -2 | 2 | 2.5 | 0 | 0 | FALSE | 1 | 1 | TRUE

## line_geodata
| x0 | y0 | x1 | y1 | x2 | y2 | x3 | y3 | x4 | y4 | x5 | y5 | x6 | y6
0 | 2654816.6247 | 1253691.2707 | 2654796.1032 | 1253726.1171
1 | 2654845.5869 | 1253711.8642 | 2654816.6247 | 1253691.2707
2 | 2654845.5869 | 1253711.8642 | 2654844.0315 | 1253721.2982
3 | 2654845.5869 | 1253711.8642 | 2654850.1308 | 1253703.5115 | 2654858.5862 | 1253694.7948 | 2654858.5862 | 1253694.7948
4 | 2654840.9906 | 1253739.7411 | 2654844.0315 | 1253721.2982
5 | 2654840.9906 | 1253739.7411 | 2654838.4371 | 1253753.5337
6 | 2654840.9906 | 1253739.7411 | 2654869.1565 | 1253744.4399
7 | 2654829.6655 | 1253800.9124 | 2654838.4371 | 1253753.5337
8 | 2654869.4935 | 1253744.4961 | 2654869.1565 | 1253744.4399
9 | 2654842.1893 | 1253639.6156 | 2654804.3161 | 1253636.1015
10 | 2654858.5862 | 1253694.7948 | 2654842.1893 | 1253639.6156
11 | 2654804.3161 | 1253636.1015 | 2654780.5904 | 1253633.9001
12 | 2654858.5862 | 1253694.7948 | 2654867.645 | 1253673.8862 | 2654872.6176 | 1253668.1171 | 2654878.8352 | 1253664.7946 | 2654885.6328 | 1253663.1898 | 2654906.002 | 1253662.2868
13 | 2654736.1056 | 1253681.6198 | 2654743.8067 | 1253675.3199 | 2654764.1874 | 1253672.6285
14 | 2654755.5273 | 1253621.0791 | 2654757.2571 | 1253631.469 | 2654761.7488 | 1253668.7254 | 2654764.1874 | 1253672.6285
15 | 2654755.5273 | 1253621.0791 | 2654772.9721 | 1253633.1932 | 2654780.5904 | 1253633.9001
16 | 2654747.8927 | 1253614.4595 | 2654750.5219 | 1253615.7069 | 2654755.5273 | 1253621.0791
17 | 2654916.285 | 1253661.0055 | 2654911.7712 | 1253662.0311 | 2654906.002 | 1253662.2868
18 | 2654747.8927 | 1253614.4595 | 2654748.8045 | 1253612.133 | 2654756.5974 | 1253590.1397
19 | 2654936.5091 | 1253479.9887 | 2654895.4953 | 1253463.5973
20 | 2654948.0591 | 1253480.9631 | 2654936.5091 | 1253479.9887
21 | 2654948.0591 | 1253480.9631 | 2654955.8714 | 1253447.2787
22 | 2654948.0591 | 1253480.9631 | 2654944.1985 | 1253504.8334
23 | 2654943.1445 | 1253511.3499 | 2654944.1985 | 1253504.8334
24 | 2654943.1445 | 1253511.3499 | 2654932.4204 | 1253510.0162 | 2654928.9164 | 1253509.539 | 2654916.471 | 1253506.9687
25 | 2654941.3967 | 1253600.5404 | 2654941.6214 | 1253583.1891
26 | 2654941.3967 | 1253600.5404 | 2654933.3371 | 1253594.2058
27 | 2654941.3967 | 1253600.5404 | 2654939.3129 | 1253631.5984
28 | 2654933.3371 | 1253594.2058 | 2654933.3371 | 1253594.2058 | 2654933.4965 | 1253582.4643
29 | 2654939.3129 | 1253631.5984 | 2654951.8603 | 1253634.5573
30 | 2654939.3129 | 1253631.5984 | 2654938.5312 | 1253645.1006 | 2654926.1956 | 1253645.0862
31 | 2654955.8714 | 1253447.2787 | 2654965.3435 | 1253451.0136 | 2654973.2608 | 1253456.4353 | 2654976.9847 | 1253467.3663 | 2654984.4016 | 1253481.167
32 | 2654955.8714 | 1253447.2787 | 2654960.2468 | 1253431.9086 | 2654960.7682 | 1253430.0776
33 | 2654962.9219 | 1253422.5157 | 2654942.1329 | 1253417.7714
34 | 2654962.9219 | 1253422.5157 | 2654969.4816 | 1253400.641
35 | 2654962.9219 | 1253422.5157 | 2654960.7682 | 1253430.0776
36 | 2654979.9891 | 1253365.6009 | 2654969.4816 | 1253400.641
37 | 2654993.1024 | 1253329.8754 | 2654982.7355 | 1253355.8529 | 2654979.9891 | 1253365.6009
38 | 2654993.1024 | 1253329.8754 | 2654993.7715 | 1253328.5429
39 | 2654993.1024 | 1253329.8754 | 2654973.5314 | 1253325.7914
40 | 2654994.86 | 1253491.6269 | 2654984.4016 | 1253481.167
41 | 2654993.7715 | 1253328.5429 | 2655001.3663 | 1253313.4184 | 2655008.1117 | 1253304.2395
42 | 2654970.2393 | 1253325.1045 | 2654973.5314 | 1253325.7914
43 | 2655019.7676 | 1253390.7543 | 2655007.4169 | 1253399.6125
44 | 2655019.7676 | 1253390.7543 | 2655034.5469 | 1253388.5299
45 | 2655007.4169 | 1253399.6125 | 2655002.4777 | 1253413.1094
46 | 2655067.6912 | 1253383.5415 | 2655034.5469 | 1253388.5299
47 | 2655008.1117 | 1253304.2395 | 2655009.7385 | 1253302.0257
48 | 2654970.2393 | 1253325.1045 | 2654964.6459 | 1253341.8746
49 | 2654928.2813 | 1253322.5581 | 2654931.3156 | 1253324.8768 | 2654939.7661 | 1253311.0677 | 2654950.1693 | 1253317.7577 | 2654955.758 | 1253321.2564 | 2654958.0999 | 1253322.579 | 2654970.2393 | 1253325.1045
50 | 2655001.522 | 1253424.6202 | 2655002.4777 | 1253413.1094
51 | 2655080.3649 | 1253379.1535 | 2655071.3959 | 1253382.9839 | 2655067.6912 | 1253383.5415
52 | 2655122.5828 | 1253293.7419 | 2655114.6651 | 1253309.6662
53 | 2655155.0865 | 1253302.8061 | 2655131.1768 | 1253297.8024 | 2655122.5828 | 1253293.7419
54 | 2655155.0865 | 1253302.8061 | 2655152.4973 | 1253313.4673 | 2655147.3048 | 1253331.8256
55 | 2655140.7161 | 1253355.1201 | 2655147.3048 | 1253331.8256
56 | 2655080.3649 | 1253379.1535 | 2655092.623 | 1253397.3023
57 | 2655117.1392 | 1253406.8146 | 2655102.7777 | 1253403.9124 | 2655096.6305 | 1253400.4417 | 2655092.623 | 1253397.3023
58 | 2655129.059 | 1253358.3472 | 2655131.9795 | 1253359.0971 | 2655138.9263 | 1253355.2924 | 2655140.7161 | 1253355.1201
59 | 2655129.059 | 1253358.3472 | 2655122.6867 | 1253380.7085
60 | 2655157.0214 | 1253358.3518 | 2655140.7161 | 1253355.1201
61 | 2655117.1392 | 1253406.8146 | 2655116.4153 | 1253402.7162 | 2655122.6867 | 1253380.7085
62 | 2655157.0214 | 1253358.3518 | 2655175.6812 | 1253359.9155
63 | 2655157.0214 | 1253358.3518 | 2655153.5227 | 1253384.2474
64 | 2655175.6812 | 1253359.9155 | 2655178.0578 | 1253334.5159
65 | 2655175.6812 | 1253359.9155 | 2655186.0664 | 1253359.5897
66 | 2655117.1392 | 1253406.8146 | 2655118.0759 | 1253418.0534 | 2655118.593 | 1253424.8954
67 | 2654928.2813 | 1253322.5581 | 2654914.884 | 1253347.4595
68 | 2654914.884 | 1253347.4595 | 2654837.8671 | 1253329.6071
69 | 2654964.6459 | 1253341.8746 | 2654960.9746 | 1253352.8817
70 | 2654958.9779 | 1253358.868 | 2654960.9746 | 1253352.8817
71 | 2655022.7173 | 1253287.2263 | 2655012.4928 | 1253298.2778 | 2655009.7385 | 1253302.0257
72 | 2655205.1421 | 1253357.01 | 2655206.7172 | 1253335.4509
73 | 2655205.1421 | 1253357.01 | 2655216.4118 | 1253354.0796
74 | 2655205.1421 | 1253357.01 | 2655186.0664 | 1253359.5897
75 | 2655237.6522 | 1253345.1046 | 2655216.4118 | 1253354.0796
76 | 2655216.4118 | 1253354.0796 | 2655217.7114 | 1253361.975 | 2655216.6512 | 1253385.0624
77 | 2655186.0664 | 1253359.5897 | 2655184.1298 | 1253386.2072
78 | 2655237.6522 | 1253345.1046 | 2655241.1251 | 1253320.0129
79 | 2655215.9031 | 1253401.3523 | 2655216.6512 | 1253385.0624
80 | 2655245.1406 | 1253390.8285 | 2655215.9031 | 1253401.3523
81 | 2655245.1406 | 1253390.8285 | 2655246.3434 | 1253373.2301
82 | 2655276.2254 | 1253379.6439 | 2655245.1406 | 1253390.8285
83 | 2655276.2254 | 1253379.6439 | 2655277.5964 | 1253357.6752
84 | 2655277.5964 | 1253357.6752 | 2655278.5776 | 1253341.9515
85 | 2655271.6319 | 1253318.8475 | 2655279.5436 | 1253326.471 | 2655278.5776 | 1253341.9515
86 | 2655275.0611 | 1253315.2214 | 2655271.6319 | 1253318.8475
87 | 2655301.277 | 1253298.6655 | 2655293.9313 | 1253298.2967 | 2655288.5725 | 1253300.9041 | 2655275.0611 | 1253315.2214
88 | 2655275.0611 | 1253315.2214 | 2655270.2765 | 1253311.274 | 2655271.3576 | 1253294.2587
89 | 2655301.277 | 1253298.6655 | 2655302.0933 | 1253286.3485
90 | 2655301.277 | 1253298.6655 | 2655349.7131 | 1253314.6059
91 | 2655179.2143 | 1253474.7063 | 2655183.2614 | 1253497.6727
92 | 2655179.2143 | 1253474.7063 | 2655192.8641 | 1253471.3866 | 2655216.3366 | 1253464.4797
93 | 2655179.2143 | 1253474.7063 | 2655166.8936 | 1253477.6826
94 | 2655216.3366 | 1253464.4797 | 2655225.5711 | 1253461.7624 | 2655257.5833 | 1253453.188
95 | 2655142.1713 | 1253488.227 | 2655146.7745 | 1253484.8226 | 2655154.3956 | 1253480.7017 | 2655166.8936 | 1253477.6826
96 | 2655277.7271 | 1253445.9153 | 2655262.7177 | 1253451.8128 | 2655257.5833 | 1253453.188
97 | 2655142.1713 | 1253488.227 | 2655126.5638 | 1253499.77
98 | 2655267.4983 | 1253428.6856 | 2655277.7271 | 1253445.9153
99 | 2655126.5638 | 1253499.77 | 2655110.0871 | 1253511.9558 | 2655099.0894 | 1253517.3129 | 2655087.1847 | 1253520.4699
100 | 2655311.4927 | 1253416.6877 | 2655267.4983 | 1253428.6856
101 | 2655069.3568 | 1253525.1976 | 2655087.1847 | 1253520.4699
102 | 2655069.3568 | 1253525.1976 | 2655062.0427 | 1253527.1421
103 | 2655351.3807 | 1253337.9233 | 2655351.8663 | 1253335.1854 | 2655350.8621 | 1253325.5693 | 2655349.7131 | 1253314.6059
104 | 2655302.9033 | 1253274.1288 | 2655302.0933 | 1253286.3485
105 | 2655062.0427 | 1253527.1421 | 2655062.9387 | 1253542.2468
106 | 2655039.9123 | 1253524.001 | 2655062.0427 | 1253527.1421
107 | 2655062.742 | 1253571.2239 | 2655063.1059 | 1253545.0645 | 2655062.9387 | 1253542.2468
108 | 2655039.9123 | 1253524.001 | 2655039.3905 | 1253523.9269
109 | 2655039.9123 | 1253524.001 | 2655044.9379 | 1253516.6203 | 2655044.9581 | 1253511.8204
110 | 2655044.9581 | 1253511.8204 | 2655045.0191 | 1253497.3298 | 2655048.3123 | 1253493.7023 | 2655054.0357 | 1253491.6207 | 2655059.5783 | 1253491.6722
111 | 2655020.7693 | 1253517.8617 | 2655027.9466 | 1253522.2998 | 2655039.3905 | 1253523.9269
112 | 2655018.8919 | 1253516.7008 | 2655020.7693 | 1253517.8617
113 | 2655062.742 | 1253571.2239 | 2655080.1779 | 1253571.2637 | 2655080.8727 | 1253581.7441 | 2655091.1645 | 1253591.4132
114 | 2655062.742 | 1253571.2239 | 2655062.2581 | 1253606.2216 | 2655062.1213 | 1253607.0563
115 | 2655018.8919 | 1253516.7008 | 2655017.7867 | 1253548.7685 | 2655025.1892 | 1253558.4106 | 2655024.8434 | 1253569.1615
116 | 2655018.8919 | 1253516.7008 | 2655014.2708 | 1253513.8336 | 2655012.1543 | 1253511.3451
117 | 2655024.8393 | 1253569.2904 | 2655024.8434 | 1253569.1615
118 | 2654994.86 | 1253491.6269 | 2655003.1278 | 1253500.7322 | 2655012.1543 | 1253511.3451
119 | 2655024.6375 | 1253575.5619 | 2655024.8393 | 1253569.2904
120 | 2654994.86 | 1253491.6269 | 2655000.2897 | 1253487.0407 | 2655002.5828 | 1253472.4852 | 2654999.6161 | 1253458.8259
121 | 2655001.522 | 1253424.6202 | 2655000.6088 | 1253435.6189 | 2654999.6161 | 1253458.8259 | 2654999.6161 | 1253458.8259
122 | 2654909.793 | 1253683.5249 | 2654909.8039 | 1253683.3898
123 | 2654914.1498 | 1253665.1556 | 2654910.7453 | 1253671.7728 | 2654909.8039 | 1253683.3898
124 | 2654916.285 | 1253661.0055 | 2654914.1498 | 1253665.1556
125 | 2654916.285 | 1253661.0055 | 2654920.6652 | 1253657.2879 | 2654922.5935 | 1253654.3816 | 2654924.8931 | 1253649.6662 | 2654926.1956 | 1253645.0862
126 | 2654937.3819 | 1253659.1998 | 2654938.5312 | 1253645.1006 | 2654926.1956 | 1253645.0862
127 | 2654926.1956 | 1253645.0862 | 2654923.173 | 1253630.1255 | 2654919.7454 | 1253625.4905 | 2654912.9883 | 1253622.405
128 | 2654882.2298 | 1253538.8732 | 2654881.9587 | 1253544.2949 | 2654884.1571 | 1253550.4974 | 2654890.1866 | 1253553.6443 | 2654890.1866 | 1253553.6443
129 | 2654917.0875 | 1253537.838 | 2654911.2935 | 1253540.2193 | 2654906.7258 | 1253547.0596 | 2654901.3069 | 1253553.7474 | 2654890.1866 | 1253553.6443
130 | 2654917.0875 | 1253537.838 | 2654931.5662 | 1253556.5519 | 2654933.766 | 1253562.6099 | 2654933.4965 | 1253582.4643
131 | 2654907.8898 | 1253620.0769 | 2654912.9883 | 1253622.405
132 | 2654937.3819 | 1253659.1998 | 2654945.7043 | 1253663.213 | 2654959.8964 | 1253679.4338
133 | 2654959.8964 | 1253679.4338 | 2654981.3462 | 1253681.9276
134 | 2654959.8964 | 1253679.4338 | 2654955.8124 | 1253705.5481
135 | 2654951.8603 | 1253634.5573 | 2654955.8558 | 1253635.4996
136 | 2654981.3462 | 1253681.9276 | 2654990.141 | 1253682.9501 | 2654993.5964 | 1253682.6013
137 | 2654953.6479 | 1253719.3887 | 2654955.8124 | 1253705.5481
138 | 2654929.4919 | 1253730.7586 | 2654932.1893 | 1253706.2944
139 | 2654928.6276 | 1253738.598 | 2654929.4919 | 1253730.7586
140 | 2654971.909 | 1253637.7316 | 2654957.0798 | 1253635.7882 | 2654955.8558 | 1253635.4996
141 | 2654925.7338 | 1253764.8434 | 2654928.6276 | 1253738.598
142 | 2654925.7338 | 1253764.8434 | 2654920.0859 | 1253796.7372
143 | 2654925.7338 | 1253764.8434 | 2654936.6018 | 1253762.8205
144 | 2654915.8162 | 1253820.8487 | 2654920.0859 | 1253796.7372
145 | 2654947.0485 | 1253751.7207 | 2654941.7853 | 1253759.5329 | 2654936.6018 | 1253762.8205 | 2654936.6018 | 1253762.8205
146 | 2654994.0342 | 1253682.5571 | 2654993.5964 | 1253682.6013
147 | 2654953.6479 | 1253719.3887 | 2654951.3659 | 1253733.9808
148 | 2655062.1213 | 1253607.0563 | 2655062.0279 | 1253607.626
149 | 2655055.6119 | 1253628.0529 | 2655059.6027 | 1253622.4194 | 2655062.0279 | 1253607.626
150 | 2655055.6119 | 1253628.0529 | 2655019.1926 | 1253635.2543
151 | 2655054.8313 | 1253643.0339 | 2655055.6119 | 1253628.0529
152 | 2655009.2088 | 1253637.2284 | 2655019.1926 | 1253635.2543
153 | 2655054.8313 | 1253643.0339 | 2655061.9392 | 1253642.616
154 | 2655009.2088 | 1253637.2284 | 2654997.6712 | 1253638.9507
155 | 2655083.5177 | 1253641.3474 | 2655061.9392 | 1253642.616
156 | 2654971.909 | 1253637.7316 | 2654984.3816 | 1253639.3662 | 2654995.7453 | 1253639.2382 | 2654997.6712 | 1253638.9507
157 | 2655111.267 | 1253639.7161 | 2655083.5177 | 1253641.3474
158 | 2655117.5587 | 1253682.0949 | 2655137.6947 | 1253678.8515 | 2655141.5911 | 1253677.0894
159 | 2655112.9885 | 1253682.8311 | 2655117.5587 | 1253682.0949
160 | 2655151.9854 | 1253664.9449 | 2655150.8391 | 1253668.978 | 2655145.7412 | 1253675.2127 | 2655141.5911 | 1253677.0894
161 | 2655096.7784 | 1253685.4422 | 2655112.9885 | 1253682.8311
162 | 2655152.4223 | 1253657.4533 | 2655153.0076 | 1253661.3484 | 2655151.9854 | 1253664.9449
163 | 2655146.4893 | 1253637.8046 | 2655151.6791 | 1253652.5076 | 2655152.4223 | 1253657.4533
164 | 2655146.4893 | 1253637.8046 | 2655172.519 | 1253636.9979
165 | 2655146.4893 | 1253637.8046 | 2655142.0294 | 1253637.9076
166 | 2654897.6249 | 1253894.9402 | 2654897.9873 | 1253893.4986
167 | 2654892.8922 | 1253913.7655 | 2654897.6249 | 1253894.9402
168 | 2654903.7419 | 1253870.6084 | 2654897.9873 | 1253893.4986
169 | 2654892.8922 | 1253913.7655 | 2654909.3076 | 1253927.1197
170 | 2654892.8922 | 1253913.7655 | 2654882.8541 | 1253954.0647
171 | 2654903.7419 | 1253870.6084 | 2654905.2033 | 1253864.7955
172 | 2654922.4922 | 1253937.8455 | 2654909.3076 | 1253927.1197
173 | 2654880.4329 | 1253963.7851 | 2654882.8541 | 1253954.0647
174 | 2654905.2033 | 1253864.7955 | 2654910.5441 | 1253843.5511
175 | 2654880.4329 | 1253963.7851 | 2654896.4564 | 1253966.3242 | 2654904.0378 | 1253961.5132 | 2654904.1164 | 1253960.9247
176 | 2654880.4329 | 1253963.7851 | 2654876.2645 | 1253980.6988
177 | 2654915.8162 | 1253820.8487 | 2654914.7787 | 1253826.7074 | 2654910.5441 | 1253843.5511
178 | 2654872.5781 | 1253995.6569 | 2654876.2645 | 1253980.6988
179 | 2654951.3659 | 1253733.9808 | 2654949.6381 | 1253745.0289 | 2654947.0485 | 1253751.7207 | 2654947.0485 | 1253751.7207
180 | 2655134.5883 | 1253593.5901 | 2655135.2019 | 1253598.3907
181 | 2655134.5883 | 1253593.5901 | 2655134.4155 | 1253592.2379
182 | 2655135.2019 | 1253598.3907 | 2655135.3748 | 1253599.7428
183 | 2655135.3748 | 1253599.7428 | 2655135.9352 | 1253604.1275
184 | 2655136.1077 | 1253605.477 | 2655135.9352 | 1253604.1275
185 | 2655136.1077 | 1253605.477 | 2655137.5087 | 1253616.4373
186 | 2654890.4322 | 1253781.5921 | 2654890.6855 | 1253780.1699
187 | 2654891.3642 | 1253776.3604 | 2654890.6855 | 1253780.1699
188 | 2654890.4322 | 1253781.5921 | 2654889.9791 | 1253784.1351
189 | 2654893.4701 | 1253764.5386 | 2654891.3642 | 1253776.3604
190 | 2654887.1566 | 1253799.9793 | 2654889.9791 | 1253784.1351
191 | 2654893.4701 | 1253764.5386 | 2654894.3698 | 1253759.4885
192 | 2654887.1566 | 1253799.9793 | 2654884.3435 | 1253815.7704
193 | 2654895.7548 | 1253751.7137 | 2654894.3698 | 1253759.4885
194 | 2654879.4368 | 1253843.3138 | 2654884.3435 | 1253815.7704
195 | 2654896.2455 | 1253748.9591 | 2654895.7548 | 1253751.7137
196 | 2655141.0655 | 1253626.3684 | 2655138.0198 | 1253620.4359 | 2655137.5087 | 1253616.4373
197 | 2655142.0294 | 1253637.9076 | 2655141.8878 | 1253633.67 | 2655141.0655 | 1253626.3684 | 2655141.0655 | 1253626.3684
198 | 2655142.0294 | 1253637.9076 | 2655111.267 | 1253639.7161
199 | 2655190.3571 | 1253636.5353 | 2655188.4206 | 1253636.5051 | 2655172.519 | 1253636.9979
200 | 2655190.3571 | 1253636.5353 | 2655199.0724 | 1253636.6711 | 2655202.6403 | 1253636.9277
201 | 2655207.0645 | 1253637.2459 | 2655202.6403 | 1253636.9277
202 | 2655207.0645 | 1253637.2459 | 2655203.7715 | 1253619.0025 | 2655207.013 | 1253611.205 | 2655228.8593 | 1253604.9394
203 | 2655207.0645 | 1253637.2459 | 2655220.9463 | 1253639.7548 | 2655234.0494 | 1253641.255
204 | 2654829.6655 | 1253800.9124 | 2654846.4281 | 1253804.7502
205 | 2654863.424 | 1253808.6413 | 2654846.4281 | 1253804.7502
206 | 2654827.5984 | 1253812.3124 | 2654829.6655 | 1253800.9124
207 | 2654848.7055 | 1253816.6774 | 2654827.5984 | 1253812.3124
208 | 2654827.5984 | 1253812.3124 | 2654822.2831 | 1253841.613
209 | 2654817.0086 | 1253870.6885 | 2654822.2831 | 1253841.613
210 | 2654817.0086 | 1253870.6885 | 2654835.7723 | 1253874.7205
211 | 2654880.319 | 1254116.1017 | 2654869.3647 | 1254119.3692 | 2654866.4468 | 1254123.2561 | 2654872.9828 | 1254157.9742 | 2654878.7296 | 1254169.58
212 | 2654880.319 | 1254116.1017 | 2654884.3483 | 1254133.1388
213 | 2654880.319 | 1254116.1017 | 2654885.198 | 1254114.728
214 | 2654884.6117 | 1254134.2529 | 2654884.3483 | 1254133.1388
215 | 2654903.5631 | 1254109.5569 | 2654885.198 | 1254114.728
216 | 2654869.1525 | 1254056.779 | 2654881.7576 | 1254073.2184 | 2654885.5822 | 1254079.8412
217 | 2654885.5822 | 1254079.8412 | 2654900.1992 | 1254092.3804
218 | 2654869.1525 | 1254056.779 | 2654893.0536 | 1254052.6308
219 | 2654859.6146 | 1254052.9102 | 2654869.1525 | 1254056.779
220 | 2654900.1992 | 1254092.3804 | 2654905.2972 | 1254106.4152 | 2654903.5631 | 1254109.5569
221 | 2654903.5631 | 1254109.5569 | 2654906.7766 | 1254111.2212 | 2654910.4217 | 1254116.2279
222 | 2654910.4217 | 1254116.2279 | 2655039.9496 | 1254068.7769
223 | 2654893.0536 | 1254052.6308 | 2654893.0536 | 1254052.6308 | 2654896.6463 | 1254048.3833 | 2654895.9816 | 1254042.0832
224 | 2654859.6146 | 1254052.9102 | 2654863.5711 | 1254032.199 | 2654866.8332 | 1254018.9642
225 | 2654859.6146 | 1254052.9102 | 2654813.702 | 1254071.4428
226 | 2655054.303 | 1254061.6325 | 2655039.9496 | 1254068.7769
227 | 2654894.5797 | 1254028.7949 | 2654895.9816 | 1254042.0832
228 | 2654869.7036 | 1254007.3189 | 2654866.8332 | 1254018.9642
229 | 2654813.702 | 1254071.4428 | 2654810.4726 | 1254062.5178 | 2654809.6443 | 1254054.2043 | 2654809.3677 | 1254049.0464
230 | 2654872.5781 | 1253995.6569 | 2654869.7036 | 1254007.3189
231 | 2654872.5781 | 1253995.6569 | 2654862.3645 | 1253994.6675
232 | 2654848.0809 | 1253993.284 | 2654862.3645 | 1253994.6675
233 | 2654848.0809 | 1253993.284 | 2654806.921 | 1253955.5818
234 | 2654896.2455 | 1253748.9591 | 2654899.5325 | 1253731.2071
235 | 2654896.2455 | 1253748.9591 | 2654869.4935 | 1253744.4961
236 | 2654901.0506 | 1253723.0077 | 2654899.5325 | 1253731.2071

## bus_geodata
| x | y | coords
0 | 2654796.1032 | 1253726.1171
1 | 2654816.6247 | 1253691.2707
2 | 2654845.5869 | 1253711.8642
3 | 2654840.9906 | 1253739.7411
4 | 2654844.0315 | 1253721.2982
5 | 2654838.4371 | 1253753.5337
6 | 2654869.1565 | 1253744.4399
7 | 2654842.1893 | 1253639.6156
8 | 2654804.3161 | 1253636.1015
9 | 2654858.5862 | 1253694.7948
10 | 2654764.1874 | 1253672.6285
11 | 2654736.1056 | 1253681.6198
12 | 2654755.5273 | 1253621.0791
13 | 2654780.5904 | 1253633.9001
14 | 2654906.002 | 1253662.2868
15 | 2654747.8927 | 1253614.4595
16 | 2654895.4953 | 1253463.5973
17 | 2654936.5091 | 1253479.9887
18 | 2654948.0591 | 1253480.9631
19 | 2654943.1445 | 1253511.3499
20 | 2654944.1985 | 1253504.8334
21 | 2654916.471 | 1253506.9687
22 | 2654941.6214 | 1253583.1891
23 | 2654941.3967 | 1253600.5404
24 | 2654933.3371 | 1253594.2058
25 | 2654939.3129 | 1253631.5984
26 | 2654955.8714 | 1253447.2787
27 | 2654942.1329 | 1253417.7714
28 | 2654962.9219 | 1253422.5157
29 | 2654969.4816 | 1253400.641
30 | 2654960.7682 | 1253430.0776
31 | 2654979.9891 | 1253365.6009
32 | 2654993.1024 | 1253329.8754
33 | 2654984.4016 | 1253481.167
34 | 2654993.7715 | 1253328.5429
35 | 2654973.5314 | 1253325.7914
36 | 2655019.7676 | 1253390.7543
37 | 2655007.4169 | 1253399.6125
38 | 2655034.5469 | 1253388.5299
39 | 2655008.1117 | 1253304.2395
40 | 2654970.2393 | 1253325.1045
41 | 2655002.4777 | 1253413.1094
42 | 2655067.6912 | 1253383.5415
43 | 2655114.6651 | 1253309.6662
44 | 2655122.5828 | 1253293.7419
45 | 2655155.0865 | 1253302.8061
46 | 2655147.3048 | 1253331.8256
47 | 2655080.3649 | 1253379.1535
48 | 2655092.623 | 1253397.3023
49 | 2655129.059 | 1253358.3472
50 | 2655140.7161 | 1253355.1201
51 | 2655122.6867 | 1253380.7085
52 | 2655157.0214 | 1253358.3518
53 | 2655178.0578 | 1253334.5159
54 | 2655175.6812 | 1253359.9155
55 | 2655117.1392 | 1253406.8146
56 | 2655153.5227 | 1253384.2474
57 | 2654914.884 | 1253347.4595
58 | 2654928.2813 | 1253322.5581
59 | 2654837.8671 | 1253329.6071
60 | 2654964.6459 | 1253341.8746
61 | 2654960.9746 | 1253352.8817
62 | 2655009.7385 | 1253302.0257
63 | 2655022.7173 | 1253287.2263
64 | 2654958.9779 | 1253358.868
65 | 2655206.7172 | 1253335.4509
66 | 2655205.1421 | 1253357.01
67 | 2655216.4118 | 1253354.0796
68 | 2655186.0664 | 1253359.5897
69 | 2655237.6522 | 1253345.1046
70 | 2655216.6512 | 1253385.0624
71 | 2655184.1298 | 1253386.2072
72 | 2655241.1251 | 1253320.0129
73 | 2655215.9031 | 1253401.3523
74 | 2655118.593 | 1253424.8954
75 | 2655245.1406 | 1253390.8285
76 | 2655246.3434 | 1253373.2301
77 | 2655276.2254 | 1253379.6439
78 | 2655277.5964 | 1253357.6752
79 | 2655278.5776 | 1253341.9515
80 | 2655271.6319 | 1253318.8475
81 | 2655275.0611 | 1253315.2214
82 | 2655301.277 | 1253298.6655
83 | 2655271.3576 | 1253294.2587
84 | 2655183.2614 | 1253497.6727
85 | 2655179.2143 | 1253474.7063
86 | 2655216.3366 | 1253464.4797
87 | 2655166.8936 | 1253477.6826
88 | 2655257.5833 | 1253453.188
89 | 2655142.1713 | 1253488.227
90 | 2655277.7271 | 1253445.9153
91 | 2655126.5638 | 1253499.77
92 | 2655267.4983 | 1253428.6856
93 | 2655311.4927 | 1253416.6877
94 | 2655087.1847 | 1253520.4699
95 | 2655069.3568 | 1253525.1976
96 | 2655351.3807 | 1253337.9233
97 | 2655349.7131 | 1253314.6059
98 | 2655302.0933 | 1253286.3485
99 | 2655062.0427 | 1253527.1421
100 | 2655062.9387 | 1253542.2468
101 | 2655039.9123 | 1253524.001
102 | 2655059.5783 | 1253491.6722
103 | 2655044.9581 | 1253511.8204
104 | 2655302.9033 | 1253274.1288
105 | 2655039.3905 | 1253523.9269
106 | 2655020.7693 | 1253517.8617
107 | 2655062.742 | 1253571.2239
108 | 2655018.8919 | 1253516.7008
109 | 2655024.8434 | 1253569.1615
110 | 2655012.1543 | 1253511.3451
111 | 2655024.8393 | 1253569.2904
112 | 2654994.86 | 1253491.6269
113 | 2655024.6375 | 1253575.5619
114 | 2654999.6161 | 1253458.8259
115 | 2655001.522 | 1253424.6202
116 | 2654909.793 | 1253683.5249
117 | 2654909.8039 | 1253683.3898
118 | 2654914.1498 | 1253665.1556
119 | 2654916.285 | 1253661.0055
120 | 2654926.1956 | 1253645.0862
121 | 2654882.2298 | 1253538.8732
122 | 2654890.1866 | 1253553.6443
123 | 2654917.0875 | 1253537.838
124 | 2654933.4965 | 1253582.4643
125 | 2654756.5974 | 1253590.1397
126 | 2654912.9883 | 1253622.405
127 | 2654907.8898 | 1253620.0769
128 | 2654937.3819 | 1253659.1998
129 | 2654959.8964 | 1253679.4338
130 | 2654951.8603 | 1253634.5573
131 | 2654981.3462 | 1253681.9276
132 | 2654955.8124 | 1253705.5481
133 | 2654932.1893 | 1253706.2944
134 | 2654929.4919 | 1253730.7586
135 | 2654955.8558 | 1253635.4996
136 | 2654928.6276 | 1253738.598
137 | 2654925.7338 | 1253764.8434
138 | 2654920.0859 | 1253796.7372
139 | 2654936.6018 | 1253762.8205
140 | 2654993.5964 | 1253682.6013
141 | 2654953.6479 | 1253719.3887
142 | 2655062.0279 | 1253607.626
143 | 2655062.1213 | 1253607.0563
144 | 2655055.6119 | 1253628.0529
145 | 2655019.1926 | 1253635.2543
146 | 2655054.8313 | 1253643.0339
147 | 2655091.1645 | 1253591.4132
148 | 2655009.2088 | 1253637.2284
149 | 2655061.9392 | 1253642.616
150 | 2654997.6712 | 1253638.9507
151 | 2655083.5177 | 1253641.3474
152 | 2654971.909 | 1253637.7316
153 | 2654994.0342 | 1253682.5571
154 | 2655117.5587 | 1253682.0949
155 | 2655141.5911 | 1253677.0894
156 | 2655112.9885 | 1253682.8311
157 | 2655151.9854 | 1253664.9449
158 | 2655096.7784 | 1253685.4422
159 | 2655152.4223 | 1253657.4533
160 | 2655146.4893 | 1253637.8046
161 | 2654897.6249 | 1253894.9402
162 | 2654897.9873 | 1253893.4986
163 | 2654892.8922 | 1253913.7655
164 | 2654903.7419 | 1253870.6084
165 | 2654909.3076 | 1253927.1197
166 | 2654882.8541 | 1253954.0647
167 | 2654905.2033 | 1253864.7955
168 | 2654922.4922 | 1253937.8455
169 | 2654880.4329 | 1253963.7851
170 | 2654910.5441 | 1253843.5511
171 | 2654904.1164 | 1253960.9247
172 | 2654876.2645 | 1253980.6988
173 | 2654915.8162 | 1253820.8487
174 | 2654947.0485 | 1253751.7207
175 | 2654951.3659 | 1253733.9808
176 | 2655134.5883 | 1253593.5901
177 | 2655135.2019 | 1253598.3907
178 | 2655134.4155 | 1253592.2379
179 | 2655135.3748 | 1253599.7428
180 | 2655135.9352 | 1253604.1275
181 | 2655136.1077 | 1253605.477
182 | 2654890.6855 | 1253780.1699
183 | 2654890.4322 | 1253781.5921
184 | 2654891.3642 | 1253776.3604
185 | 2654889.9791 | 1253784.1351
186 | 2654893.4701 | 1253764.5386
187 | 2654887.1566 | 1253799.9793
188 | 2654894.3698 | 1253759.4885
189 | 2654884.3435 | 1253815.7704
190 | 2654895.7548 | 1253751.7137
191 | 2655137.5087 | 1253616.4373
192 | 2655141.0655 | 1253626.3684
193 | 2655142.0294 | 1253637.9076
194 | 2655111.267 | 1253639.7161
195 | 2655172.519 | 1253636.9979
196 | 2655190.3571 | 1253636.5353
197 | 2655202.6403 | 1253636.9277
198 | 2655207.0645 | 1253637.2459
199 | 2655228.8593 | 1253604.9394
200 | 2655234.0494 | 1253641.255
201 | 2654846.4281 | 1253804.7502
202 | 2654829.6655 | 1253800.9124
203 | 2654863.424 | 1253808.6413
204 | 2654827.5984 | 1253812.3124
205 | 2654848.7055 | 1253816.6774
206 | 2654822.2831 | 1253841.613
207 | 2654817.0086 | 1253870.6885
208 | 2654835.7723 | 1253874.7205
209 | 2654878.7296 | 1254169.58
210 | 2654880.319 | 1254116.1017
211 | 2654884.3483 | 1254133.1388
212 | 2654885.198 | 1254114.728
213 | 2654885.5822 | 1254079.8412
214 | 2654869.1525 | 1254056.779
215 | 2654900.1992 | 1254092.3804
216 | 2654884.6117 | 1254134.2529
217 | 2654903.5631 | 1254109.5569
218 | 2654910.4217 | 1254116.2279
219 | 2654893.0536 | 1254052.6308
220 | 2654859.6146 | 1254052.9102
221 | 2655039.9496 | 1254068.7769
222 | 2654895.9816 | 1254042.0832
223 | 2654866.8332 | 1254018.9642
224 | 2654813.702 | 1254071.4428
225 | 2654894.5797 | 1254028.7949
226 | 2654869.7036 | 1254007.3189
227 | 2654809.3677 | 1254049.0464
228 | 2655054.303 | 1254061.6325
229 | 2654872.5781 | 1253995.6569
230 | 2654862.3645 | 1253994.6675
231 | 2654848.0809 | 1253993.284
232 | 2654806.921 | 1253955.5818
233 | 2654879.4368 | 1253843.3138
234 | 2654896.2455 | 1253748.9591
235 | 2654899.5325 | 1253731.2071
236 | 2654869.4935 | 1253744.4961
237 | 2654901.0506 | 1253723.0077
238 | 2655069.3568 | 1253525.1976

## line_std_types
| c_nf_per_km | r_ohm_per_km | x_ohm_per_km | max_i_ka | type | q_mm2 | alpha | voltage_rating
NAYY 4x50 SE | 210 | 0.642 | 0.083 | 0.142 | cs | 50 | 0.00403 | LV
NAYY 4x120 SE | 264 | 0.225 | 0.08 | 0.242 | cs | 120 | 0.00403 | LV
NAYY 4x150 SE | 261 | 0.208 | 0.08 | 0.27 | cs | 150 | 0.00403 | LV
NA2XS2Y 1x95 RM/25 12/20 kV | 216 | 0.313 | 0.132 | 0.252 | cs | 95 | 0.00403 | MV
NA2XS2Y 1x185 RM/25 12/20 kV | 273 | 0.161 | 0.117 | 0.362 | cs | 185 | 0.00403 | MV
NA2XS2Y 1x240 RM/25 12/20 kV | 304 | 0.122 | 0.112 | 0.421 | cs | 240 | 0.00403 | MV
NA2XS2Y 1x95 RM/25 6/10 kV | 315 | 0.313 | 0.123 | 0.249 | cs | 95 | 0.00403 | MV
NA2XS2Y 1x185 RM/25 6/10 kV | 406 | 0.161 | 0.11 | 0.358 | cs | 185 | 0.00403 | MV
NA2XS2Y 1x240 RM/25 6/10 kV | 456 | 0.122 | 0.105 | 0.416 | cs | 240 | 0.00403 | MV
NA2XS2Y 1x150 RM/25 12/20 kV | 250 | 0.206 | 0.116 | 0.319 | cs | 150 | 0.00403 | MV
NA2XS2Y 1x120 RM/25 12/20 kV | 230 | 0.253 | 0.119 | 0.283 | cs | 120 | 0.00403 | MV
NA2XS2Y 1x70 RM/25 12/20 kV | 190 | 0.443 | 0.132 | 0.22 | cs | 70 | 0.00403 | MV
NA2XS2Y 1x150 RM/25 6/10 kV | 360 | 0.206 | 0.11 | 0.315 | cs | 150 | 0.00403 | MV
NA2XS2Y 1x120 RM/25 6/10 kV | 340 | 0.253 | 0.113 | 0.28 | cs | 120 | 0.00403 | MV
NA2XS2Y 1x70 RM/25 6/10 kV | 280 | 0.443 | 0.123 | 0.217 | cs | 70 | 0.00403 | MV
N2XS(FL)2Y 1x120 RM/35 64/110 kV | 112 | 0.153 | 0.166 | 0.366 | cs | 120 | 0.00393 | HV
N2XS(FL)2Y 1x185 RM/35 64/110 kV | 125 | 0.099 | 0.156 | 0.457 | cs | 185 | 0.00393 | HV
N2XS(FL)2Y 1x240 RM/35 64/110 kV | 135 | 0.075 | 0.149 | 0.526 | cs | 240 | 0.00393 | HV
N2XS(FL)2Y 1x300 RM/35 64/110 kV | 144 | 0.06 | 0.144 | 0.588 | cs | 300 | 0.00393 | HV
15-AL1/3-ST1A 0.4 | 11 | 1.8769 | 0.35 | 0.105 | ol | 16 | 0.00403 | LV
24-AL1/4-ST1A 0.4 | 11.25 | 1.2012 | 0.335 | 0.14 | ol | 24 | 0.00403 | LV
48-AL1/8-ST1A 0.4 | 12.2 | 0.5939 | 0.3 | 0.21 | ol | 48 | 0.00403 | LV
94-AL1/15-ST1A 0.4 | 13.2 | 0.306 | 0.29 | 0.35 | ol | 94 | 0.00403 | LV
34-AL1/6-ST1A 10.0 | 9.7 | 0.8342 | 0.36 | 0.17 | ol | 34 | 0.00403 | MV
48-AL1/8-ST1A 10.0 | 10.1 | 0.5939 | 0.35 | 0.21 | ol | 48 | 0.00403 | MV
70-AL1/11-ST1A 10.0 | 10.4 | 0.4132 | 0.339 | 0.29 | ol | 70 | 0.00403 | MV
94-AL1/15-ST1A 10.0 | 10.75 | 0.306 | 0.33 | 0.35 | ol | 94 | 0.00403 | MV
122-AL1/20-ST1A 10.0 | 11.1 | 0.2376 | 0.323 | 0.41 | ol | 122 | 0.00403 | MV
149-AL1/24-ST1A 10.0 | 11.25 | 0.194 | 0.315 | 0.47 | ol | 149 | 0.00403 | MV
34-AL1/6-ST1A 20.0 | 9.15 | 0.8342 | 0.382 | 0.17 | ol | 34 | 0.00403 | MV
48-AL1/8-ST1A 20.0 | 9.5 | 0.5939 | 0.372 | 0.21 | ol | 48 | 0.00403 | MV
70-AL1/11-ST1A 20.0 | 9.7 | 0.4132 | 0.36 | 0.29 | ol | 70 | 0.00403 | MV
94-AL1/15-ST1A 20.0 | 10 | 0.306 | 0.35 | 0.35 | ol | 94 | 0.00403 | MV
122-AL1/20-ST1A 20.0 | 10.3 | 0.2376 | 0.344 | 0.41 | ol | 122 | 0.00403 | MV
149-AL1/24-ST1A 20.0 | 10.5 | 0.194 | 0.337 | 0.47 | ol | 149 | 0.00403 | MV
184-AL1/30-ST1A 20.0 | 10.75 | 0.1571 | 0.33 | 0.535 | ol | 184 | 0.00403 | MV
243-AL1/39-ST1A 20.0 | 11 | 0.1188 | 0.32 | 0.645 | ol | 243 | 0.00403 | MV
48-AL1/8-ST1A 110.0 | 8 | 0.5939 | 0.46 | 0.21 | ol | 48 | 0.00403 | HV
70-AL1/11-ST1A 110.0 | 8.4 | 0.4132 | 0.45 | 0.29 | ol | 70 | 0.00403 | HV
94-AL1/15-ST1A 110.0 | 8.65 | 0.306 | 0.44 | 0.35 | ol | 94 | 0.00403 | HV
122-AL1/20-ST1A 110.0 | 8.5 | 0.2376 | 0.43 | 0.41 | ol | 122 | 0.00403 | HV
149-AL1/24-ST1A 110.0 | 8.75 | 0.194 | 0.41 | 0.47 | ol | 149 | 0.00403 | HV
184-AL1/30-ST1A 110.0 | 8.8 | 0.1571 | 0.4 | 0.535 | ol | 184 | 0.00403 | HV
243-AL1/39-ST1A 110.0 | 9 | 0.1188 | 0.39 | 0.645 | ol | 243 | 0.00403 | HV
305-AL1/39-ST1A 110.0 | 9.2 | 0.0949 | 0.38 | 0.74 | ol | 305 | 0.00403 | HV
490-AL1/64-ST1A 110.0 | 9.75 | 0.059 | 0.37 | 0.96 | ol | 490 | 0.00403 | HV
679-AL1/86-ST1A 110.0 | 9.95 | 0.042 | 0.36 | 1.15 | ol | 679 | 0.00403 | HV
490-AL1/64-ST1A 220.0 | 10 | 0.059 | 0.285 | 0.96 | ol | 490 | 0.00403 | HV
679-AL1/86-ST1A 220.0 | 11.7 | 0.042 | 0.275 | 1.15 | ol | 679 | 0.00403 | HV
490-AL1/64-ST1A 380.0 | 11 | 0.059 | 0.253 | 0.96 | ol | 490 | 0.00403 | HV
679-AL1/86-ST1A 380.0 | 14.6 | 0.042 | 0.25 | 1.15 | ol | 679 | 0.00403 | HV

## trafo_std_types
| i0_percent | pfe_kw | vkr_percent | sn_mva | vn_lv_kv | vn_hv_kv | vk_percent | shift_degree | vector_group | tap_side | tap_neutral | tap_min | tap_max | tap_step_degree | tap_step_percent | tap_phase_shifter
160 MVA 380/110 kV | 0.06 | 60 | 0.25 | 160 | 110 | 380 | 12.2 | 0 | Yy0 | hv | 0 | -9 | 9 | 0 | 1.5 | FALSE
100 MVA 220/110 kV | 0.06 | 55 | 0.26 | 100 | 110 | 220 | 12 | 0 | Yy0 | hv | 0 | -9 | 9 | 0 | 1.5 | FALSE
63 MVA 110/20 kV | 0.04 | 22 | 0.32 | 63 | 20 | 110 | 18 | 150 | YNd5 | hv | 0 | -9 | 9 | 0 | 1.5 | FALSE
40 MVA 110/20 kV | 0.05 | 18 | 0.34 | 40 | 20 | 110 | 16.2 | 150 | YNd5 | hv | 0 | -9 | 9 | 0 | 1.5 | FALSE
25 MVA 110/20 kV | 0.07 | 14 | 0.41 | 25 | 20 | 110 | 12 | 150 | YNd5 | hv | 0 | -9 | 9 | 0 | 1.5 | FALSE
63 MVA 110/10 kV | 0.04 | 22 | 0.32 | 63 | 10 | 110 | 18 | 150 | YNd5 | hv | 0 | -9 | 9 | 0 | 1.5 | FALSE
40 MVA 110/10 kV | 0.05 | 18 | 0.34 | 40 | 10 | 110 | 16.2 | 150 | YNd5 | hv | 0 | -9 | 9 | 0 | 1.5 | FALSE
25 MVA 110/10 kV | 0.07 | 14 | 0.41 | 25 | 10 | 110 | 12 | 150 | YNd5 | hv | 0 | -9 | 9 | 0 | 1.5 | FALSE
0.25 MVA 20/0.4 kV | 0.32 | 0.8 | 1.44 | 0.25 | 0.4 | 20 | 6 | 150 | Yzn5 | hv | 0 | -2 | 2 | 0 | 2.5 | FALSE
0.4 MVA 20/0.4 kV | 0.3375 | 1.35 | 1.425 | 0.4 | 0.4 | 20 | 6 | 150 | Dyn5 | hv | 0 | -2 | 2 | 0 | 2.5 | FALSE
0.63 MVA 20/0.4 kV | 0.2619 | 1.65 | 1.206 | 0.63 | 0.4 | 20 | 6 | 150 | Dyn5 | hv | 0 | -2 | 2 | 0 | 2.5 | FALSE
0.25 MVA 10/0.4 kV | 0.24 | 0.6 | 1.2 | 0.25 | 0.4 | 10 | 4 | 150 | Dyn5 | hv | 0 | -2 | 2 | 0 | 2.5 | FALSE
0.4 MVA 10/0.4 kV | 0.2375 | 0.95 | 1.325 | 0.4 | 0.4 | 10 | 4 | 150 | Dyn5 | hv | 0 | -2 | 2 | 0 | 2.5 | FALSE
0.63 MVA 10/0.4 kV | 0.1873 | 1.18 | 1.0794 | 0.63 | 0.4 | 10 | 4 | 150 | Dyn5 | hv | 0 | -2 | 2 | 0 | 2.5 | FALSE

## trafo3w_std_types
| sn_hv_mva | sn_mv_mva | sn_lv_mva | vn_hv_kv | vn_mv_kv | vn_lv_kv | vk_hv_percent | vk_mv_percent | vk_lv_percent | vkr_hv_percent | vkr_mv_percent | vkr_lv_percent | pfe_kw | i0_percent | shift_mv_degree | shift_lv_degree | vector_group | tap_side | tap_neutral | tap_min | tap_max | tap_step_percent
63/25/38 MVA 110/20/10 kV | 63 | 25 | 38 | 110 | 20 | 10 | 10.4 | 10.4 | 10.4 | 0.28 | 0.32 | 0.35 | 35 | 0.89 | 0 | 0 | YN0yn0yn0 | hv | 0 | -10 | 10 | 1.2
63/25/38 MVA 110/10/10 kV | 63 | 25 | 38 | 110 | 10 | 10 | 10.4 | 10.4 | 10.4 | 0.28 | 0.32 | 0.35 | 35 | 0.89 | 0 | 0 | YN0yn0yn0 | hv | 0 | -10 | 10 | 1.2

## fuse_std_types
| fuse_type | i_rated_a | t_avg | t_min | t_total | x_avg | x_min | x_total
HV 100A | HV 100A | 100 | 0 | [10.0, 3.64, 0.854, 0.281, 0.1, 0.0531, 0.022, 0.01] | [10.0, 4.267, 1.21, 0.403, 0.1, 0.058, 0.022, 0.01] | 0 | [300.0, 350.0, 450.0, 550.0, 700.0, 850.0, 1200.0, 1752.0] | [600.0, 700.0, 900.0, 1150.0, 1665.0, 2000.0, 3000.0, 4313.0]
HV 10A | HV 10A | 10 | 0 | [10.0, 1675.0, 0.344, 0.156, 0.1, 0.0417, 0.0171, 0.01] | [10.0, 1.3, 0.3, 0.155, 0.1, 0.0555, 0.023, 0.01] | 0 | [30.0, 32.0, 35.0, 37.0, 39.0, 50.0, 70.0, 88.0] | [60.0, 70.0, 80.0, 87.0, 94.0, 110.0, 150.0, 216.0]
HV 125A | HV 125A | 125 | 0 | [10.0, 1.82, 0.344, 0.1, 0.0467, 0.0269, 0.01] | [10.0, 2.478, 0.426, 0.1, 0.0427, 0.0211, 0.01] | 0 | [375.0, 500.0, 700.0, 925.0, 1200.0, 1500.0, 2341.0] | [750.0, 1000.0, 1500.0, 2200.0, 3000.0, 4000.0, 5765.0]
HV 160A | HV 160A | 160 | 0 | [10.0, 4.15, 1.03, 0.198, 0.1, 0.051, 0.0172, 0.01] | [10.0, 2.3, 0.734, 0.274, 0.1, 0.046, 0.0177, 0.01] | 0 | [480.0, 550.0, 700.0, 1000.0, 1260.0, 1600.0, 2500.0, 3227.0] | [960.0, 1300.0, 1700.0, 2200.0, 2996.0, 4000.0, 6000.0, 7946.0]
HV 16A | HV 16A | 16 | 0 | [10.0, 0.352, 0.164, 0.1, 0.0649, 0.0342, 0.01] | [10.0, 2.34, 0.722, 0.181, 0.1, 0.055, 0.0296, 0.01] | 0 | [48.0, 60.0, 65.0, 71.0, 80.0, 100.0, 162.0] | [96.0, 110.0, 125.0, 150.0, 168.0, 200.0, 250.0, 398.0]
HV 200A | HV 200A | 200 | 0 | [10.0, 4.267, 1.21, 0.403, 0.1, 0.058, 0.022, 0.01] | [10.0, 3.73, 1.654, 0.328, 0.1, 0.0531, 0.019, 0.01] | 0 | [600.0, 700.0, 900.0, 1150.0, 1665.0, 2000.0, 3000.0, 4313.0] | [1200.0, 1500.0, 1800.0, 2700.0, 3960.0, 5000.0, 7500.0, 10620.0]
HV 20A | HV 20A | 20 | 0 | [10.0, 1.3, 0.3, 0.155, 0.1, 0.0555, 0.023, 0.01] | [10.0, 1.3, 0.161, 0.1, 0.0611, 0.0399, 0.0141, 0.01] | 0 | [60.0, 70.0, 80.0, 87.0, 94.0, 110.0, 150.0, 216.0] | [120.0, 150.0, 200.0, 223.0, 260.0, 300.0, 450.0, 532.0]
HV 25A | HV 25A | 25 | 0 | [10.0, 2.512, 0.833, 0.299, 0.1, 0.0372, 0.0223, 0.01] | [10.0, 3.125, 0.597, 0.198, 0.1, 0.0378, 0.022, 0.01] | 0 | [75.0, 82.0, 90.0, 100.0, 124.0, 170.0, 200.0, 289.0] | [150.0, 170.0, 210.0, 250.0, 294.0, 400.0, 500.0, 711.0]
HV 31.5A | HV 31.5A | 31.5 | 0 | [10.0, 2.34, 0.722, 0.181, 0.1, 0.055, 0.0296, 0.01] | [10.0, 2.84, 0.368, 0.164, 0.1, 0.0621, 0.0378, 0.0195, 0.01] | 0 | [95.0, 110.0, 125.0, 150.0, 165.0, 200.0, 250.0, 390.0] | [189.0, 220.0, 300.0, 350.0, 393.0, 450.0, 530.0, 700.0, 960.0]
HV 40A | HV 40A | 40 | 0 | [10.0, 1.3, 0.161, 0.1, 0.0611, 0.0399, 0.0141, 0.01] | [10.0, 2.05, 0.369, 0.198, 0.1, 0.051, 0.0298, 0.01] | 0 | [120.0, 150.0, 200.0, 223.0, 260.0, 300.0, 450.0, 532.0] | [240.0, 300.0, 400.0, 450.0, 530.0, 650.0, 800.0, 1311.0]
HV 50A | HV 50A | 50 | 0 | [10.0, 3.215, 0.597, 0.198, 0.1, 0.0378, 0.022, 0.01] | [10.0, 3.64, 0.854, 0.281, 0.1, 0.0531, 0.022, 0.01] | 0 | [150.0, 170.0, 210.0, 250.0, 294.0, 400.0, 500.0, 711.0] | [300.0, 350.0, 450.0, 550.0, 700.0, 850.0, 1200.0, 1752.0]
HV 6.3A | HV 6.3A | 6.3 | 0 | [10.0, 1.39, 0.344, 0.168, 0.1, 0.056, 0.0263, 0.01] | [10.0, 1.711, 0.516, 0.198, 0.1, 0.0634, 0.0303, 0.01] | 0 | [19.0, 19.5, 20.4, 20.8, 22.0, 25.0, 32.0, 48.0] | [38.0, 40.0, 43.0, 48.0, 53.0, 60.0, 75.0, 118.0]
HV 63A | HV 63A | 63 | 0 | [10.0, 2.84, 0.368, 0.164, 0.1, 0.0621, 0.0378, 0.0195, 0.01] | [10.0, 1.82, 0.344, 0.1, 0.0467, 0.0269, 0.01] | 0 | [189.0, 220.0, 300.0, 350.0, 393.0, 450.0, 530.0, 700.0, 961.0] | [378.0, 500.0, 700.0, 934.0, 1200.0, 1500.0, 2366.0]
HV 80A | HV 80A | 80 | 0 | [10.0, 2.05, 0.369, 0.198, 0.1, 0.051, 0.0298, 0.01] | [10.0, 4.15, 1.03, 0.198, 0.1, 0.051, 0.0172, 0.01] | 0 | [240.0, 300.0, 400.0, 450.0, 530.0, 650.0, 800.0, 1311.0] | [480.0, 550.0, 700.0, 1000.0, 1260.0, 1600.0, 2500.0, 3227.0]
Siemens NH-1-100 | Siemens NH-1-100 | 100 | [5400.0, 2000.0, 400.0, 20.0, 1.0, 0.2, 0.012, 0.004] | 0 | 0 | [150.0, 190.0, 250.0, 430.0, 900.0, 1250.0, 2700.0, 3600.0] | 0 | 0
Siemens NH-1-125 | Siemens NH-1-125 | 125 | [4800.0, 120.0, 7.0, 0.1, 0.004] | 0 | 0 | [180.0, 400.0, 740.0, 2000.0, 4250.0] | 0 | 0
Siemens NH-1-16 | Siemens NH-1-16 | 16 | [4000.0, 400.0, 2.0, 0.1, 0.04, 0.01] | 0 | 0 | [26.0, 35.0, 75.0, 150.0, 200.0, 300.0] | 0 | 0
Siemens NH-1-160 | Siemens NH-1-160 | 160 | [4800.0, 120.0, 7.0, 0.1, 0.004] | 0 | 0 | [210.0, 500.0, 900.0, 2300.0, 5000.0] | 0 | 0
Siemens NH-1-25 | Siemens NH-1-25 | 25 | [4000.0, 1000.0, 10.0, 0.2, 0.02, 0.01] | 0 | 0 | [40.0, 50.0, 100.0, 210.0, 400.0, 500.0] | 0 | 0
Siemens NH-1-50 | Siemens NH-1-50 | 50 | [4000.0, 40.0, 4.0, 1.0, 0.02, 0.01] | 0 | 0 | [86.0, 200.0, 300.0, 400.0, 1000.0, 1280.0] | 0 | 0
Siemens NH-1-63 | Siemens NH-1-63 | 63 | [4000.0, 100.0, 10.0, 2.0, 0.04, 0.01] | 0 | 0 | [100.0, 200.0, 300.0, 400.0, 1000.0, 1500.0] | 0 | 0
Siemens NH-1-80 | Siemens NH-1-80 | 80 | [4800.0, 120.0, 7.0, 0.1, 0.01] | 0 | 0 | [150.58, 250.0, 450.0, 1150.0, 2470.0] | 0 | 0
Siemens NH-2-1000 | Siemens NH-2-1000 | 1000 | [4800.0, 120.0, 7.0, 0.1, 0.004] | 0 | 0 | [1900.0, 3500.0, 8400.0, 24000.0, 52000.0] | 0 | 0
Siemens NH-2-200 | Siemens NH-2-200 | 200 | [4800.0, 120.0, 7.0, 0.1, 0.004] | 0 | 0 | [280.0, 650.0, 1200.0, 3000.0, 7000.0] | 0 | 0
Siemens NH-2-224 | Siemens NH-2-224 | 224 | [4800.0, 120.0, 7.0, 0.2, 0.04, 0.004] | 0 | 0 | [400.0, 750.0, 1453.0, 3025.0, 4315.0, 7600.0] | 0 | 0
Siemens NH-2-250 | Siemens NH-2-250 | 250 | [4800.0, 120.0, 7.0, 0.1, 0.004] | 0 | 0 | [450.0, 800.0, 1650.0, 4000.0, 8500.0] | 0 | 0
Siemens NH-2-315 | Siemens NH-2-315 | 315 | [4800.0, 120.0, 7.0, 0.1, 0.004] | 0 | 0 | [550.0, 920.0, 1900.0, 5000.0, 11000.0] | 0 | 0
Siemens NH-2-355 | Siemens NH-2-355 | 355 | [4800.0, 120.0, 6.0, 0.1, 0.004] | 0 | 0 | [650.0, 1116.27, 2350.0, 5840.0, 12790.0] | 0 | 0
Siemens NH-2-400 | Siemens NH-2-400 | 400 | [4800.0, 120.0, 7.0, 0.1, 0.004] | 0 | 0 | [720.0, 1350.0, 2800.0, 6500.0, 15000.0] | 0 | 0
Siemens NH-2-425 | Siemens NH-2-425 | 425 | [4800.0, 120.0, 7.0, 0.1, 0.004] | 0 | 0 | [850.0, 1500.0, 3050.0, 7500.0, 16500.0] | 0 | 0
Siemens NH-2-630 | Siemens NH-2-630 | 630 | [4800.0, 120.0, 7.0, 0.1, 0.004] | 0 | 0 | [1200.0, 2000.0, 4800.0, 12000.0, 26000.0] | 0 | 0

## dtypes
| element | column | dtype
0 | bus | name | object
1 | bus | vn_kv | float64
2 | bus | type | object
3 | bus | zone | object
4 | bus | in_service | bool
5 | load | name | object
6 | load | bus | uint32
7 | load | p_mw | float64
8 | load | q_mvar | float64
9 | load | const_z_percent | float64
10 | load | const_i_percent | float64
11 | load | sn_mva | float64
12 | load | scaling | float64
13 | load | in_service | bool
14 | load | type | object
15 | ext_grid | name | object
16 | ext_grid | bus | uint32
17 | ext_grid | vm_pu | float64
18 | ext_grid | va_degree | float64
19 | ext_grid | slack_weight | float64
20 | ext_grid | in_service | bool
21 | line | name | object
22 | line | std_type | object
23 | line | from_bus | uint32
24 | line | to_bus | uint32
25 | line | length_km | float64
26 | line | r_ohm_per_km | float64
27 | line | x_ohm_per_km | float64
28 | line | c_nf_per_km | float64
29 | line | g_us_per_km | float64
30 | line | max_i_ka | float64
31 | line | df | float64
32 | line | parallel | uint32
33 | line | type | object
34 | line | in_service | bool
35 | trafo | name | object
36 | trafo | std_type | object
37 | trafo | hv_bus | uint32
38 | trafo | lv_bus | uint32
39 | trafo | sn_mva | float64
40 | trafo | vn_hv_kv | float64
41 | trafo | vn_lv_kv | float64
42 | trafo | vk_percent | float64
43 | trafo | vkr_percent | float64
44 | trafo | pfe_kw | float64
45 | trafo | i0_percent | float64
46 | trafo | shift_degree | float64
47 | trafo | tap_side | object
48 | trafo | tap_neutral | int32
49 | trafo | tap_min | int32
50 | trafo | tap_max | int32
51 | trafo | tap_step_percent | float64
52 | trafo | tap_step_degree | float64
53 | trafo | tap_pos | int32
54 | trafo | tap_phase_shifter | bool
55 | trafo | parallel | uint32
56 | trafo | df | float64
57 | trafo | in_service | bool
58 | line_geodata | coords | object
59 | bus_geodata | x | float64
60 | bus_geodata | y | float64
61 | bus_geodata | coords | object

## parameters
| version | format_version | converged | OPF_converged | name | f_hz | sn_mva
0 | 2.14.6 | 2.14.0 | FALSE | FALSE |  | 50 | 1