## bus
| name | vn_kv | type | zone | in_service
0 | bus_LV_4203-6_0_4_node_0 | 0.4 | n |  | TRUE
1 | bus_LV_4203-6_0_4_node_147 | 0.4 | n |  | TRUE
2 | bus_LV_4203-6_0_4_node_40 | 0.4 | n |  | TRUE
3 | bus_LV_4203-6_0_4_node_3 | 0.4 | n |  | TRUE
4 | bus_LV_4203-6_0_4_node_14 | 0.4 | n |  | TRUE
5 | bus_LV_4203-6_0_4_node_46 | 0.4 | n |  | TRUE
6 | bus_LV_4203-6_0_4_node_35 | 0.4 | n |  | TRUE
7 | bus_LV_4203-6_0_4_node_217 | 0.4 | n |  | TRUE
8 | bus_LV_4203-6_0_4_node_34 | 0.4 | n |  | TRUE
9 | bus_LV_4203-6_0_4_node_16 | 0.4 | n |  | TRUE
10 | bus_LV_4203-6_0_4_node_12 | 0.4 | n |  | TRUE
11 | bus_LV_4203-6_0_4_node_33 | 0.4 | n |  | TRUE
12 | bus_LV_4203-6_0_4_node_32 | 0.4 | n |  | TRUE
13 | bus_LV_4203-6_0_4_node_4 | 0.4 | n |  | TRUE
14 | bus_LV_4203-6_0_4_node_5 | 0.4 | n |  | TRUE
15 | bus_LV_4203-6_0_4_node_6 | 0.4 | n |  | TRUE
16 | bus_LV_4203-6_0_4_node_8 | 0.4 | n |  | TRUE
17 | bus_LV_4203-6_0_4_node_9 | 0.4 | n |  | TRUE
18 | bus_LV_4203-6_0_4_node_10 | 0.4 | n |  | TRUE
19 | bus_LV_4203-6_0_4_node_11 | 0.4 | n |  | TRUE
20 | bus_LV_4203-6_0_4_node_7 | 0.4 | n |  | TRUE
21 | bus_LV_4203-6_0_4_node_18 | 0.4 | n |  | TRUE
22 | bus_LV_4203-6_0_4_node_71 | 0.4 | n |  | TRUE
23 | bus_LV_4203-6_0_4_node_126 | 0.4 | n |  | TRUE
24 | bus_LV_4203-6_0_4_node_118 | 0.4 | n |  | TRUE
25 | bus_LV_4203-6_0_4_node_74 | 0.4 | n |  | TRUE
26 | bus_LV_4203-6_0_4_node_20 | 0.4 | n |  | TRUE
27 | bus_LV_4203-6_0_4_node_17 | 0.4 | n |  | TRUE
28 | bus_LV_4203-6_0_4_node_67 | 0.4 | n |  | TRUE
29 | bus_LV_4203-6_0_4_node_137 | 0.4 | n |  | TRUE
30 | bus_LV_4203-6_0_4_node_152 | 0.4 | n |  | TRUE
31 | bus_LV_4203-6_0_4_node_125 | 0.4 | n |  | TRUE
32 | bus_LV_4203-6_0_4_node_119 | 0.4 | n |  | TRUE
33 | bus_LV_4203-6_0_4_node_43 | 0.4 | n |  | TRUE
34 | bus_LV_4203-6_0_4_node_124 | 0.4 | n |  | TRUE
35 | bus_LV_4203-6_0_4_node_73 | 0.4 | n |  | TRUE
36 | bus_LV_4203-6_0_4_node_13 | 0.4 | n |  | TRUE
37 | bus_LV_4203-6_0_4_node_15 | 0.4 | n |  | TRUE
38 | bus_LV_4203-6_0_4_node_23 | 0.4 | n |  | TRUE
39 | bus_LV_4203-6_0_4_node_21 | 0.4 | n |  | TRUE
40 | bus_LV_4203-6_0_4_node_39 | 0.4 | n |  | TRUE
41 | bus_LV_4203-6_0_4_node_22 | 0.4 | n |  | TRUE
42 | bus_LV_4203-6_0_4_node_218 | 0.4 | n |  | TRUE
43 | bus_LV_4203-6_0_4_node_24 | 0.4 | n |  | TRUE
44 | bus_LV_4203-6_0_4_node_25 | 0.4 | n |  | TRUE
45 | bus_LV_4203-6_0_4_node_26 | 0.4 | n |  | TRUE
46 | bus_LV_4203-6_0_4_node_219 | 0.4 | n |  | TRUE
47 | bus_LV_4203-6_0_4_node_29 | 0.4 | n |  | TRUE
48 | bus_LV_4203-6_0_4_node_37 | 0.4 | n |  | TRUE
49 | bus_LV_4203-6_0_4_node_31 | 0.4 | n |  | TRUE
50 | bus_LV_4203-6_0_4_node_27 | 0.4 | n |  | TRUE
51 | bus_LV_4203-6_0_4_node_28 | 0.4 | n |  | TRUE
52 | bus_LV_4203-6_0_4_node_30 | 0.4 | n |  | TRUE
53 | bus_LV_4203-6_0_4_node_44 | 0.4 | n |  | TRUE
54 | bus_LV_4203-6_0_4_node_41 | 0.4 | n |  | TRUE
55 | bus_LV_4203-6_0_4_node_42 | 0.4 | n |  | TRUE
56 | bus_LV_4203-6_0_4_node_45 | 0.4 | n |  | TRUE
57 | bus_LV_4203-6_0_4_node_36 | 0.4 | n |  | TRUE
58 | bus_LV_4203-6_0_4_node_38 | 0.4 | n |  | TRUE
59 | bus_LV_4203-6_0_4_node_47 | 0.4 | n |  | TRUE
60 | bus_LV_4203-6_0_4_node_48 | 0.4 | n |  | TRUE
61 | bus_LV_4203-6_0_4_node_49 | 0.4 | n |  | TRUE
62 | bus_LV_4203-6_0_4_node_51 | 0.4 | n |  | TRUE
63 | bus_LV_4203-6_0_4_node_52 | 0.4 | n |  | TRUE
64 | bus_LV_4203-6_0_4_node_54 | 0.4 | n |  | TRUE
65 | bus_LV_4203-6_0_4_node_50 | 0.4 | n |  | TRUE
66 | bus_LV_4203-6_0_4_node_181 | 0.4 | n |  | TRUE
67 | bus_LV_4203-6_0_4_node_210 | 0.4 | n |  | TRUE
68 | bus_LV_4203-6_0_4_node_216 | 0.4 | n |  | TRUE
69 | bus_LV_4203-6_0_4_node_214 | 0.4 | n |  | TRUE
70 | bus_LV_4203-6_0_4_node_53 | 0.4 | n |  | TRUE
71 | bus_LV_4203-6_0_4_node_91 | 0.4 | n |  | TRUE
72 | bus_LV_4203-6_0_4_node_215 | 0.4 | n |  | TRUE
73 | bus_LV_4203-6_0_4_node_182 | 0.4 | n |  | TRUE
74 | bus_LV_4203-6_0_4_node_180 | 0.4 | n |  | TRUE
75 | bus_LV_4203-6_0_4_node_198 | 0.4 | n |  | TRUE
76 | bus_LV_4203-6_0_4_node_195 | 0.4 | n |  | TRUE
77 | bus_LV_4203-6_0_4_node_211 | 0.4 | n |  | TRUE
78 | bus_LV_4203-6_0_4_node_213 | 0.4 | n |  | TRUE
79 | bus_LV_4203-6_0_4_node_92 | 0.4 | n |  | TRUE
80 | bus_LV_4203-6_0_4_node_178 | 0.4 | n |  | TRUE
81 | bus_LV_4203-6_0_4_node_55 | 0.4 | n |  | TRUE
82 | bus_LV_4203-6_0_4_node_56 | 0.4 | n |  | TRUE
83 | bus_LV_4203-6_0_4_node_57 | 0.4 | n |  | TRUE
84 | bus_LV_4203-6_0_4_node_58 | 0.4 | n |  | TRUE
85 | bus_LV_4203-6_0_4_node_59 | 0.4 | n |  | TRUE
86 | bus_LV_4203-6_0_4_node_167 | 0.4 | n |  | TRUE
87 | bus_LV_4203-6_0_4_node_93 | 0.4 | n |  | TRUE
88 | bus_LV_4203-6_0_4_node_169 | 0.4 | n |  | TRUE
89 | bus_LV_4203-6_0_4_node_60 | 0.4 | n |  | TRUE
90 | bus_LV_4203-6_0_4_node_61 | 0.4 | n |  | TRUE
91 | bus_LV_4203-6_0_4_node_62 | 0.4 | n |  | TRUE
92 | bus_LV_4203-6_0_4_node_63 | 0.4 | n |  | TRUE
93 | bus_LV_4203-6_0_4_node_64 | 0.4 | n |  | TRUE
94 | bus_LV_4203-6_0_4_node_90 | 0.4 | n |  | TRUE
95 | bus_LV_4203-6_0_4_node_76 | 0.4 | n |  | TRUE
96 | bus_LV_4203-6_0_4_node_120 | 0.4 | n |  | TRUE
97 | bus_LV_4203-6_0_4_node_78 | 0.4 | n |  | TRUE
98 | bus_LV_4203-6_0_4_node_75 | 0.4 | n |  | TRUE
99 | bus_LV_4203-6_0_4_node_121 | 0.4 | n |  | TRUE
100 | bus_LV_4203-6_0_4_node_65 | 0.4 | n |  | TRUE
101 | bus_LV_4203-6_0_4_node_66 | 0.4 | n |  | TRUE
102 | bus_LV_4203-6_0_4_node_68 | 0.4 | n |  | TRUE
103 | bus_LV_4203-6_0_4_node_70 | 0.4 | n |  | TRUE
104 | bus_LV_4203-6_0_4_node_69 | 0.4 | n |  | TRUE
105 | bus_LV_4203-6_0_4_node_98 | 0.4 | n |  | TRUE
106 | bus_LV_4203-6_0_4_node_136 | 0.4 | n |  | TRUE
107 | bus_LV_4203-6_0_4_node_164 | 0.4 | n |  | TRUE
108 | bus_LV_4203-6_0_4_node_149 | 0.4 | n |  | TRUE
109 | bus_LV_4203-6_0_4_node_96 | 0.4 | n |  | TRUE
110 | bus_LV_4203-6_0_4_node_117 | 0.4 | n |  | TRUE
111 | bus_LV_4203-6_0_4_node_165 | 0.4 | n |  | TRUE
112 | bus_LV_4203-6_0_4_node_72 | 0.4 | n |  | TRUE
113 | bus_LV_4203-6_0_4_node_79 | 0.4 | n |  | TRUE
114 | bus_LV_4203-6_0_4_node_82 | 0.4 | n |  | TRUE
115 | bus_LV_4203-6_0_4_node_122 | 0.4 | n |  | TRUE
116 | bus_LV_4203-6_0_4_node_84 | 0.4 | n |  | TRUE
117 | bus_LV_4203-6_0_4_node_80 | 0.4 | n |  | TRUE
118 | bus_LV_4203-6_0_4_node_123 | 0.4 | n |  | TRUE
119 | bus_LV_4203-6_0_4_node_81 | 0.4 | n |  | TRUE
120 | bus_LV_4203-6_0_4_node_83 | 0.4 | n |  | TRUE
121 | bus_LV_4203-6_0_4_node_101 | 0.4 | n |  | TRUE
122 | bus_LV_4203-6_0_4_node_154 | 0.4 | n |  | TRUE
123 | bus_LV_4203-6_0_4_node_104 | 0.4 | n |  | TRUE
124 | bus_LV_4203-6_0_4_node_99 | 0.4 | n |  | TRUE
125 | bus_LV_4203-6_0_4_node_85 | 0.4 | n |  | TRUE
126 | bus_LV_4203-6_0_4_node_86 | 0.4 | n |  | TRUE
127 | bus_LV_4203-6_0_4_node_87 | 0.4 | n |  | TRUE
128 | bus_LV_4203-6_0_4_node_88 | 0.4 | n |  | TRUE
129 | bus_LV_4203-6_0_4_node_89 | 0.4 | n |  | TRUE
130 | bus_LV_4203-6_0_4_node_139 | 0.4 | n |  | TRUE
131 | bus_LV_4203-6_0_4_node_200 | 0.4 | n |  | TRUE
132 | bus_LV_4203-6_0_4_node_140 | 0.4 | n |  | TRUE
133 | bus_LV_4203-6_0_4_node_201 | 0.4 | n |  | TRUE
134 | bus_LV_4203-6_0_4_node_197 | 0.4 | n |  | TRUE
135 | bus_LV_4203-6_0_4_node_207 | 0.4 | n |  | TRUE
136 | bus_LV_4203-6_0_4_node_163 | 0.4 | n |  | TRUE
137 | bus_LV_4203-6_0_4_node_94 | 0.4 | n |  | TRUE
138 | bus_LV_4203-6_0_4_node_95 | 0.4 | n |  | TRUE
139 | bus_LV_4203-6_0_4_node_97 | 0.4 | n |  | TRUE
140 | bus_LV_4203-6_0_4_node_127 | 0.4 | n |  | TRUE
141 | bus_LV_4203-6_0_4_node_128 | 0.4 | n |  | TRUE
142 | bus_LV_4203-6_0_4_node_151 | 0.4 | n |  | TRUE
143 | bus_LV_4203-6_0_4_node_148 | 0.4 | n |  | TRUE
144 | bus_LV_4203-6_0_4_node_100 | 0.4 | n |  | TRUE
145 | bus_LV_4203-6_0_4_node_102 | 0.4 | n |  | TRUE
146 | bus_LV_4203-6_0_4_node_103 | 0.4 | n |  | TRUE
147 | bus_LV_4203-6_0_4_node_156 | 0.4 | n |  | TRUE
148 | bus_LV_4203-6_0_4_node_155 | 0.4 | n |  | TRUE
149 | bus_LV_4203-6_0_4_node_158 | 0.4 | n |  | TRUE
150 | bus_LV_4203-6_0_4_node_144 | 0.4 | n |  | TRUE
151 | bus_LV_4203-6_0_4_node_105 | 0.4 | n |  | TRUE
152 | bus_LV_4203-6_0_4_node_106 | 0.4 | n |  | TRUE
153 | bus_LV_4203-6_0_4_node_107 | 0.4 | n |  | TRUE
154 | bus_LV_4203-6_0_4_node_108 | 0.4 | n |  | TRUE
155 | bus_LV_4203-6_0_4_node_109 | 0.4 | n |  | TRUE
156 | bus_LV_4203-6_0_4_node_143 | 0.4 | n |  | TRUE
157 | bus_LV_4203-6_0_4_node_153 | 0.4 | n |  | TRUE
158 | bus_LV_4203-6_0_4_node_160 | 0.4 | n |  | TRUE
159 | bus_LV_4203-6_0_4_node_142 | 0.4 | n |  | TRUE
160 | bus_LV_4203-6_0_4_node_112 | 0.4 | n |  | TRUE
161 | bus_LV_4203-6_0_4_node_110 | 0.4 | n |  | TRUE
162 | bus_LV_4203-6_0_4_node_111 | 0.4 | n |  | TRUE
163 | bus_LV_4203-6_0_4_node_113 | 0.4 | n |  | TRUE
164 | bus_LV_4203-6_0_4_node_114 | 0.4 | n |  | TRUE
165 | bus_LV_4203-6_0_4_node_159 | 0.4 | n |  | TRUE
166 | bus_LV_4203-6_0_4_node_161 | 0.4 | n |  | TRUE
167 | bus_LV_4203-6_0_4_node_162 | 0.4 | n |  | TRUE
168 | bus_LV_4203-6_0_4_node_115 | 0.4 | n |  | TRUE
169 | bus_LV_4203-6_0_4_node_116 | 0.4 | n |  | TRUE
170 | bus_LV_4203-6_0_4_node_134 | 0.4 | n |  | TRUE
171 | bus_LV_4203-6_0_4_node_135 | 0.4 | n |  | TRUE
172 | bus_LV_4203-6_0_4_node_138 | 0.4 | n |  | TRUE
173 | bus_LV_4203-6_0_4_node_141 | 0.4 | n |  | TRUE
174 | bus_LV_4203-6_0_4_node_129 | 0.4 | n |  | TRUE
175 | bus_LV_4203-6_0_4_node_130 | 0.4 | n |  | TRUE
176 | bus_LV_4203-6_0_4_node_131 | 0.4 | n |  | TRUE
177 | bus_LV_4203-6_0_4_node_132 | 0.4 | n |  | TRUE
178 | bus_LV_4203-6_0_4_node_133 | 0.4 | n |  | TRUE
179 | bus_LV_4203-6_0_4_node_220 | 0.4 | n |  | TRUE
180 | bus_LV_4203-6_0_4_node_145 | 0.4 | n |  | TRUE
181 | bus_LV_4203-6_0_4_node_221 | 0.4 | n |  | TRUE
182 | bus_LV_4203-6_0_4_node_146 | 0.4 | n |  | TRUE
183 | bus_LV_4203-6_0_4_node_157 | 0.4 | n |  | TRUE
184 | bus_LV_4203-6_0_4_node_166 | 0.4 | n |  | TRUE
185 | bus_LV_4203-6_0_4_node_168 | 0.4 | n |  | TRUE
186 | bus_LV_4203-6_0_4_node_170 | 0.4 | n |  | TRUE
187 | bus_LV_4203-6_0_4_node_179 | 0.4 | n |  | TRUE
188 | bus_LV_4203-6_0_4_node_171 | 0.4 | n |  | TRUE
189 | bus_LV_4203-6_0_4_node_172 | 0.4 | n |  | TRUE
190 | bus_LV_4203-6_0_4_node_173 | 0.4 | n |  | TRUE
191 | bus_LV_4203-6_0_4_node_174 | 0.4 | n |  | TRUE
192 | bus_LV_4203-6_0_4_node_175 | 0.4 | n |  | TRUE
193 | bus_LV_4203-6_0_4_node_176 | 0.4 | n |  | TRUE
194 | bus_LV_4203-6_0_4_node_177 | 0.4 | n |  | TRUE
195 | bus_LV_4203-6_0_4_node_183 | 0.4 | n |  | TRUE
196 | bus_LV_4203-6_0_4_node_208 | 0.4 | n |  | TRUE
197 | bus_LV_4203-6_0_4_node_209 | 0.4 | n |  | TRUE
198 | bus_LV_4203-6_0_4_node_206 | 0.4 | n |  | TRUE
199 | bus_LV_4203-6_0_4_node_185 | 0.4 | n |  | TRUE
200 | bus_LV_4203-6_0_4_node_186 | 0.4 | n |  | TRUE
201 | bus_LV_4203-6_0_4_node_187 | 0.4 | n |  | TRUE
202 | bus_LV_4203-6_0_4_node_188 | 0.4 | n |  | TRUE
203 | bus_LV_4203-6_0_4_node_193 | 0.4 | n |  | TRUE
204 | bus_LV_4203-6_0_4_node_189 | 0.4 | n |  | TRUE
205 | bus_LV_4203-6_0_4_node_204 | 0.4 | n |  | TRUE
206 | bus_LV_4203-6_0_4_node_205 | 0.4 | n |  | TRUE
207 | bus_LV_4203-6_0_4_node_190 | 0.4 | n |  | TRUE
208 | bus_LV_4203-6_0_4_node_191 | 0.4 | n |  | TRUE
209 | bus_LV_4203-6_0_4_node_192 | 0.4 | n |  | TRUE
210 | bus_LV_4203-6_0_4_node_196 | 0.4 | n |  | TRUE
211 | bus_LV_4203-6_0_4_node_199 | 0.4 | n |  | TRUE
212 | bus_LV_4203-6_0_4_node_194 | 0.4 | n |  | TRUE
213 | bus_LV_4203-6_0_4_node_212 | 0.4 | n |  | TRUE
214 | bus_MV_303_0_node_65 | 20 | n |  | TRUE

## load
| name | bus | p_mw | q_mvar | const_z_percent | const_i_percent | sn_mva | scaling | in_service | type
0 | LV_4203-6_0_4_load_0 | 0 | 0.0050737 | 0.0012716 | 0 | 0 |  | 1 | TRUE | wye
1 | LV_4203-6_0_4_load_40 | 2 | 0.0028919 | 0.00072479 | 0 | 0 |  | 1 | TRUE | wye
2 | LV_4203-6_0_4_load_46 | 5 | 0.0014252 | 0.00035718 | 0 | 0 |  | 1 | TRUE | wye
3 | LV_4203-6_0_4_load_217 | 7 | 0.0022219 | 0.00055687 | 0 | 0 |  | 1 | TRUE | wye
4 | LV_4203-6_0_4_load_12 | 10 | 0.0012514 | 0.00031364 | 0 | 0 |  | 1 | TRUE | wye
5 | LV_4203-6_0_4_load_32 | 12 | 0.0015743 | 0.00039456 | 0 | 0 |  | 1 | TRUE | wye
6 | LV_4203-6_0_4_load_4 | 13 | 0.0025485 | 0.00063871 | 0 | 0 |  | 1 | TRUE | wye
7 | LV_4203-6_0_4_load_10 | 18 | 0.0010797 | 0.0002706 | 0 | 0 |  | 1 | TRUE | wye
8 | LV_4203-6_0_4_load_11 | 19 | 0.0063222 | 0.0015845 | 0 | 0 |  | 1 | TRUE | wye
9 | LV_4203-6_0_4_load_71 | 22 | 0.0047452 | 0.0011893 | 0 | 0 |  | 1 | TRUE | wye
10 | LV_4203-6_0_4_load_126 | 23 | 0.0063834 | 0.0015998 | 0 | 0 |  | 1 | TRUE | wye
11 | LV_4203-6_0_4_load_17 | 27 | 0.0019345 | 0.00048484 | 0 | 0 |  | 1 | TRUE | wye
12 | LV_4203-6_0_4_load_137 | 29 | 0.0016961 | 0.00042508 | 0 | 0 |  | 1 | TRUE | wye
13 | LV_4203-6_0_4_load_125 | 31 | 0.0083343 | 0.0020888 | 0 | 0 |  | 1 | TRUE | wye
14 | LV_4203-6_0_4_load_119 | 32 | 0.0016974 | 0.00042541 | 0 | 0 |  | 1 | TRUE | wye
15 | LV_4203-6_0_4_load_43 | 33 | 0.0016961 | 0.00042509 | 0 | 0 |  | 1 | TRUE | wye
16 | LV_4203-6_0_4_load_124 | 34 | 0.0009372 | 0.00023488 | 0 | 0 |  | 1 | TRUE | wye
17 | LV_4203-6_0_4_load_13 | 36 | 0.0015331 | 0.00038422 | 0 | 0 |  | 1 | TRUE | wye
18 | LV_4203-6_0_4_load_15 | 37 | 0.0013975 | 0.00035025 | 0 | 0 |  | 1 | TRUE | wye
19 | LV_4203-6_0_4_load_23 | 38 | 0.0011439 | 0.00028668 | 0 | 0 |  | 1 | TRUE | wye
20 | LV_4203-6_0_4_load_21 | 39 | 0.0036554 | 0.00091614 | 0 | 0 |  | 1 | TRUE | wye
21 | LV_4203-6_0_4_load_39 | 40 | 0.0011444 | 0.00028681 | 0 | 0 |  | 1 | TRUE | wye
22 | LV_4203-6_0_4_load_218 | 42 | 0.0012603 | 0.00031586 | 0 | 0 |  | 1 | TRUE | wye
23 | LV_4203-6_0_4_load_24 | 43 | 0.0019105 | 0.00047881 | 0 | 0 |  | 1 | TRUE | wye
24 | LV_4203-6_0_4_load_26 | 45 | 0.00087062 | 0.0002182 | 0 | 0 |  | 1 | TRUE | wye
25 | LV_4203-6_0_4_load_219 | 46 | 0.0021548 | 0.00054003 | 0 | 0 |  | 1 | TRUE | wye
26 | LV_4203-6_0_4_load_37 | 48 | 0.0011435 | 0.0002866 | 0 | 0 |  | 1 | TRUE | wye
27 | LV_4203-6_0_4_load_27 | 50 | 0.0019069 | 0.00047792 | 0 | 0 |  | 1 | TRUE | wye
28 | LV_4203-6_0_4_load_28 | 51 | 0.0014214 | 0.00035624 | 0 | 0 |  | 1 | TRUE | wye
29 | LV_4203-6_0_4_load_30 | 52 | 0.0011661 | 0.00029224 | 0 | 0 |  | 1 | TRUE | wye
30 | LV_4203-6_0_4_load_44 | 53 | 0.0023554 | 0.00059032 | 0 | 0 |  | 1 | TRUE | wye
31 | LV_4203-6_0_4_load_41 | 54 | 0.0013653 | 0.00034217 | 0 | 0 |  | 1 | TRUE | wye
32 | LV_4203-6_0_4_load_42 | 55 | 0.0017277 | 0.00043299 | 0 | 0 |  | 1 | TRUE | wye
33 | LV_4203-6_0_4_load_45 | 56 | 0.011231 | 0.0028147 | 0 | 0 |  | 1 | TRUE | wye
34 | LV_4203-6_0_4_load_36 | 57 | 0.0017585 | 0.00044072 | 0 | 0 |  | 1 | TRUE | wye
35 | LV_4203-6_0_4_load_38 | 58 | 0.001144 | 0.0002867 | 0 | 0 |  | 1 | TRUE | wye
36 | LV_4203-6_0_4_load_47 | 59 | 0.0056489 | 0.0014157 | 0 | 0 |  | 1 | TRUE | wye
37 | LV_4203-6_0_4_load_54 | 64 | 0.0021555 | 0.00054022 | 0 | 0 |  | 1 | TRUE | wye
38 | LV_4203-6_0_4_load_50 | 65 | 0.010618 | 0.0026611 | 0 | 0 |  | 1 | TRUE | wye
39 | LV_4203-6_0_4_load_210 | 67 | 0.0020182 | 0.00050581 | 0 | 0 |  | 1 | TRUE | wye
40 | LV_4203-6_0_4_load_216 | 68 | 0.0013869 | 0.00034759 | 0 | 0 |  | 1 | TRUE | wye
41 | LV_4203-6_0_4_load_214 | 69 | 0.0047158 | 0.0011819 | 0 | 0 |  | 1 | TRUE | wye
42 | LV_4203-6_0_4_load_53 | 70 | 0.0018467 | 0.00046282 | 0 | 0 |  | 1 | TRUE | wye
43 | LV_4203-6_0_4_load_91 | 71 | 0.00053383 | 0.00013379 | 0 | 0 |  | 1 | TRUE | wye
44 | LV_4203-6_0_4_load_215 | 72 | 0.011381 | 0.0028523 | 0 | 0 |  | 1 | TRUE | wye
45 | LV_4203-6_0_4_load_180 | 74 | 0.0085556 | 0.0021442 | 0 | 0 |  | 1 | TRUE | wye
46 | LV_4203-6_0_4_load_198 | 75 | 0.01568 | 0.0039299 | 0 | 0 |  | 1 | TRUE | wye
47 | LV_4203-6_0_4_load_211 | 77 | 0.0029947 | 0.00075053 | 0 | 0 |  | 1 | TRUE | wye
48 | LV_4203-6_0_4_load_213 | 78 | 0.0094543 | 0.0023695 | 0 | 0 |  | 1 | TRUE | wye
49 | LV_4203-6_0_4_load_55 | 81 | 0.003105 | 0.00077819 | 0 | 0 |  | 1 | TRUE | wye
50 | LV_4203-6_0_4_load_56 | 82 | 0.0040677 | 0.0010195 | 0 | 0 |  | 1 | TRUE | wye
51 | LV_4203-6_0_4_load_57 | 83 | 0.003952 | 0.00099046 | 0 | 0 |  | 1 | TRUE | wye
52 | LV_4203-6_0_4_load_58 | 84 | 0.0043556 | 0.0010916 | 0 | 0 |  | 1 | TRUE | wye
53 | LV_4203-6_0_4_load_59 | 85 | 0.0036775 | 0.00092167 | 0 | 0 |  | 1 | TRUE | wye
54 | LV_4203-6_0_4_load_60 | 89 | 0.071048 | 0.017806 | 0 | 0 |  | 1 | TRUE | wye
55 | LV_4203-6_0_4_load_61 | 90 | 0.00072826 | 0.00018252 | 0 | 0 |  | 1 | TRUE | wye
56 | LV_4203-6_0_4_load_62 | 91 | 0.001527 | 0.00038271 | 0 | 0 |  | 1 | TRUE | wye
57 | LV_4203-6_0_4_load_64 | 93 | 0.0016844 | 0.00042216 | 0 | 0 |  | 1 | TRUE | wye
58 | LV_4203-6_0_4_load_90 | 94 | 0.0012736 | 0.00031919 | 0 | 0 |  | 1 | TRUE | wye
59 | LV_4203-6_0_4_load_76 | 95 | 0.002864 | 0.00071779 | 0 | 0 |  | 1 | TRUE | wye
60 | LV_4203-6_0_4_load_120 | 96 | 0.0025252 | 0.00063288 | 0 | 0 |  | 1 | TRUE | wye
61 | LV_4203-6_0_4_load_75 | 98 | 0.0030376 | 0.00076128 | 0 | 0 |  | 1 | TRUE | wye
62 | LV_4203-6_0_4_load_121 | 99 | 0.0042405 | 0.0010628 | 0 | 0 |  | 1 | TRUE | wye
63 | LV_4203-6_0_4_load_65 | 100 | 0.0090096 | 0.002258 | 0 | 0 |  | 1 | TRUE | wye
64 | LV_4203-6_0_4_load_68 | 102 | 0.0087259 | 0.0021869 | 0 | 0 |  | 1 | TRUE | wye
65 | LV_4203-6_0_4_load_136 | 106 | 0.001826 | 0.00045764 | 0 | 0 |  | 1 | TRUE | wye
66 | LV_4203-6_0_4_load_164 | 107 | 0.0039736 | 0.00099589 | 0 | 0 |  | 1 | TRUE | wye
67 | LV_4203-6_0_4_load_96 | 109 | 0.0081106 | 0.0020327 | 0 | 0 |  | 1 | TRUE | wye
68 | LV_4203-6_0_4_load_72 | 112 | 0.0021195 | 0.0005312 | 0 | 0 |  | 1 | TRUE | wye
69 | LV_4203-6_0_4_load_122 | 115 | 0.00070195 | 0.00017592 | 0 | 0 |  | 1 | TRUE | wye
70 | LV_4203-6_0_4_load_80 | 117 | 0.001312 | 0.00032882 | 0 | 0 |  | 1 | TRUE | wye
71 | LV_4203-6_0_4_load_123 | 118 | 0.0010315 | 0.00025853 | 0 | 0 |  | 1 | TRUE | wye
72 | LV_4203-6_0_4_load_81 | 119 | 0.0044573 | 0.0011171 | 0 | 0 |  | 1 | TRUE | wye
73 | LV_4203-6_0_4_load_83 | 120 | 0.0015438 | 0.0003869 | 0 | 0 |  | 1 | TRUE | wye
74 | LV_4203-6_0_4_load_154 | 122 | 0.00133 | 0.00033333 | 0 | 0 |  | 1 | TRUE | wye
75 | LV_4203-6_0_4_load_104 | 123 | 0.00085976 | 0.00021548 | 0 | 0 |  | 1 | TRUE | wye
76 | LV_4203-6_0_4_load_99 | 124 | 0.0017001 | 0.00042608 | 0 | 0 |  | 1 | TRUE | wye
77 | LV_4203-6_0_4_load_85 | 125 | 0.0015326 | 0.0003841 | 0 | 0 |  | 1 | TRUE | wye
78 | LV_4203-6_0_4_load_86 | 126 | 0.0024856 | 0.00062295 | 0 | 0 |  | 1 | TRUE | wye
79 | LV_4203-6_0_4_load_87 | 127 | 0.0019361 | 0.00048523 | 0 | 0 |  | 1 | TRUE | wye
80 | LV_4203-6_0_4_load_139 | 130 | 0.0059682 | 0.0014958 | 0 | 0 |  | 1 | TRUE | wye
81 | LV_4203-6_0_4_load_201 | 133 | 0.001522 | 0.00038145 | 0 | 0 |  | 1 | TRUE | wye
82 | LV_4203-6_0_4_load_197 | 134 | 0.0074609 | 0.0018699 | 0 | 0 |  | 1 | TRUE | wye
83 | LV_4203-6_0_4_load_207 | 135 | 0.005298 | 0.0013278 | 0 | 0 |  | 1 | TRUE | wye
84 | LV_4203-6_0_4_load_163 | 136 | 0.0067686 | 0.0016964 | 0 | 0 |  | 1 | TRUE | wye
85 | LV_4203-6_0_4_load_94 | 137 | 0.0050728 | 0.0012714 | 0 | 0 |  | 1 | TRUE | wye
86 | LV_4203-6_0_4_load_95 | 138 | 0.0037369 | 0.00093655 | 0 | 0 |  | 1 | TRUE | wye
87 | LV_4203-6_0_4_load_97 | 139 | 0.0067066 | 0.0016808 | 0 | 0 |  | 1 | TRUE | wye
88 | LV_4203-6_0_4_load_128 | 141 | 0.0058284 | 0.0014607 | 0 | 0 |  | 1 | TRUE | wye
89 | LV_4203-6_0_4_load_148 | 143 | 0.00083257 | 0.00020866 | 0 | 0 |  | 1 | TRUE | wye
90 | LV_4203-6_0_4_load_102 | 145 | 0.00095294 | 0.00023883 | 0 | 0 |  | 1 | TRUE | wye
91 | LV_4203-6_0_4_load_155 | 148 | 0.0010859 | 0.00027216 | 0 | 0 |  | 1 | TRUE | wye
92 | LV_4203-6_0_4_load_144 | 150 | 0.0027862 | 0.00069828 | 0 | 0 |  | 1 | TRUE | wye
93 | LV_4203-6_0_4_load_105 | 151 | 0.00083143 | 0.00020838 | 0 | 0 |  | 1 | TRUE | wye
94 | LV_4203-6_0_4_load_106 | 152 | 0.00042767 | 0.00010719 | 0 | 0 |  | 1 | TRUE | wye
95 | LV_4203-6_0_4_load_108 | 154 | 0.00085265 | 0.0002137 | 0 | 0 |  | 1 | TRUE | wye
96 | LV_4203-6_0_4_load_160 | 158 | 0.0037978 | 0.00095181 | 0 | 0 |  | 1 | TRUE | wye
97 | LV_4203-6_0_4_load_142 | 159 | 0.0016454 | 0.00041238 | 0 | 0 |  | 1 | TRUE | wye
98 | LV_4203-6_0_4_load_112 | 160 | 0.0013977 | 0.00035029 | 0 | 0 |  | 1 | TRUE | wye
99 | LV_4203-6_0_4_load_110 | 161 | 0.00039833 | 9.9832e-05 | 0 | 0 |  | 1 | TRUE | wye
100 | LV_4203-6_0_4_load_113 | 163 | 0.0010635 | 0.00026653 | 0 | 0 |  | 1 | TRUE | wye
101 | LV_4203-6_0_4_load_114 | 164 | 0.019483 | 0.004883 | 0 | 0 |  | 1 | TRUE | wye
102 | LV_4203-6_0_4_load_159 | 165 | 0.0011155 | 0.00027957 | 0 | 0 |  | 1 | TRUE | wye
103 | LV_4203-6_0_4_load_162 | 167 | 0.00097807 | 0.00024513 | 0 | 0 |  | 1 | TRUE | wye
104 | LV_4203-6_0_4_load_115 | 168 | 0.0019672 | 0.00049302 | 0 | 0 |  | 1 | TRUE | wye
105 | LV_4203-6_0_4_load_116 | 169 | 0.00725 | 0.001817 | 0 | 0 |  | 1 | TRUE | wye
106 | LV_4203-6_0_4_load_134 | 170 | 0.003228 | 0.00080902 | 0 | 0 |  | 1 | TRUE | wye
107 | LV_4203-6_0_4_load_135 | 171 | 0.0051022 | 0.0012787 | 0 | 0 |  | 1 | TRUE | wye
108 | LV_4203-6_0_4_load_138 | 172 | 0.0017362 | 0.00043513 | 0 | 0 |  | 1 | TRUE | wye
109 | LV_4203-6_0_4_load_129 | 174 | 0.0030306 | 0.00075954 | 0 | 0 |  | 1 | TRUE | wye
110 | LV_4203-6_0_4_load_131 | 176 | 0.00071797 | 0.00017994 | 0 | 0 |  | 1 | TRUE | wye
111 | LV_4203-6_0_4_load_133 | 178 | 0.0015186 | 0.00038059 | 0 | 0 |  | 1 | TRUE | wye
112 | LV_4203-6_0_4_load_220 | 179 | 0.0019651 | 0.00049251 | 0 | 0 |  | 1 | TRUE | wye
113 | LV_4203-6_0_4_load_145 | 180 | 0.00097709 | 0.00024488 | 0 | 0 |  | 1 | TRUE | wye
114 | LV_4203-6_0_4_load_221 | 181 | 0.002429 | 0.00060878 | 0 | 0 |  | 1 | TRUE | wye
115 | LV_4203-6_0_4_load_146 | 182 | 0.0010617 | 0.00026609 | 0 | 0 |  | 1 | TRUE | wye
116 | LV_4203-6_0_4_load_157 | 183 | 0.0012192 | 0.00030555 | 0 | 0 |  | 1 | TRUE | wye
117 | LV_4203-6_0_4_load_166 | 184 | 0.0038877 | 0.00097436 | 0 | 0 |  | 1 | TRUE | wye
118 | LV_4203-6_0_4_load_168 | 185 | 0.0010411 | 0.00026092 | 0 | 0 |  | 1 | TRUE | wye
119 | LV_4203-6_0_4_load_170 | 186 | 0.011077 | 0.0027762 | 0 | 0 |  | 1 | TRUE | wye
120 | LV_4203-6_0_4_load_179 | 187 | 0.012148 | 0.0030446 | 0 | 0 |  | 1 | TRUE | wye
121 | LV_4203-6_0_4_load_171 | 188 | 0.0038076 | 0.00095426 | 0 | 0 |  | 1 | TRUE | wye
122 | LV_4203-6_0_4_load_174 | 191 | 0.0058141 | 0.0014571 | 0 | 0 |  | 1 | TRUE | wye
123 | LV_4203-6_0_4_load_175 | 192 | 0.0014311 | 0.00035867 | 0 | 0 |  | 1 | TRUE | wye
124 | LV_4203-6_0_4_load_176 | 193 | 0.025478 | 0.0063855 | 0 | 0 |  | 1 | TRUE | wye
125 | LV_4203-6_0_4_load_177 | 194 | 0.00080078 | 0.00020069 | 0 | 0 |  | 1 | TRUE | wye
126 | LV_4203-6_0_4_load_209 | 197 | 0.0021017 | 0.00052674 | 0 | 0 |  | 1 | TRUE | wye
127 | LV_4203-6_0_4_load_206 | 198 | 0.0018085 | 0.00045326 | 0 | 0 |  | 1 | TRUE | wye
128 | LV_4203-6_0_4_load_185 | 199 | 0.00075631 | 0.00018955 | 0 | 0 |  | 1 | TRUE | wye
129 | LV_4203-6_0_4_load_187 | 201 | 0.0030548 | 0.0007656 | 0 | 0 |  | 1 | TRUE | wye
130 | LV_4203-6_0_4_load_204 | 205 | 0.0023832 | 0.00059729 | 0 | 0 |  | 1 | TRUE | wye
131 | LV_4203-6_0_4_load_205 | 206 | 0.00069549 | 0.00017431 | 0 | 0 |  | 1 | TRUE | wye
132 | LV_4203-6_0_4_load_190 | 207 | 0.00511 | 0.0012807 | 0 | 0 |  | 1 | TRUE | wye
133 | LV_4203-6_0_4_load_191 | 208 | 0.0013273 | 0.00033265 | 0 | 0 |  | 1 | TRUE | wye
134 | LV_4203-6_0_4_load_192 | 209 | 0.0018478 | 0.00046309 | 0 | 0 |  | 1 | TRUE | wye
135 | LV_4203-6_0_4_load_199 | 211 | 0.00080883 | 0.00020271 | 0 | 0 |  | 1 | TRUE | wye
136 | LV_4203-6_0_4_load_194 | 212 | 0.0019577 | 0.00049065 | 0 | 0 |  | 1 | TRUE | wye
137 | LV_4203-6_0_4_load_212 | 213 | 0.0024286 | 0.00060866 | 0 | 0 |  | 1 | TRUE | wye

## ext_grid
| name | bus | vm_pu | va_degree | slack_weight | in_service
0 |  | 161 | 1 | 0 | 1 | TRUE

## line
| name | std_type | from_bus | to_bus | length_km | r_ohm_per_km | x_ohm_per_km | c_nf_per_km | g_us_per_km | max_i_ka | df | parallel | type | in_service
0 | LV_4203-6_0_4_line_0 |  | 0 | 1 | 0.25049 | 0.125 | 0.08 | 261 | 0 | 0.364 | 1 | 1 | cs | TRUE
1 | LV_4203-6_0_4_line_1 |  | 1 | 2 | 0.0058727 | 0.125 | 0.08 | 261 | 0 | 0.364 | 1 | 1 | cs | TRUE
2 | LV_4203-6_0_4_line_2 |  | 2 | 58 | 0.04436 | 0.125 | 0.08 | 261 | 0 | 0.364 | 1 | 1 | cs | TRUE
3 | LV_4203-6_0_4_line_3 |  | 3 | 4 | 0.024634 | 0.125 | 0.08 | 261 | 0 | 0.364 | 1 | 1 | cs | TRUE
4 | LV_4203-6_0_4_line_4 |  | 3 | 5 | 0.022372 | 0.125 | 0.08 | 261 | 0 | 0.364 | 1 | 1 | cs | TRUE
5 | LV_4203-6_0_4_line_5 |  | 4 | 9 | 0.022697 | 0.125 | 0.08 | 261 | 0 | 0.364 | 1 | 1 | cs | TRUE
6 | LV_4203-6_0_4_line_6 |  | 4 | 10 | 0.01141 | 0.125 | 0.08 | 261 | 0 | 0.364 | 1 | 1 | cs | TRUE
7 | LV_4203-6_0_4_line_7 |  | 6 | 7 | 0.04623 | 0.125 | 0.08 | 261 | 0 | 0.364 | 1 | 1 | cs | TRUE
8 | LV_4203-6_0_4_line_8 |  | 6 | 8 | 0.011954 | 0.125 | 0.08 | 261 | 0 | 0.364 | 1 | 1 | cs | TRUE
9 | LV_4203-6_0_4_line_9 |  | 8 | 56 | 0.020937 | 0.125 | 0.08 | 261 | 0 | 0.364 | 1 | 1 | cs | TRUE
10 | LV_4203-6_0_4_line_10 |  | 8 | 11 | 0.030047 | 0.125 | 0.08 | 261 | 0 | 0.364 | 1 | 1 | cs | TRUE
11 | LV_4203-6_0_4_line_11 |  | 9 | 38 | 0.010051 | 0.125 | 0.08 | 261 | 0 | 0.364 | 1 | 1 | cs | TRUE
12 | LV_4203-6_0_4_line_12 |  | 9 | 39 | 0.02557 | 0.125 | 0.08 | 261 | 0 | 0.364 | 1 | 1 | cs | TRUE
13 | LV_4203-6_0_4_line_13 |  | 10 | 36 | 0.0092256 | 0.125 | 0.08 | 261 | 0 | 0.364 | 1 | 1 | cs | TRUE
14 | LV_4203-6_0_4_line_14 |  | 11 | 12 | 0.012806 | 0.125 | 0.08 | 261 | 0 | 0.364 | 1 | 1 | cs | TRUE
15 | LV_4203-6_0_4_line_15 |  | 12 | 16 | 0.026301 | 0.125 | 0.08 | 261 | 0 | 0.364 | 1 | 1 | cs | TRUE
16 | LV_4203-6_0_4_line_16 |  | 13 | 14 | 0.031129 | 0.125 | 0.08 | 261 | 0 | 0.364 | 1 | 1 | cs | TRUE
17 | LV_4203-6_0_4_line_17 |  | 13 | 15 | 0.038703 | 0.125 | 0.08 | 261 | 0 | 0.364 | 1 | 1 | cs | TRUE
18 | LV_4203-6_0_4_line_18 |  | 14 | 16 | 0.0093315 | 0.125 | 0.08 | 261 | 0 | 0.364 | 1 | 1 | cs | TRUE
19 | LV_4203-6_0_4_line_19 |  | 15 | 17 | 0.037588 | 0.125 | 0.08 | 261 | 0 | 0.364 | 1 | 1 | cs | TRUE
20 | LV_4203-6_0_4_line_20 |  | 15 | 18 | 0.024707 | 0.125 | 0.08 | 261 | 0 | 0.364 | 1 | 1 | cs | TRUE
21 | LV_4203-6_0_4_line_21 |  | 15 | 19 | 0.012515 | 0.125 | 0.08 | 261 | 0 | 0.364 | 1 | 1 | cs | TRUE
22 | LV_4203-6_0_4_line_22 |  | 17 | 23 | 0.015407 | 0.125 | 0.08 | 261 | 0 | 0.364 | 1 | 1 | cs | TRUE
23 | LV_4203-6_0_4_line_23 |  | 18 | 24 | 0.012174 | 0.125 | 0.08 | 261 | 0 | 0.364 | 1 | 1 | cs | TRUE
24 | LV_4203-6_0_4_line_24 |  | 19 | 25 | 0.017581 | 0.125 | 0.08 | 261 | 0 | 0.364 | 1 | 1 | cs | TRUE
25 | LV_4203-6_0_4_line_25 |  | 20 | 21 | 0.05352 | 0.125 | 0.08 | 261 | 0 | 0.364 | 1 | 1 | cs | TRUE
26 | LV_4203-6_0_4_line_26 |  | 20 | 22 | 0.027393 | 0.125 | 0.08 | 261 | 0 | 0.364 | 1 | 1 | cs | TRUE
27 | LV_4203-6_0_4_line_27 |  | 21 | 26 | 0.10248 | 0.125 | 0.08 | 261 | 0 | 0.364 | 1 | 1 | cs | TRUE
28 | LV_4203-6_0_4_line_28 |  | 21 | 27 | 0.020168 | 0.125 | 0.08 | 261 | 0 | 0.364 | 1 | 1 | cs | TRUE
29 | LV_4203-6_0_4_line_29 |  | 22 | 28 | 0.011818 | 0.125 | 0.08 | 261 | 0 | 0.364 | 1 | 1 | cs | TRUE
30 | LV_4203-6_0_4_line_30 |  | 23 | 31 | 0.017046 | 0.125 | 0.08 | 261 | 0 | 0.364 | 1 | 1 | cs | TRUE
31 | LV_4203-6_0_4_line_31 |  | 24 | 32 | 0.0043788 | 0.125 | 0.08 | 261 | 0 | 0.364 | 1 | 1 | cs | TRUE
32 | LV_4203-6_0_4_line_32 |  | 24 | 33 | 0.005052 | 0.125 | 0.08 | 261 | 0 | 0.364 | 1 | 1 | cs | TRUE
33 | LV_4203-6_0_4_line_33 |  | 25 | 34 | 0.008607 | 0.125 | 0.08 | 261 | 0 | 0.364 | 1 | 1 | cs | TRUE
34 | LV_4203-6_0_4_line_34 |  | 25 | 35 | 0.027983 | 0.125 | 0.08 | 261 | 0 | 0.364 | 1 | 1 | cs | TRUE
35 | LV_4203-6_0_4_line_35 |  | 26 | 42 | 0.012235 | 0.125 | 0.08 | 261 | 0 | 0.364 | 1 | 1 | cs | TRUE
36 | LV_4203-6_0_4_line_36 |  | 28 | 104 | 0.018319 | 0.125 | 0.08 | 261 | 0 | 0.364 | 1 | 1 | cs | TRUE
37 | LV_4203-6_0_4_line_37 |  | 28 | 100 | 0.024638 | 0.125 | 0.08 | 261 | 0 | 0.364 | 1 | 1 | cs | TRUE
38 | LV_4203-6_0_4_line_38 |  | 29 | 30 | 0.015913 | 0.125 | 0.08 | 261 | 0 | 0.364 | 1 | 1 | cs | TRUE
39 | LV_4203-6_0_4_line_39 |  | 30 | 183 | 0.027282 | 0.125 | 0.08 | 261 | 0 | 0.364 | 1 | 4 | cs | TRUE
40 | LV_4203-6_0_4_line_40 |  | 30 | 157 | 0.017636 | 0.125 | 0.08 | 261 | 0 | 0.364 | 1 | 4 | cs | TRUE
41 | LV_4203-6_0_4_line_41 |  | 31 | 140 | 0.025787 | 0.125 | 0.08 | 261 | 0 | 0.364 | 1 | 1 | cs | TRUE
42 | LV_4203-6_0_4_line_42 |  | 32 | 172 | 0.015808 | 0.125 | 0.08 | 261 | 0 | 0.364 | 1 | 1 | cs | TRUE
43 | LV_4203-6_0_4_line_43 |  | 33 | 49 | 0.01367 | 0.125 | 0.08 | 261 | 0 | 0.364 | 1 | 1 | cs | TRUE
44 | LV_4203-6_0_4_line_44 |  | 35 | 112 | 0.0036366 | 0.125 | 0.08 | 261 | 0 | 0.364 | 1 | 1 | cs | TRUE
45 | LV_4203-6_0_4_line_45 |  | 36 | 37 | 0.024717 | 0.125 | 0.08 | 261 | 0 | 0.364 | 1 | 1 | cs | TRUE
46 | LV_4203-6_0_4_line_46 |  | 38 | 40 | 0.0064158 | 0.125 | 0.08 | 261 | 0 | 0.364 | 1 | 1 | cs | TRUE
47 | LV_4203-6_0_4_line_47 |  | 39 | 41 | 0.0026075 | 0.125 | 0.08 | 261 | 0 | 0.364 | 1 | 1 | cs | TRUE
48 | LV_4203-6_0_4_line_48 |  | 40 | 48 | 0.014605 | 0.125 | 0.08 | 261 | 0 | 0.364 | 1 | 1 | cs | TRUE
49 | LV_4203-6_0_4_line_49 |  | 41 | 43 | 0.010567 | 0.125 | 0.08 | 261 | 0 | 0.364 | 1 | 1 | cs | TRUE
50 | LV_4203-6_0_4_line_50 |  | 41 | 44 | 0.011267 | 0.125 | 0.08 | 261 | 0 | 0.364 | 1 | 1 | cs | TRUE
51 | LV_4203-6_0_4_line_51 |  | 43 | 45 | 0.017511 | 0.125 | 0.08 | 261 | 0 | 0.364 | 1 | 1 | cs | TRUE
52 | LV_4203-6_0_4_line_52 |  | 44 | 46 | 0.029389 | 0.125 | 0.08 | 261 | 0 | 0.364 | 1 | 1 | cs | TRUE
53 | LV_4203-6_0_4_line_53 |  | 44 | 47 | 0.01323 | 0.125 | 0.08 | 261 | 0 | 0.364 | 1 | 1 | cs | TRUE
54 | LV_4203-6_0_4_line_54 |  | 47 | 49 | 0.011182 | 0.125 | 0.08 | 261 | 0 | 0.364 | 1 | 1 | cs | TRUE
55 | LV_4203-6_0_4_line_55 |  | 47 | 50 | 0.012282 | 0.125 | 0.08 | 261 | 0 | 0.364 | 1 | 1 | cs | TRUE
56 | LV_4203-6_0_4_line_56 |  | 48 | 57 | 0.0030354 | 0.125 | 0.08 | 261 | 0 | 0.364 | 1 | 1 | cs | TRUE
57 | LV_4203-6_0_4_line_57 |  | 49 | 54 | 0.0060122 | 0.125 | 0.08 | 261 | 0 | 0.364 | 1 | 1 | cs | TRUE
58 | LV_4203-6_0_4_line_58 |  | 50 | 51 | 0.0078422 | 0.125 | 0.08 | 261 | 0 | 0.364 | 1 | 1 | cs | TRUE
59 | LV_4203-6_0_4_line_59 |  | 51 | 52 | 0.00020725 | 0.125 | 0.08 | 261 | 0 | 0.364 | 1 | 1 | cs | TRUE
60 | LV_4203-6_0_4_line_60 |  | 52 | 53 | 0.0083982 | 0.125 | 0.08 | 261 | 0 | 0.364 | 1 | 1 | cs | TRUE
61 | LV_4203-6_0_4_line_61 |  | 54 | 55 | 0.010701 | 0.125 | 0.08 | 261 | 0 | 0.364 | 1 | 1 | cs | TRUE
62 | LV_4203-6_0_4_line_62 |  | 57 | 58 | 0.0033833 | 0.125 | 0.08 | 261 | 0 | 0.364 | 1 | 1 | cs | TRUE
63 | LV_4203-6_0_4_line_63 |  | 59 | 60 | 0.023666 | 0.125 | 0.08 | 261 | 0 | 0.364 | 1 | 4 | cs | TRUE
64 | LV_4203-6_0_4_line_64 |  | 59 | 61 | 0.022244 | 0.125 | 0.08 | 261 | 0 | 0.364 | 1 | 4 | cs | TRUE
65 | LV_4203-6_0_4_line_65 |  | 60 | 62 | 0.050486 | 0.125 | 0.08 | 261 | 0 | 0.364 | 1 | 1 | cs | TRUE
66 | LV_4203-6_0_4_line_66 |  | 60 | 63 | 0.017642 | 0.125 | 0.08 | 261 | 0 | 0.364 | 1 | 4 | cs | TRUE
67 | LV_4203-6_0_4_line_67 |  | 61 | 64 | 0.0093286 | 0.125 | 0.08 | 261 | 0 | 0.364 | 1 | 4 | cs | TRUE
68 | LV_4203-6_0_4_line_68 |  | 62 | 67 | 0.025841 | 0.125 | 0.08 | 261 | 0 | 0.364 | 1 | 1 | cs | TRUE
69 | LV_4203-6_0_4_line_69 |  | 63 | 68 | 0.02593 | 0.125 | 0.08 | 261 | 0 | 0.364 | 1 | 1 | cs | TRUE
70 | LV_4203-6_0_4_line_70 |  | 63 | 69 | 0.023655 | 0.125 | 0.08 | 261 | 0 | 0.364 | 1 | 2 | cs | TRUE
71 | LV_4203-6_0_4_line_71 |  | 64 | 72 | 0.019954 | 0.125 | 0.08 | 261 | 0 | 0.364 | 1 | 4 | cs | TRUE
72 | LV_4203-6_0_4_line_72 |  | 65 | 66 | 0.017427 | 0.125 | 0.08 | 261 | 0 | 0.364 | 1 | 1 | cs | TRUE
73 | LV_4203-6_0_4_line_73 |  | 66 | 73 | 0.023133 | 0.125 | 0.08 | 261 | 0 | 0.364 | 1 | 1 | cs | TRUE
74 | LV_4203-6_0_4_line_74 |  | 66 | 74 | 0.013684 | 0.125 | 0.08 | 261 | 0 | 0.364 | 1 | 1 | cs | TRUE
75 | LV_4203-6_0_4_line_75 |  | 67 | 77 | 0.0066327 | 0.125 | 0.08 | 261 | 0 | 0.364 | 1 | 1 | cs | TRUE
76 | LV_4203-6_0_4_line_76 |  | 69 | 78 | 0.00014296 | 0.125 | 0.08 | 261 | 0 | 0.364 | 1 | 1 | cs | TRUE
77 | LV_4203-6_0_4_line_77 |  | 70 | 71 | 0.0082544 | 0.125 | 0.08 | 261 | 0 | 0.364 | 1 | 1 | cs | TRUE
78 | LV_4203-6_0_4_line_78 |  | 71 | 79 | 0.013281 | 0.125 | 0.08 | 261 | 0 | 0.364 | 1 | 1 | cs | TRUE
79 | LV_4203-6_0_4_line_79 |  | 72 | 80 | 0.017981 | 0.125 | 0.08 | 261 | 0 | 0.364 | 1 | 4 | cs | TRUE
80 | LV_4203-6_0_4_line_80 |  | 73 | 195 | 0.006394 | 0.125 | 0.08 | 261 | 0 | 0.364 | 1 | 1 | cs | TRUE
81 | LV_4203-6_0_4_line_81 |  | 73 | 193 | 0.028094 | 0.125 | 0.08 | 261 | 0 | 0.364 | 1 | 1 | cs | TRUE
82 | LV_4203-6_0_4_line_82 |  | 74 | 187 | 0.011107 | 0.125 | 0.08 | 261 | 0 | 0.364 | 1 | 1 | cs | TRUE
83 | LV_4203-6_0_4_line_83 |  | 75 | 76 | 0.016447 | 0.125 | 0.08 | 261 | 0 | 0.364 | 1 | 1 | cs | TRUE
84 | LV_4203-6_0_4_line_84 |  | 76 | 134 | 0.030677 | 0.125 | 0.08 | 261 | 0 | 0.364 | 1 | 1 | cs | TRUE
85 | LV_4203-6_0_4_line_85 |  | 76 | 212 | 0.0056164 | 0.125 | 0.08 | 261 | 0 | 0.364 | 1 | 1 | cs | TRUE
86 | LV_4203-6_0_4_line_86 |  | 77 | 213 | 0.0011046 | 0.125 | 0.08 | 261 | 0 | 0.364 | 1 | 1 | cs | TRUE
87 | LV_4203-6_0_4_line_87 |  | 78 | 195 | 0.019486 | 0.125 | 0.08 | 261 | 0 | 0.364 | 1 | 1 | cs | TRUE
88 | LV_4203-6_0_4_line_88 |  | 79 | 87 | 0.006828 | 0.125 | 0.08 | 261 | 0 | 0.364 | 1 | 4 | cs | TRUE
89 | LV_4203-6_0_4_line_89 |  | 79 | 103 | 0.016782 | 0.125 | 0.08 | 261 | 0 | 0.364 | 1 | 4 | cs | TRUE
90 | LV_4203-6_0_4_line_90 |  | 80 | 87 | 0.015495 | 0.125 | 0.08 | 261 | 0 | 0.364 | 1 | 4 | cs | TRUE
91 | LV_4203-6_0_4_line_91 |  | 81 | 82 | 0.015835 | 0.125 | 0.08 | 261 | 0 | 0.364 | 1 | 1 | cs | TRUE
92 | LV_4203-6_0_4_line_92 |  | 81 | 83 | 0.0099518 | 0.125 | 0.08 | 261 | 0 | 0.364 | 1 | 1 | cs | TRUE
93 | LV_4203-6_0_4_line_93 |  | 82 | 84 | 0.0047493 | 0.125 | 0.08 | 261 | 0 | 0.364 | 1 | 1 | cs | TRUE
94 | LV_4203-6_0_4_line_94 |  | 83 | 85 | 0.018319 | 0.125 | 0.08 | 261 | 0 | 0.364 | 1 | 1 | cs | TRUE
95 | LV_4203-6_0_4_line_95 |  | 84 | 86 | 0.017184 | 0.125 | 0.08 | 261 | 0 | 0.364 | 1 | 1 | cs | TRUE
96 | LV_4203-6_0_4_line_96 |  | 85 | 87 | 0.011818 | 0.125 | 0.08 | 261 | 0 | 0.364 | 1 | 1 | cs | TRUE
97 | LV_4203-6_0_4_line_97 |  | 86 | 88 | 0.027458 | 0.125 | 0.08 | 261 | 0 | 0.364 | 1 | 1 | cs | TRUE
98 | LV_4203-6_0_4_line_98 |  | 88 | 185 | 0.023884 | 0.125 | 0.08 | 261 | 0 | 0.364 | 1 | 1 | cs | TRUE
99 | LV_4203-6_0_4_line_99 |  | 89 | 90 | 0.043621 | 0.125 | 0.08 | 261 | 0 | 0.364 | 1 | 4 | cs | TRUE
100 | LV_4203-6_0_4_line_100 |  | 89 | 91 | 0.0069185 | 0.125 | 0.08 | 261 | 0 | 0.364 | 1 | 4 | cs | TRUE
101 | LV_4203-6_0_4_line_101 |  | 90 | 92 | 0.0096241 | 0.125 | 0.08 | 261 | 0 | 0.364 | 1 | 4 | cs | TRUE
102 | LV_4203-6_0_4_line_102 |  | 91 | 93 | 0.030377 | 0.125 | 0.08 | 261 | 0 | 0.364 | 1 | 4 | cs | TRUE
103 | LV_4203-6_0_4_line_103 |  | 92 | 94 | 0.004808 | 0.125 | 0.08 | 261 | 0 | 0.364 | 1 | 4 | cs | TRUE
104 | LV_4203-6_0_4_line_104 |  | 92 | 95 | 0.015336 | 0.125 | 0.08 | 261 | 0 | 0.364 | 1 | 1 | cs | TRUE
105 | LV_4203-6_0_4_line_105 |  | 93 | 96 | 0.026454 | 0.125 | 0.08 | 261 | 0 | 0.364 | 1 | 4 | cs | TRUE
106 | LV_4203-6_0_4_line_106 |  | 94 | 97 | 0.0061005 | 0.125 | 0.08 | 261 | 0 | 0.364 | 1 | 4 | cs | TRUE
107 | LV_4203-6_0_4_line_107 |  | 95 | 98 | 0.039277 | 0.125 | 0.08 | 261 | 0 | 0.364 | 1 | 1 | cs | TRUE
108 | LV_4203-6_0_4_line_108 |  | 96 | 99 | 0.0092768 | 0.125 | 0.08 | 261 | 0 | 0.364 | 1 | 4 | cs | TRUE
109 | LV_4203-6_0_4_line_109 |  | 97 | 113 | 0.021631 | 0.125 | 0.08 | 261 | 0 | 0.364 | 1 | 4 | cs | TRUE
110 | LV_4203-6_0_4_line_110 |  | 99 | 173 | 0.027891 | 0.125 | 0.08 | 261 | 0 | 0.364 | 1 | 4 | cs | TRUE
111 | LV_4203-6_0_4_line_111 |  | 100 | 101 | 0.021604 | 0.125 | 0.08 | 261 | 0 | 0.364 | 1 | 1 | cs | TRUE
112 | LV_4203-6_0_4_line_112 |  | 101 | 102 | 0.038085 | 0.125 | 0.08 | 261 | 0 | 0.364 | 1 | 4 | cs | TRUE
113 | LV_4203-6_0_4_line_113 |  | 101 | 103 | 0.015613 | 0.125 | 0.08 | 261 | 0 | 0.364 | 1 | 4 | cs | TRUE
114 | LV_4203-6_0_4_line_114 |  | 102 | 105 | 0.023228 | 0.125 | 0.08 | 261 | 0 | 0.364 | 1 | 4 | cs | TRUE
115 | LV_4203-6_0_4_line_115 |  | 103 | 107 | 0.024936 | 0.125 | 0.08 | 261 | 0 | 0.364 | 1 | 1 | cs | TRUE
116 | LV_4203-6_0_4_line_116 |  | 104 | 106 | 0.0083297 | 0.125 | 0.08 | 261 | 0 | 0.364 | 1 | 1 | cs | TRUE
117 | LV_4203-6_0_4_line_117 |  | 105 | 108 | 0.017748 | 0.125 | 0.08 | 261 | 0 | 0.364 | 1 | 4 | cs | TRUE
118 | LV_4203-6_0_4_line_118 |  | 105 | 109 | 0.023892 | 0.125 | 0.08 | 261 | 0 | 0.364 | 1 | 4 | cs | TRUE
119 | LV_4203-6_0_4_line_119 |  | 106 | 110 | 0.0027545 | 0.125 | 0.08 | 261 | 0 | 0.364 | 1 | 1 | cs | TRUE
120 | LV_4203-6_0_4_line_120 |  | 107 | 111 | 0.031668 | 0.125 | 0.08 | 261 | 0 | 0.364 | 1 | 1 | cs | TRUE
121 | LV_4203-6_0_4_line_121 |  | 108 | 142 | 0.014488 | 0.125 | 0.08 | 261 | 0 | 0.364 | 1 | 4 | cs | TRUE
122 | LV_4203-6_0_4_line_122 |  | 108 | 143 | 0.027278 | 0.125 | 0.08 | 261 | 0 | 0.364 | 1 | 1 | cs | TRUE
123 | LV_4203-6_0_4_line_123 |  | 109 | 137 | 0.016862 | 0.125 | 0.08 | 261 | 0 | 0.364 | 1 | 4 | cs | TRUE
124 | LV_4203-6_0_4_line_124 |  | 110 | 170 | 0.012188 | 0.125 | 0.08 | 261 | 0 | 0.364 | 1 | 1 | cs | TRUE
125 | LV_4203-6_0_4_line_125 |  | 110 | 169 | 0.013379 | 0.125 | 0.08 | 261 | 0 | 0.364 | 1 | 1 | cs | TRUE
126 | LV_4203-6_0_4_line_126 |  | 111 | 184 | 0.027065 | 0.125 | 0.08 | 261 | 0 | 0.364 | 1 | 1 | cs | TRUE
127 | LV_4203-6_0_4_line_127 |  | 113 | 114 | 0.030064 | 0.125 | 0.08 | 261 | 0 | 0.364 | 1 | 4 | cs | TRUE
128 | LV_4203-6_0_4_line_128 |  | 113 | 115 | 0.02026 | 0.125 | 0.08 | 261 | 0 | 0.364 | 1 | 1 | cs | TRUE
129 | LV_4203-6_0_4_line_129 |  | 114 | 116 | 0.009018 | 0.125 | 0.08 | 261 | 0 | 0.364 | 1 | 4 | cs | TRUE
130 | LV_4203-6_0_4_line_130 |  | 114 | 117 | 0.044383 | 0.125 | 0.08 | 261 | 0 | 0.364 | 1 | 1 | cs | TRUE
131 | LV_4203-6_0_4_line_131 |  | 115 | 118 | 0.044901 | 0.125 | 0.08 | 261 | 0 | 0.364 | 1 | 1 | cs | TRUE
132 | LV_4203-6_0_4_line_132 |  | 116 | 121 | 0.004427 | 0.125 | 0.08 | 261 | 0 | 0.364 | 1 | 4 | cs | TRUE
133 | LV_4203-6_0_4_line_133 |  | 116 | 122 | 0.034002 | 0.125 | 0.08 | 261 | 0 | 0.364 | 1 | 1 | cs | TRUE
134 | LV_4203-6_0_4_line_134 |  | 117 | 119 | 0.024359 | 0.125 | 0.08 | 261 | 0 | 0.364 | 1 | 1 | cs | TRUE
135 | LV_4203-6_0_4_line_135 |  | 119 | 120 | 0.011063 | 0.125 | 0.08 | 261 | 0 | 0.364 | 1 | 1 | cs | TRUE
136 | LV_4203-6_0_4_line_136 |  | 121 | 123 | 0.024782 | 0.125 | 0.08 | 261 | 0 | 0.364 | 1 | 1 | cs | TRUE
137 | LV_4203-6_0_4_line_137 |  | 121 | 124 | 0.010637 | 0.125 | 0.08 | 261 | 0 | 0.364 | 1 | 4 | cs | TRUE
138 | LV_4203-6_0_4_line_138 |  | 124 | 144 | 0.02624 | 0.125 | 0.08 | 261 | 0 | 0.364 | 1 | 4 | cs | TRUE
139 | LV_4203-6_0_4_line_139 |  | 125 | 126 | 0.030478 | 0.125 | 0.08 | 261 | 0 | 0.364 | 1 | 1 | cs | TRUE
140 | LV_4203-6_0_4_line_140 |  | 125 | 127 | 0.024102 | 0.125 | 0.08 | 261 | 0 | 0.364 | 1 | 1 | cs | TRUE
141 | LV_4203-6_0_4_line_141 |  | 126 | 128 | 0.038107 | 0.125 | 0.08 | 261 | 0 | 0.364 | 1 | 1 | cs | TRUE
142 | LV_4203-6_0_4_line_142 |  | 127 | 129 | 0.033022 | 0.125 | 0.08 | 261 | 0 | 0.364 | 1 | 1 | cs | TRUE
143 | LV_4203-6_0_4_line_143 |  | 128 | 130 | 0.037356 | 0.125 | 0.08 | 261 | 0 | 0.364 | 1 | 1 | cs | TRUE
144 | LV_4203-6_0_4_line_144 |  | 129 | 131 | 0.035761 | 0.125 | 0.08 | 261 | 0 | 0.364 | 1 | 1 | cs | TRUE
145 | LV_4203-6_0_4_line_145 |  | 130 | 132 | 0.0067929 | 0.125 | 0.08 | 261 | 0 | 0.364 | 1 | 2 | cs | TRUE
146 | LV_4203-6_0_4_line_146 |  | 131 | 133 | 0.011157 | 0.125 | 0.08 | 261 | 0 | 0.364 | 1 | 1 | cs | TRUE
147 | LV_4203-6_0_4_line_147 |  | 131 | 134 | 0.010148 | 0.125 | 0.08 | 261 | 0 | 0.364 | 1 | 1 | cs | TRUE
148 | LV_4203-6_0_4_line_148 |  | 132 | 173 | 0.007405 | 0.125 | 0.08 | 261 | 0 | 0.364 | 1 | 4 | cs | TRUE
149 | LV_4203-6_0_4_line_149 |  | 135 | 136 | 0.0051266 | 0.125 | 0.08 | 261 | 0 | 0.364 | 1 | 1 | cs | TRUE
150 | LV_4203-6_0_4_line_150 |  | 136 | 166 | 0.064113 | 0.125 | 0.08 | 261 | 0 | 0.364 | 1 | 1 | cs | TRUE
151 | LV_4203-6_0_4_line_151 |  | 137 | 138 | 0.011253 | 0.125 | 0.08 | 261 | 0 | 0.364 | 1 | 4 | cs | TRUE
152 | LV_4203-6_0_4_line_152 |  | 138 | 139 | 0.013339 | 0.125 | 0.08 | 261 | 0 | 0.364 | 1 | 2 | cs | TRUE
153 | LV_4203-6_0_4_line_153 |  | 139 | 140 | 0.0011076 | 0.125 | 0.08 | 261 | 0 | 0.364 | 1 | 1 | cs | TRUE
154 | LV_4203-6_0_4_line_154 |  | 140 | 141 | 0.01522 | 0.125 | 0.08 | 261 | 0 | 0.364 | 1 | 1 | cs | TRUE
155 | LV_4203-6_0_4_line_155 |  | 142 | 183 | 0.0055576 | 0.125 | 0.08 | 261 | 0 | 0.364 | 1 | 4 | cs | TRUE
156 | LV_4203-6_0_4_line_156 |  | 144 | 145 | 0.082946 | 0.125 | 0.08 | 261 | 0 | 0.364 | 1 | 1 | cs | TRUE
157 | LV_4203-6_0_4_line_157 |  | 144 | 146 | 0.003185 | 0.125 | 0.08 | 261 | 0 | 0.364 | 1 | 4 | cs | TRUE
158 | LV_4203-6_0_4_line_158 |  | 146 | 147 | 0.032522 | 0.125 | 0.08 | 261 | 0 | 0.364 | 1 | 4 | cs | TRUE
159 | LV_4203-6_0_4_line_159 |  | 146 | 148 | 0.042948 | 0.125 | 0.08 | 261 | 0 | 0.364 | 1 | 1 | cs | TRUE
160 | LV_4203-6_0_4_line_160 |  | 147 | 149 | 0.012236 | 0.125 | 0.08 | 261 | 0 | 0.364 | 1 | 1 | cs | TRUE
161 | LV_4203-6_0_4_line_161 |  | 147 | 150 | 0.03044 | 0.125 | 0.08 | 261 | 0 | 0.364 | 1 | 4 | cs | TRUE
162 | LV_4203-6_0_4_line_162 |  | 149 | 181 | 0.020872 | 0.125 | 0.08 | 261 | 0 | 0.364 | 1 | 1 | cs | TRUE
163 | LV_4203-6_0_4_line_163 |  | 149 | 177 | 0.017763 | 0.125 | 0.08 | 261 | 0 | 0.364 | 1 | 1 | cs | TRUE
164 | LV_4203-6_0_4_line_164 |  | 150 | 156 | 0.0056094 | 0.125 | 0.08 | 261 | 0 | 0.364 | 1 | 4 | cs | TRUE
165 | LV_4203-6_0_4_line_165 |  | 151 | 152 | 0.015427 | 0.125 | 0.08 | 261 | 0 | 0.364 | 1 | 1 | cs | TRUE
166 | LV_4203-6_0_4_line_166 |  | 151 | 153 | 0.01423 | 0.125 | 0.08 | 261 | 0 | 0.364 | 1 | 1 | cs | TRUE
167 | LV_4203-6_0_4_line_167 |  | 153 | 154 | 0.014907 | 0.125 | 0.08 | 261 | 0 | 0.364 | 1 | 4 | cs | TRUE
168 | LV_4203-6_0_4_line_168 |  | 153 | 155 | 0.01646 | 0.125 | 0.08 | 261 | 0 | 0.364 | 1 | 4 | cs | TRUE
169 | LV_4203-6_0_4_line_169 |  | 154 | 156 | 0.019634 | 0.125 | 0.08 | 261 | 0 | 0.364 | 1 | 4 | cs | TRUE
170 | LV_4203-6_0_4_line_170 |  | 155 | 157 | 0.002637 | 0.125 | 0.08 | 261 | 0 | 0.364 | 1 | 4 | cs | TRUE
171 | LV_4203-6_0_4_line_171 |  | 155 | 158 | 0.025946 | 0.125 | 0.08 | 261 | 0 | 0.364 | 1 | 1 | cs | TRUE
172 | LV_4203-6_0_4_line_172 |  | 156 | 159 | 0.015858 | 0.125 | 0.08 | 261 | 0 | 0.364 | 1 | 1 | cs | TRUE
173 | LV_4203-6_0_4_line_173 |  | 157 | 160 | 0.02267 | 0.125 | 0.08 | 261 | 0 | 0.364 | 1 | 4 | cs | TRUE
174 | LV_4203-6_0_4_line_174 |  | 160 | 162 | 0.039514 | 0.125 | 0.08 | 261 | 0 | 0.364 | 1 | 4 | cs | TRUE
175 | LV_4203-6_0_4_line_175 |  | 161 | 162 | 0.013198 | 0.125 | 0.08 | 261 | 0 | 0.364 | 1 | 4 | cs | TRUE
176 | LV_4203-6_0_4_line_176 |  | 162 | 163 | 0.022406 | 0.125 | 0.08 | 261 | 0 | 0.364 | 1 | 1 | cs | TRUE
177 | LV_4203-6_0_4_line_177 |  | 162 | 164 | 0.021608 | 0.125 | 0.08 | 261 | 0 | 0.364 | 1 | 1 | cs | TRUE
178 | LV_4203-6_0_4_line_178 |  | 163 | 165 | 0.022366 | 0.125 | 0.08 | 261 | 0 | 0.364 | 1 | 1 | cs | TRUE
179 | LV_4203-6_0_4_line_179 |  | 164 | 166 | 0.005121 | 0.125 | 0.08 | 261 | 0 | 0.364 | 1 | 1 | cs | TRUE
180 | LV_4203-6_0_4_line_180 |  | 166 | 167 | 0.042552 | 0.125 | 0.08 | 261 | 0 | 0.364 | 1 | 1 | cs | TRUE
181 | LV_4203-6_0_4_line_181 |  | 168 | 169 | 0.021133 | 0.125 | 0.08 | 261 | 0 | 0.364 | 1 | 1 | cs | TRUE
182 | LV_4203-6_0_4_line_182 |  | 170 | 171 | 0.00066438 | 0.125 | 0.08 | 261 | 0 | 0.364 | 1 | 1 | cs | TRUE
183 | LV_4203-6_0_4_line_183 |  | 174 | 175 | 0.0076455 | 0.125 | 0.08 | 261 | 0 | 0.364 | 1 | 1 | cs | TRUE
184 | LV_4203-6_0_4_line_184 |  | 174 | 176 | 0.0053457 | 0.125 | 0.08 | 261 | 0 | 0.364 | 1 | 1 | cs | TRUE
185 | LV_4203-6_0_4_line_185 |  | 175 | 177 | 0.029767 | 0.125 | 0.08 | 261 | 0 | 0.364 | 1 | 1 | cs | TRUE
186 | LV_4203-6_0_4_line_186 |  | 175 | 178 | 0.026157 | 0.125 | 0.08 | 261 | 0 | 0.364 | 1 | 1 | cs | TRUE
187 | LV_4203-6_0_4_line_187 |  | 177 | 179 | 0.028344 | 0.125 | 0.08 | 261 | 0 | 0.364 | 1 | 1 | cs | TRUE
188 | LV_4203-6_0_4_line_188 |  | 178 | 180 | 0.0044747 | 0.125 | 0.08 | 261 | 0 | 0.364 | 1 | 1 | cs | TRUE
189 | LV_4203-6_0_4_line_189 |  | 180 | 182 | 0.02672 | 0.125 | 0.08 | 261 | 0 | 0.364 | 1 | 1 | cs | TRUE
190 | LV_4203-6_0_4_line_190 |  | 186 | 187 | 0.018421 | 0.125 | 0.08 | 261 | 0 | 0.364 | 1 | 1 | cs | TRUE
191 | LV_4203-6_0_4_line_191 |  | 188 | 189 | 0.0060103 | 0.125 | 0.08 | 261 | 0 | 0.364 | 1 | 1 | cs | TRUE
192 | LV_4203-6_0_4_line_192 |  | 188 | 190 | 0.016203 | 0.125 | 0.08 | 261 | 0 | 0.364 | 1 | 1 | cs | TRUE
193 | LV_4203-6_0_4_line_193 |  | 189 | 191 | 0.017642 | 0.125 | 0.08 | 261 | 0 | 0.364 | 1 | 1 | cs | TRUE
194 | LV_4203-6_0_4_line_194 |  | 189 | 192 | 0.009022 | 0.125 | 0.08 | 261 | 0 | 0.364 | 1 | 1 | cs | TRUE
195 | LV_4203-6_0_4_line_195 |  | 190 | 193 | 0.02439 | 0.125 | 0.08 | 261 | 0 | 0.364 | 1 | 1 | cs | TRUE
196 | LV_4203-6_0_4_line_196 |  | 190 | 194 | 0.010695 | 0.125 | 0.08 | 261 | 0 | 0.364 | 1 | 1 | cs | TRUE
197 | LV_4203-6_0_4_line_197 |  | 195 | 196 | 0.030626 | 0.125 | 0.08 | 261 | 0 | 0.364 | 1 | 1 | cs | TRUE
198 | LV_4203-6_0_4_line_198 |  | 196 | 197 | 0.054426 | 0.125 | 0.08 | 261 | 0 | 0.364 | 1 | 1 | cs | TRUE
199 | LV_4203-6_0_4_line_199 |  | 196 | 198 | 0.014874 | 0.125 | 0.08 | 261 | 0 | 0.364 | 1 | 1 | cs | TRUE
200 | LV_4203-6_0_4_line_200 |  | 198 | 203 | 0.010308 | 0.125 | 0.08 | 261 | 0 | 0.364 | 1 | 1 | cs | TRUE
201 | LV_4203-6_0_4_line_201 |  | 199 | 200 | 0.023474 | 0.125 | 0.08 | 261 | 0 | 0.364 | 1 | 1 | cs | TRUE
202 | LV_4203-6_0_4_line_202 |  | 199 | 201 | 0.0032754 | 0.125 | 0.08 | 261 | 0 | 0.364 | 1 | 1 | cs | TRUE
203 | LV_4203-6_0_4_line_203 |  | 200 | 202 | 0.030795 | 0.125 | 0.08 | 261 | 0 | 0.364 | 1 | 1 | cs | TRUE
204 | LV_4203-6_0_4_line_204 |  | 202 | 203 | 0.04399 | 0.125 | 0.08 | 261 | 0 | 0.364 | 1 | 1 | cs | TRUE
205 | LV_4203-6_0_4_line_205 |  | 202 | 204 | 0.025831 | 0.125 | 0.08 | 261 | 0 | 0.364 | 1 | 1 | cs | TRUE
206 | LV_4203-6_0_4_line_206 |  | 203 | 206 | 0.020567 | 0.125 | 0.08 | 261 | 0 | 0.364 | 1 | 1 | cs | TRUE
207 | LV_4203-6_0_4_line_207 |  | 204 | 205 | 0.022275 | 0.125 | 0.08 | 261 | 0 | 0.364 | 1 | 1 | cs | TRUE
208 | LV_4203-6_0_4_line_208 |  | 207 | 208 | 0.033374 | 0.125 | 0.08 | 261 | 0 | 0.364 | 1 | 1 | cs | TRUE
209 | LV_4203-6_0_4_line_209 |  | 208 | 209 | 0.021536 | 0.125 | 0.08 | 261 | 0 | 0.364 | 1 | 1 | cs | TRUE
210 | LV_4203-6_0_4_line_210 |  | 209 | 210 | 0.0069965 | 0.125 | 0.08 | 261 | 0 | 0.364 | 1 | 1 | cs | TRUE
211 | LV_4203-6_0_4_line_211 |  | 210 | 211 | 0.04486 | 0.125 | 0.08 | 261 | 0 | 0.364 | 1 | 1 | cs | TRUE
212 | LV_4203-6_0_4_line_212 |  | 210 | 212 | 0.017982 | 0.125 | 0.08 | 261 | 0 | 0.364 | 1 | 1 | cs | TRUE

## trafo
| name | std_type | hv_bus | lv_bus | sn_mva | vn_hv_kv | vn_lv_kv | vk_percent | vkr_percent | pfe_kw | i0_percent | shift_degree | tap_side | tap_neutral | tap_min | tap_max | tap_step_percent | tap_step_degree | tap_pos | tap_phase_shifter | parallel | df | in_service
0 | LV_4203-6_0_4_trafo_110 | 0.63 MVA 20/0.4 kV | 214 | 161 | 0.63 | 20 | 0.4 | 6 | 1.206 | 1.65 | 0.2619 | 150 | hv | 0 | -2 | 2 | 2.5 | 0 | 0 | FALSE | 1 | 1 | TRUE

## line_geodata
| x0 | y0 | x1 | y1 | x2 | y2 | x3 | y3 | x4 | y4 | x5 | y5 | x6 | y6 | x7 | y7 | x8 | y8 | x9 | y9
0 | 2655785.8387 | 1251871.9899 | 2655535.3556 | 1251874.1857
1 | 2655785.8387 | 1251871.9899 | 2655789.3169 | 1251867.258
2 | 2655789.3169 | 1251867.258 | 2655815.5902 | 1251831.5154
3 | 2655868.9081 | 1251765.7205 | 2655858.2795 | 1251775.5494 | 2655851.8427 | 1251783.4498
4 | 2655868.9081 | 1251765.7205 | 2655889.9824 | 1251758.2112
5 | 2655837.795 | 1251801.3077 | 2655851.8427 | 1251783.4498
6 | 2655851.8427 | 1251783.4498 | 2655843.0459 | 1251776.1839
7 | 2655910.7192 | 1251761.7897 | 2655910.7374 | 1251756.6641 | 2655892.4303 | 1251719.8613
8 | 2655921.1008 | 1251767.7473 | 2655916.6317 | 1251765.4703 | 2655914.4487 | 1251764.0709 | 2655910.7192 | 1251761.7897
9 | 2655921.1008 | 1251767.7473 | 2655931.0521 | 1251759.3243 | 2655938.9463 | 1251759.6216
10 | 2655921.1008 | 1251767.7473 | 2655908.3006 | 1251794.9455
11 | 2655837.795 | 1251801.3077 | 2655831.8421 | 1251809.4062
12 | 2655837.795 | 1251801.3077 | 2655859.0359 | 1251815.543
13 | 2655836.1691 | 1251770.0631 | 2655837.6811 | 1251771.7527 | 2655843.0459 | 1251776.1839
14 | 2655908.3006 | 1251794.9455 | 2655919.4993 | 1251801.1571
15 | 2655942.499 | 1251813.9146 | 2655919.4993 | 1251801.1571
16 | 2655950.945 | 1251817.8415 | 2655944.9271 | 1251835.7194 | 2655936.4635 | 1251844.597
17 | 2655911.3067 | 1251873.8732 | 2655914.3636 | 1251869.0431 | 2655919.7343 | 1251862.1445 | 2655936.4635 | 1251844.597
18 | 2655950.945 | 1251817.8415 | 2655946.426 | 1251816.0532 | 2655942.499 | 1251813.9146
19 | 2655911.3067 | 1251873.8732 | 2655920.6946 | 1251868.3468 | 2655926.9223 | 1251876.1998 | 2655937.3801 | 1251889.252
20 | 2655911.3067 | 1251873.8732 | 2655906.383 | 1251870.1908 | 2655891.264 | 1251859.4284
21 | 2655911.3067 | 1251873.8732 | 2655909.3662 | 1251878.7694 | 2655908.1064 | 1251885.9069
22 | 2655937.3801 | 1251889.252 | 2655950.1807 | 1251880.6784
23 | 2655881.1524 | 1251852.6519 | 2655884.5498 | 1251854.9299 | 2655888.923 | 1251857.762 | 2655891.264 | 1251859.4284
24 | 2655893.6627 | 1251895.355 | 2655904.0331 | 1251890.4717 | 2655908.1064 | 1251885.9069
25 | 2656019.3464 | 1251781.7846 | 2656019.5298 | 1251785.5334 | 2656025.1932 | 1251791.6023 | 2656030.7777 | 1251796.4362 | 2656034.8569 | 1251815.9994 | 2656035.3381 | 1251823.3758 | 2656033.5261 | 1251829.8298
26 | 2656033.5261 | 1251829.8298 | 2656043.783 | 1251833.7851 | 2656054.8977 | 1251841.2064 | 2656057.0269 | 1251843.369
27 | 2656019.3464 | 1251781.7846 | 2656019.1762 | 1251778.2361 | 2656026.7109 | 1251777.9627 | 2656030.1385 | 1251777.8394 | 2656029.459 | 1251770.6836 | 2656030.1055 | 1251759.7821 | 2656032.5354 | 1251750.2429 | 2656035.1095 | 1251740.6161 | 2656061.798 | 1251740.4794 | 2656062.7924 | 1251763.805
28 | 2656019.3464 | 1251781.7846 | 2655999.1901 | 1251781.0909
29 | 2656065.3182 | 1251851.7901 | 2656057.0269 | 1251843.369
30 | 2655964.3436 | 1251871.1922 | 2655950.1807 | 1251880.6784
31 | 2655881.1524 | 1251852.6519 | 2655878.7625 | 1251856.321
32 | 2655881.1524 | 1251852.6519 | 2655883.8118 | 1251848.3566
33 | 2655888.7732 | 1251902.4472 | 2655893.6627 | 1251895.355
34 | 2655893.6627 | 1251895.355 | 2655866.5823 | 1251902.7049
35 | 2656050.6591 | 1251765.1134 | 2656052.3548 | 1251765.3741 | 2656062.7924 | 1251763.805
36 | 2656065.3182 | 1251851.7901 | 2656066.9686 | 1251846.4687 | 2656067.583 | 1251838.9693 | 2656069.7863 | 1251834.2313
37 | 2656065.3182 | 1251851.7901 | 2656071.7329 | 1251860.6013 | 2656076.6593 | 1251870.3658 | 2656077.6595 | 1251872.9831
38 | 2655963.4658 | 1251932.8841 | 2655958.0475 | 1251927.2402 | 2655954.1815 | 1251920.1342
39 | 2655963.4658 | 1251932.8841 | 2655976.5578 | 1251926.7145 | 2655988.5173 | 1251922.1285
40 | 2655963.4658 | 1251932.8841 | 2655953.6056 | 1251938.873 | 2655948.3605 | 1251942.059
41 | 2655985.7689 | 1251856.8418 | 2655964.3436 | 1251871.1922
42 | 2655870.1348 | 1251869.5667 | 2655878.7625 | 1251856.321
43 | 2655891.0082 | 1251836.7337 | 2655883.8118 | 1251848.3566
44 | 2655866.5823 | 1251902.7049 | 2655862.9472 | 1251902.6008
45 | 2655836.1691 | 1251770.0631 | 2655832.483 | 1251765.9442 | 2655831.283 | 1251761.9412 | 2655832.696 | 1251758.5633 | 2655836.6623 | 1251755.732 | 2655842.7935 | 1251753.6469
46 | 2655831.8421 | 1251809.4062 | 2655828.0421 | 1251814.5757
47 | 2655861.2019 | 1251816.9946 | 2655859.0359 | 1251815.543
48 | 2655819.3919 | 1251826.3436 | 2655828.0421 | 1251814.5757
49 | 2655861.2019 | 1251816.9946 | 2655866.9031 | 1251808.0974
50 | 2655870.5 | 1251823.3978 | 2655861.2019 | 1251816.9946
51 | 2655876.3504 | 1251793.3538 | 2655866.9031 | 1251808.0974
52 | 2655870.5 | 1251823.3978 | 2655855.2966 | 1251848.572
53 | 2655870.5 | 1251823.3978 | 2655881.6474 | 1251830.5745
54 | 2655881.6474 | 1251830.5745 | 2655891.0082 | 1251836.7337
55 | 2655881.6474 | 1251830.5745 | 2655887.7833 | 1251819.9346
56 | 2655819.3919 | 1251826.3436 | 2655817.5941 | 1251828.7894
57 | 2655891.0082 | 1251836.7337 | 2655896.1783 | 1251839.8023
58 | 2655891.7009 | 1251813.1411 | 2655887.7833 | 1251819.9346
59 | 2655891.7009 | 1251813.1411 | 2655891.8045 | 1251812.9616
60 | 2655891.8045 | 1251812.9616 | 2655895.9999 | 1251805.6864
61 | 2655905.3805 | 1251845.2641 | 2655896.1783 | 1251839.8023
62 | 2655815.5902 | 1251831.5154 | 2655817.5941 | 1251828.7894
63 | 2656118.5952 | 1251994.2155 | 2656107.9164 | 1251987.8322 | 2656100.7442 | 1251979.1975
64 | 2656087.5567 | 1251961.3099 | 2656095.7311 | 1251973.1622 | 2656100.7442 | 1251979.1975
65 | 2656108.2483 | 1252043.6297 | 2656116.9353 | 1252002.1386 | 2656118.5952 | 1251994.2155
66 | 2656118.5952 | 1251994.2155 | 2656116.9353 | 1252002.1386 | 2656125.8228 | 1252005.6252
67 | 2656087.5567 | 1251961.3099 | 2656092.9227 | 1251957.3135 | 2656095.0322 | 1251955.7297
68 | 2656108.2483 | 1252043.6297 | 2656131.8071 | 1252033.0114
69 | 2656147.4535 | 1252002.3166 | 2656138.7705 | 1252010.7069 | 2656125.8228 | 1252005.6252
70 | 2656125.8228 | 1252005.6252 | 2656144.5481 | 1251991.1703
71 | 2656095.0322 | 1251955.7297 | 2656102.7357 | 1251949.9457 | 2656108.6069 | 1251943.6079 | 2656109.6622 | 1251942.2994
72 | 2656144.2308 | 1251961.7245 | 2656130.7552 | 1251972.7754
73 | 2656144.2308 | 1251961.7245 | 2656150.3376 | 1251968.7539 | 2656156.1311 | 1251973.8012 | 2656161.9606 | 1251975.8467
74 | 2656144.2308 | 1251961.7245 | 2656155.8098 | 1251954.4326
75 | 2656131.8071 | 1252033.0114 | 2656137.8539 | 1252030.286
76 | 2656144.6612 | 1251991.0829 | 2656144.5481 | 1251991.1703
77 | 2656091.7925 | 1251923.6461 | 2656098.4145 | 1251918.7181
78 | 2656109.0687 | 1251910.7895 | 2656098.4145 | 1251918.7181
79 | 2656121.8078 | 1251929.1451 | 2656117.0608 | 1251933.1251 | 2656109.6622 | 1251942.2994
80 | 2656161.9606 | 1251975.8467 | 2656161.2438 | 1251982.1999
81 | 2656161.9606 | 1251975.8467 | 2656168.1351 | 1251975.7385 | 2656177.1643 | 1251973.8338 | 2656188.3899 | 1251967.9138
82 | 2656165.2084 | 1251948.514 | 2656155.8098 | 1251954.4326
83 | 2656087.5962 | 1252115.7622 | 2656092.8613 | 1252100.1803
84 | 2656087.5962 | 1252115.7622 | 2656080.621 | 1252127.9269 | 2656069.214 | 1252140.0618
85 | 2656087.5962 | 1252115.7622 | 2656093.2119 | 1252115.6709
86 | 2656138.8609 | 1252029.8321 | 2656137.8539 | 1252030.286
87 | 2656161.2438 | 1251982.1999 | 2656155.6325 | 1251982.6137 | 2656144.6612 | 1251991.0829
88 | 2656113.0386 | 1251916.3532 | 2656109.0687 | 1251910.7895
89 | 2656109.0687 | 1251910.7895 | 2656103.2581 | 1251902.7511 | 2656098.0937 | 1251898.1991
90 | 2656121.8078 | 1251929.1451 | 2656113.0386 | 1251916.3532
91 | 2656145.4951 | 1251895.578 | 2656159.1226 | 1251887.5139 | 2656159.1226 | 1251887.5139
92 | 2656145.4951 | 1251895.578 | 2656136.9305 | 1251900.6462
93 | 2656159.1226 | 1251887.5139 | 2656163.6022 | 1251885.9361
94 | 2656122.4435 | 1251909.1975 | 2656135.4261 | 1251899.3199 | 2656136.9305 | 1251900.6462 | 2656136.9305 | 1251900.6462
95 | 2656179.8104 | 1251880.2271 | 2656163.6022 | 1251885.9361
96 | 2656113.0386 | 1251916.3532 | 2656122.4435 | 1251909.1975
97 | 2656199.0042 | 1251891.2055 | 2656188.0955 | 1251876.4141 | 2656179.8104 | 1251880.2271
98 | 2656199.0042 | 1251891.2055 | 2656211.0135 | 1251911.8512
99 | 2655814.2475 | 1252130.162 | 2655794.2899 | 1252092.5227 | 2655793.7987 | 1252091.6311
100 | 2655814.2475 | 1252130.162 | 2655817.4886 | 1252136.2745
101 | 2655789.1552 | 1252083.2013 | 2655793.7987 | 1252091.6311
102 | 2655831.7186 | 1252163.1117 | 2655817.4886 | 1252136.2745
103 | 2655789.1552 | 1252083.2013 | 2655786.8365 | 1252078.9893
104 | 2655789.1552 | 1252083.2013 | 2655775.2006 | 1252089.5615
105 | 2655831.7186 | 1252163.1117 | 2655844.1113 | 1252186.4838
106 | 2655783.8945 | 1252073.6451 | 2655786.8365 | 1252078.9893
107 | 2655743.4931 | 1252094.7728 | 2655747.1126 | 1252102.3635 | 2655775.2006 | 1252089.5615
108 | 2655848.4571 | 1252194.6798 | 2655844.1113 | 1252186.4838
109 | 2655781.8805 | 1252057.5149 | 2655776.4559 | 1252059.7432 | 2655783.8945 | 1252073.6451
110 | 2655862.1663 | 1252218.9388 | 2655857.9029 | 1252212.4941 | 2655848.4571 | 1252194.6798
111 | 2656083.5025 | 1251893.7023 | 2656081.2475 | 1251882.3731 | 2656077.6595 | 1251872.9831
112 | 2656083.5025 | 1251893.7023 | 2656070.6065 | 1251896.6824 | 2656046.818 | 1251903.8651
113 | 2656083.5025 | 1251893.7023 | 2656088.64 | 1251893.9178 | 2656092.9006 | 1251895.0922 | 2656098.0937 | 1251898.1991
114 | 2656024.5813 | 1251910.5792 | 2656046.818 | 1251903.8651
115 | 2656098.0937 | 1251898.1991 | 2656117.3806 | 1251882.3941
116 | 2656069.7863 | 1251834.2313 | 2656068.3855 | 1251829.1256 | 2656068.4143 | 1251826.0904
117 | 2656024.5813 | 1251910.5792 | 2656007.6248 | 1251915.9783
118 | 2656024.5813 | 1251910.5792 | 2656009.2516 | 1251892.2542
119 | 2656069.6376 | 1251823.6225 | 2656068.4143 | 1251826.0904
120 | 2656141.8747 | 1251862.3219 | 2656117.3806 | 1251882.3941
121 | 2656007.6248 | 1251915.9783 | 2655993.7065 | 1251920.1386
122 | 2656007.6248 | 1251915.9783 | 2656022.4566 | 1251938.8718
123 | 2656009.2516 | 1251892.2542 | 2656003.4394 | 1251885.3063 | 2655999.3234 | 1251878.676
124 | 2656069.6376 | 1251823.6225 | 2656064.8613 | 1251812.4093
125 | 2656069.6376 | 1251823.6225 | 2656081.3475 | 1251817.1508
126 | 2656141.8747 | 1251862.3219 | 2656126.4174 | 1251840.1046
127 | 2655810.0557 | 1252046.806 | 2655781.8805 | 1252057.5149
128 | 2655781.8805 | 1252057.5149 | 2655777.0503 | 1252048.7189 | 2655772.144 | 1252039.7477
129 | 2655810.0557 | 1252046.806 | 2655818.3903 | 1252043.3043
130 | 2655810.0557 | 1252046.806 | 2655788.096 | 1252008.2364
131 | 2655772.144 | 1252039.7477 | 2655753.8727 | 1252006.3381 | 2655759.9597 | 1252003.2595
132 | 2655818.3903 | 1252043.3043 | 2655822.4818 | 1252041.586
133 | 2655818.3903 | 1252043.3043 | 2655834.7745 | 1252073.0981
134 | 2655788.096 | 1252008.2364 | 2655781.3764 | 1251996.4344 | 2655790.5954 | 1251990.8516
135 | 2655800.0588 | 1251985.1208 | 2655790.5954 | 1251990.8516
136 | 2655822.4818 | 1252041.586 | 2655833.7758 | 1252063.6452
137 | 2655822.4818 | 1252041.586 | 2655832.2913 | 1252037.4737
138 | 2655856.3316 | 1252026.9614 | 2655839.4463 | 1252034.4742 | 2655832.2913 | 1252037.4737
139 | 2655974.8887 | 1252177.6592 | 2655946.7946 | 1252189.4761
140 | 2655997.1028 | 1252168.3095 | 2655986.9812 | 1252172.5729 | 2655974.8887 | 1252177.6592
141 | 2655911.2848 | 1252203.2465 | 2655926.5864 | 1252197.9761 | 2655946.7946 | 1252189.4761
142 | 2656028.3334 | 1252157.82 | 2656018.2822 | 1252160.1044 | 2655999.5285 | 1252167.2877 | 2655997.1028 | 1252168.3095
143 | 2655911.2848 | 1252203.2465 | 2655897.7967 | 1252207.4667 | 2655894.4182 | 1252208.8135 | 2655875.7209 | 1252214.6473
144 | 2656028.3334 | 1252157.82 | 2656037.4026 | 1252156.4381 | 2656051.5112 | 1252152.8468 | 2656062.2635 | 1252147.4558
145 | 2655869.2363 | 1252216.6705 | 2655875.7209 | 1252214.6473
146 | 2656062.2635 | 1252147.4558 | 2656065.493 | 1252152.3008 | 2656067.9364 | 1252157.0425
147 | 2656062.2635 | 1252147.4558 | 2656069.214 | 1252140.0618
148 | 2655869.2363 | 1252216.6705 | 2655862.1663 | 1252218.9388
149 | 2656015.0154 | 1252083.1067 | 2656013.9808 | 1252078.0855
150 | 2655996.5694 | 1252016.4771 | 2655999.9183 | 1252028.6505 | 2656009.8947 | 1252058.2542 | 2656013.9808 | 1252078.0855
151 | 2655999.3234 | 1251878.676 | 2655993.3884 | 1251869.1157
152 | 2655993.3884 | 1251869.1157 | 2655986.3531 | 1251857.7828
153 | 2655985.7689 | 1251856.8418 | 2655986.3531 | 1251857.7828
154 | 2655978.613 | 1251843.3982 | 2655985.7689 | 1251856.8418
155 | 2655993.7065 | 1251920.1386 | 2655988.5173 | 1251922.1285
156 | 2655856.3316 | 1252026.9614 | 2655878.1688 | 1252065.7497 | 2655879.4745 | 1252072.1442 | 2655891.7993 | 1252092.8526 | 2655885.2389 | 1252097.0877
157 | 2655856.3316 | 1252026.9614 | 2655859.012 | 1252025.2299
158 | 2655884.2834 | 1252004.776 | 2655866.1268 | 1252020.6382 | 2655859.012 | 1252025.2299
159 | 2655859.012 | 1252025.2299 | 2655880.1032 | 1252062.6426
160 | 2655884.2834 | 1252004.776 | 2655877.6638 | 1251994.4731
161 | 2655884.2834 | 1252004.776 | 2655905.8281 | 1251983.2727
162 | 2655877.6638 | 1251994.4731 | 2655861.5611 | 1252007.8084
163 | 2655868.0542 | 1251979.5166 | 2655877.6638 | 1251994.4731
164 | 2655909.7984 | 1251979.31 | 2655905.8281 | 1251983.2727
165 | 2655913.2156 | 1251933.1746 | 2655923.938 | 1251944.2663
166 | 2655933.8283 | 1251954.4972 | 2655923.938 | 1251944.2663
167 | 2655933.8283 | 1251954.4972 | 2655923.4577 | 1251965.2057
168 | 2655946.3519 | 1251943.7746 | 2655933.8283 | 1251954.4972
169 | 2655909.7984 | 1251979.31 | 2655923.4577 | 1251965.2057
170 | 2655946.3519 | 1251943.7746 | 2655948.3605 | 1251942.059
171 | 2655946.3519 | 1251943.7746 | 2655930.8103 | 1251922.9985
172 | 2655909.7984 | 1251979.31 | 2655920.406 | 1251991.0977
173 | 2655948.3605 | 1251942.059 | 2655961.5496 | 1251960.4974
174 | 2655984.5385 | 1251992.6357 | 2655961.5496 | 1251960.4974
175 | 2655984.5385 | 1251992.6357 | 2655995.357 | 1251985.0756
176 | 2655984.5385 | 1251992.6357 | 2655966.6073 | 1252006.0714
177 | 2655984.5385 | 1251992.6357 | 2655994.6672 | 1252011.7225
178 | 2655948.7086 | 1252019.4828 | 2655966.6073 | 1252006.0714
179 | 2655996.5694 | 1252016.4771 | 2655994.6672 | 1252011.7225
180 | 2655996.5694 | 1252016.4771 | 2655962.1368 | 1252041.6139
181 | 2656101.6855 | 1251813.7855 | 2656086.9054 | 1251814.0792 | 2656081.3475 | 1251817.1508
182 | 2656064.8613 | 1251812.4093 | 2656064.6009 | 1251811.7981
183 | 2655852.0272 | 1251954.4037 | 2655856.703 | 1251948.3547
184 | 2655854.227 | 1251943.6169 | 2655856.703 | 1251948.3547
185 | 2655852.0272 | 1251954.4037 | 2655868.0542 | 1251979.5166
186 | 2655852.0272 | 1251954.4037 | 2655839.3335 | 1251959.9658 | 2655835.8307 | 1251960.0773 | 2655832.7421 | 1251958.6694 | 2655829.2596 | 1251954.5429
187 | 2655868.0542 | 1251979.5166 | 2655848.5751 | 1251989.9626 | 2655845.4721 | 1251984.4851
188 | 2655826.4344 | 1251951.0788 | 2655826.7264 | 1251951.5412 | 2655829.2596 | 1251954.5429
189 | 2655809.3698 | 1251932.1532 | 2655815.6987 | 1251934.0808 | 2655826.4344 | 1251951.0788
190 | 2656165.2084 | 1251948.514 | 2656165.2084 | 1251948.514 | 2656157.4727 | 1251931.7958
191 | 2656198.2184 | 1251935.0508 | 2656201.0844 | 1251940.3338
192 | 2656208.8104 | 1251954.5759 | 2656201.0844 | 1251940.3338
193 | 2656198.2184 | 1251935.0508 | 2656197.0688 | 1251932.9273 | 2656183.6343 | 1251940.1717
194 | 2656206.176 | 1251930.7566 | 2656198.2184 | 1251935.0508
195 | 2656208.8104 | 1251954.5759 | 2656188.3899 | 1251967.9138
196 | 2656208.8104 | 1251954.5759 | 2656218.0249 | 1251949.1458
197 | 2656176.0284 | 1252008.4582 | 2656162.5793 | 1251989.3953 | 2656161.2438 | 1251982.1999
198 | 2656176.0284 | 1252008.4582 | 2656189.3364 | 1252008.9625 | 2656194.6132 | 1252008.0118 | 2656199.779 | 1252004.4361 | 2656205.3392 | 1251999.8634 | 2656211.5127 | 1251996.6753 | 2656219.7918 | 1251995.8755 | 2656226.0255 | 1251999.059
199 | 2656176.0284 | 1252008.4582 | 2656184.4842 | 1252020.6945
200 | 2656190.3447 | 1252029.175 | 2656184.4842 | 1252020.6945
201 | 2656234.534 | 1252056.7799 | 2656222.0932 | 1252036.8739
202 | 2656220.3573 | 1252034.0963 | 2656222.0932 | 1252036.8739
203 | 2656212.5417 | 1252067.1897 | 2656215.3893 | 1252072.4982 | 2656234.534 | 1252056.7799
204 | 2656190.3447 | 1252029.175 | 2656212.5417 | 1252067.1897
205 | 2656212.5417 | 1252067.1897 | 2656215.3893 | 1252072.4982 | 2656223.3603 | 1252090.6308
206 | 2656190.3447 | 1252029.175 | 2656174.7064 | 1252042.5332
207 | 2656223.3603 | 1252090.6308 | 2656203.647 | 1252101.0024
208 | 2656166.1207 | 1252083.7682 | 2656146.8447 | 1252092.0288 | 2656134.7368 | 1252094.716
209 | 2656115.5671 | 1252104.5297 | 2656134.7368 | 1252094.716 | 2656134.7368 | 1252094.716
210 | 2656109.3393 | 1252107.718 | 2656115.5671 | 1252104.5297
211 | 2656109.3393 | 1252107.718 | 2656129.7078 | 1252147.6871
212 | 2656109.3393 | 1252107.718 | 2656093.2119 | 1252115.6709

## bus_geodata
| x | y | coords
0 | 2655535.3556 | 1251874.1857
1 | 2655785.8387 | 1251871.9899
2 | 2655789.3169 | 1251867.258
3 | 2655868.9081 | 1251765.7205
4 | 2655851.8427 | 1251783.4498
5 | 2655889.9824 | 1251758.2112
6 | 2655910.7192 | 1251761.7897
7 | 2655892.4303 | 1251719.8613
8 | 2655921.1008 | 1251767.7473
9 | 2655837.795 | 1251801.3077
10 | 2655843.0459 | 1251776.1839
11 | 2655908.3006 | 1251794.9455
12 | 2655919.4993 | 1251801.1571
13 | 2655936.4635 | 1251844.597
14 | 2655950.945 | 1251817.8415
15 | 2655911.3067 | 1251873.8732
16 | 2655942.499 | 1251813.9146
17 | 2655937.3801 | 1251889.252
18 | 2655891.264 | 1251859.4284
19 | 2655908.1064 | 1251885.9069
20 | 2656033.5261 | 1251829.8298
21 | 2656019.3464 | 1251781.7846
22 | 2656057.0269 | 1251843.369
23 | 2655950.1807 | 1251880.6784
24 | 2655881.1524 | 1251852.6519
25 | 2655893.6627 | 1251895.355
26 | 2656062.7924 | 1251763.805
27 | 2655999.1901 | 1251781.0909
28 | 2656065.3182 | 1251851.7901
29 | 2655954.1815 | 1251920.1342
30 | 2655963.4658 | 1251932.8841
31 | 2655964.3436 | 1251871.1922
32 | 2655878.7625 | 1251856.321
33 | 2655883.8118 | 1251848.3566
34 | 2655888.7732 | 1251902.4472
35 | 2655866.5823 | 1251902.7049
36 | 2655836.1691 | 1251770.0631
37 | 2655842.7935 | 1251753.6469
38 | 2655831.842 | 1251809.4062
39 | 2655859.0359 | 1251815.543
40 | 2655828.0421 | 1251814.5757
41 | 2655861.2019 | 1251816.9946
42 | 2656050.6591 | 1251765.1134
43 | 2655866.9031 | 1251808.0974
44 | 2655870.5 | 1251823.3978
45 | 2655876.3504 | 1251793.3538
46 | 2655855.2966 | 1251848.572
47 | 2655881.6474 | 1251830.5745
48 | 2655819.3919 | 1251826.3436
49 | 2655891.0082 | 1251836.7337
50 | 2655887.7833 | 1251819.9346
51 | 2655891.7009 | 1251813.1411
52 | 2655891.8045 | 1251812.9616
53 | 2655895.9999 | 1251805.6864
54 | 2655896.1783 | 1251839.8023
55 | 2655905.3805 | 1251845.2641
56 | 2655938.9463 | 1251759.6216
57 | 2655817.5941 | 1251828.7894
58 | 2655815.5902 | 1251831.5154
59 | 2656100.7442 | 1251979.1975
60 | 2656118.5952 | 1251994.2155
61 | 2656087.5567 | 1251961.31
62 | 2656108.2483 | 1252043.6297
63 | 2656125.8228 | 1252005.6252
64 | 2656095.0322 | 1251955.7297
65 | 2656130.7552 | 1251972.7754
66 | 2656144.2308 | 1251961.7245
67 | 2656131.8071 | 1252033.0114
68 | 2656147.4535 | 1252002.3166
69 | 2656144.5481 | 1251991.1703
70 | 2656091.7925 | 1251923.6461
71 | 2656098.4145 | 1251918.7181
72 | 2656109.6622 | 1251942.2994
73 | 2656161.9606 | 1251975.8467
74 | 2656155.8098 | 1251954.4326
75 | 2656092.8613 | 1252100.1803
76 | 2656087.5962 | 1252115.7622
77 | 2656137.8539 | 1252030.286
78 | 2656144.6612 | 1251991.0829
79 | 2656109.0687 | 1251910.7895
80 | 2656121.8078 | 1251929.1451
81 | 2656145.4951 | 1251895.578
82 | 2656159.1226 | 1251887.5139
83 | 2656136.9305 | 1251900.6462
84 | 2656163.6022 | 1251885.9361
85 | 2656122.4435 | 1251909.1975
86 | 2656179.8104 | 1251880.2271
87 | 2656113.0386 | 1251916.3532
88 | 2656199.0042 | 1251891.2055
89 | 2655814.2475 | 1252130.162
90 | 2655793.7987 | 1252091.6311
91 | 2655817.4886 | 1252136.2745
92 | 2655789.1552 | 1252083.2013
93 | 2655831.7186 | 1252163.1117
94 | 2655786.8365 | 1252078.9893
95 | 2655775.2006 | 1252089.5615
96 | 2655844.1113 | 1252186.4838
97 | 2655783.8945 | 1252073.6451
98 | 2655743.4931 | 1252094.7728
99 | 2655848.4571 | 1252194.6798
100 | 2656077.6595 | 1251872.9831
101 | 2656083.5025 | 1251893.7023
102 | 2656046.818 | 1251903.8651
103 | 2656098.0937 | 1251898.1991
104 | 2656069.7863 | 1251834.2313
105 | 2656024.5813 | 1251910.5792
106 | 2656068.4143 | 1251826.0904
107 | 2656117.3806 | 1251882.3941
108 | 2656007.6248 | 1251915.9783
109 | 2656009.2516 | 1251892.2542
110 | 2656069.6376 | 1251823.6225
111 | 2656141.8747 | 1251862.3219
112 | 2655862.9472 | 1251902.6008
113 | 2655781.8805 | 1252057.5149
114 | 2655810.0557 | 1252046.806
115 | 2655772.144 | 1252039.7477
116 | 2655818.3903 | 1252043.3043
117 | 2655788.096 | 1252008.2364
118 | 2655759.9597 | 1252003.2595
119 | 2655790.5954 | 1251990.8516
120 | 2655800.0588 | 1251985.1208
121 | 2655822.4818 | 1252041.586
122 | 2655834.7745 | 1252073.0981
123 | 2655833.7758 | 1252063.6452
124 | 2655832.2913 | 1252037.4737
125 | 2655974.8887 | 1252177.6592
126 | 2655946.7946 | 1252189.4761
127 | 2655997.1028 | 1252168.3095
128 | 2655911.2848 | 1252203.2465
129 | 2656028.3334 | 1252157.82
130 | 2655875.7209 | 1252214.6473
131 | 2656062.2635 | 1252147.4558
132 | 2655869.2363 | 1252216.6705
133 | 2656067.9364 | 1252157.0425
134 | 2656069.214 | 1252140.0618
135 | 2656015.0154 | 1252083.1067
136 | 2656013.9808 | 1252078.0855
137 | 2655999.3234 | 1251878.676
138 | 2655993.3884 | 1251869.1157
139 | 2655986.3531 | 1251857.7828
140 | 2655985.7689 | 1251856.8418
141 | 2655978.613 | 1251843.3982
142 | 2655993.7065 | 1251920.1386
143 | 2656022.4566 | 1251938.8718
144 | 2655856.3316 | 1252026.9614
145 | 2655885.2389 | 1252097.0877
146 | 2655859.012 | 1252025.2299
147 | 2655884.2834 | 1252004.776
148 | 2655880.1032 | 1252062.6426
149 | 2655877.6638 | 1251994.4731
150 | 2655905.8281 | 1251983.2727
151 | 2655923.938 | 1251944.2663
152 | 2655913.2156 | 1251933.1746
153 | 2655933.8283 | 1251954.4972
154 | 2655923.4577 | 1251965.2057
155 | 2655946.3519 | 1251943.7746
156 | 2655909.7984 | 1251979.31
157 | 2655948.3605 | 1251942.059
158 | 2655930.8103 | 1251922.9985
159 | 2655920.406 | 1251991.0977
160 | 2655961.5496 | 1251960.4974
161 | 2655995.357 | 1251985.0756
162 | 2655984.5385 | 1251992.6357
163 | 2655966.6073 | 1252006.0714
164 | 2655994.6672 | 1252011.7225
165 | 2655948.7086 | 1252019.4828
166 | 2655996.5694 | 1252016.4771
167 | 2655962.1368 | 1252041.6139
168 | 2656101.6855 | 1251813.7855
169 | 2656081.3475 | 1251817.1508
170 | 2656064.8613 | 1251812.4093
171 | 2656064.6009 | 1251811.7981
172 | 2655870.1348 | 1251869.5667
173 | 2655862.1663 | 1252218.9388
174 | 2655856.703 | 1251948.3547
175 | 2655852.0272 | 1251954.4037
176 | 2655854.227 | 1251943.6169
177 | 2655868.0542 | 1251979.5166
178 | 2655829.2596 | 1251954.5429
179 | 2655845.4721 | 1251984.4851
180 | 2655826.4344 | 1251951.0788
181 | 2655861.5611 | 1252007.8084
182 | 2655809.3698 | 1251932.1532
183 | 2655988.5173 | 1251922.1285
184 | 2656126.4174 | 1251840.1046
185 | 2656211.0135 | 1251911.8512
186 | 2656157.4727 | 1251931.7958
187 | 2656165.2084 | 1251948.514
188 | 2656201.0844 | 1251940.3338
189 | 2656198.2184 | 1251935.0508
190 | 2656208.8104 | 1251954.5759
191 | 2656183.6343 | 1251940.1717
192 | 2656206.176 | 1251930.7566
193 | 2656188.3899 | 1251967.9138
194 | 2656218.0249 | 1251949.1458
195 | 2656161.2438 | 1251982.1999
196 | 2656176.0284 | 1252008.4582
197 | 2656226.0255 | 1251999.059
198 | 2656184.4842 | 1252020.6945
199 | 2656222.0932 | 1252036.8739
200 | 2656234.534 | 1252056.7799
201 | 2656220.3573 | 1252034.0963
202 | 2656212.5417 | 1252067.1897
203 | 2656190.3447 | 1252029.175
204 | 2656223.3603 | 1252090.6308
205 | 2656203.647 | 1252101.0024
206 | 2656174.7064 | 1252042.5332
207 | 2656166.1207 | 1252083.7682
208 | 2656134.7368 | 1252094.716
209 | 2656115.5671 | 1252104.5297
210 | 2656109.3393 | 1252107.718
211 | 2656129.7079 | 1252147.6871
212 | 2656093.2119 | 1252115.6709
213 | 2656138.8609 | 1252029.8321
214 | 2655999.672 | 1251982.0602

## line_std_types
| c_nf_per_km | r_ohm_per_km | x_ohm_per_km | max_i_ka | type | q_mm2 | alpha | voltage_rating
NAYY 4x50 SE | 210 | 0.642 | 0.083 | 0.142 | cs | 50 | 0.00403 | LV
NAYY 4x120 SE | 264 | 0.225 | 0.08 | 0.242 | cs | 120 | 0.00403 | LV
NAYY 4x150 SE | 261 | 0.208 | 0.08 | 0.27 | cs | 150 | 0.00403 | LV
NA2XS2Y 1x95 RM/25 12/20 kV | 216 | 0.313 | 0.132 | 0.252 | cs | 95 | 0.00403 | MV
NA2XS2Y 1x185 RM/25 12/20 kV | 273 | 0.161 | 0.117 | 0.362 | cs | 185 | 0.00403 | MV
NA2XS2Y 1x240 RM/25 12/20 kV | 304 | 0.122 | 0.112 | 0.421 | cs | 240 | 0.00403 | MV
NA2XS2Y 1x95 RM/25 6/10 kV | 315 | 0.313 | 0.123 | 0.249 | cs | 95 | 0.00403 | MV
NA2XS2Y 1x185 RM/25 6/10 kV | 406 | 0.161 | 0.11 | 0.358 | cs | 185 | 0.00403 | MV
NA2XS2Y 1x240 RM/25 6/10 kV | 456 | 0.122 | 0.105 | 0.416 | cs | 240 | 0.00403 | MV
NA2XS2Y 1x150 RM/25 12/20 kV | 250 | 0.206 | 0.116 | 0.319 | cs | 150 | 0.00403 | MV
NA2XS2Y 1x120 RM/25 12/20 kV | 230 | 0.253 | 0.119 | 0.283 | cs | 120 | 0.00403 | MV
NA2XS2Y 1x70 RM/25 12/20 kV | 190 | 0.443 | 0.132 | 0.22 | cs | 70 | 0.00403 | MV
NA2XS2Y 1x150 RM/25 6/10 kV | 360 | 0.206 | 0.11 | 0.315 | cs | 150 | 0.00403 | MV
NA2XS2Y 1x120 RM/25 6/10 kV | 340 | 0.253 | 0.113 | 0.28 | cs | 120 | 0.00403 | MV
NA2XS2Y 1x70 RM/25 6/10 kV | 280 | 0.443 | 0.123 | 0.217 | cs | 70 | 0.00403 | MV
N2XS(FL)2Y 1x120 RM/35 64/110 kV | 112 | 0.153 | 0.166 | 0.366 | cs | 120 | 0.00393 | HV
N2XS(FL)2Y 1x185 RM/35 64/110 kV | 125 | 0.099 | 0.156 | 0.457 | cs | 185 | 0.00393 | HV
N2XS(FL)2Y 1x240 RM/35 64/110 kV | 135 | 0.075 | 0.149 | 0.526 | cs | 240 | 0.00393 | HV
N2XS(FL)2Y 1x300 RM/35 64/110 kV | 144 | 0.06 | 0.144 | 0.588 | cs | 300 | 0.00393 | HV
15-AL1/3-ST1A 0.4 | 11 | 1.8769 | 0.35 | 0.105 | ol | 16 | 0.00403 | LV
24-AL1/4-ST1A 0.4 | 11.25 | 1.2012 | 0.335 | 0.14 | ol | 24 | 0.00403 | LV
48-AL1/8-ST1A 0.4 | 12.2 | 0.5939 | 0.3 | 0.21 | ol | 48 | 0.00403 | LV
94-AL1/15-ST1A 0.4 | 13.2 | 0.306 | 0.29 | 0.35 | ol | 94 | 0.00403 | LV
34-AL1/6-ST1A 10.0 | 9.7 | 0.8342 | 0.36 | 0.17 | ol | 34 | 0.00403 | MV
48-AL1/8-ST1A 10.0 | 10.1 | 0.5939 | 0.35 | 0.21 | ol | 48 | 0.00403 | MV
70-AL1/11-ST1A 10.0 | 10.4 | 0.4132 | 0.339 | 0.29 | ol | 70 | 0.00403 | MV
94-AL1/15-ST1A 10.0 | 10.75 | 0.306 | 0.33 | 0.35 | ol | 94 | 0.00403 | MV
122-AL1/20-ST1A 10.0 | 11.1 | 0.2376 | 0.323 | 0.41 | ol | 122 | 0.00403 | MV
149-AL1/24-ST1A 10.0 | 11.25 | 0.194 | 0.315 | 0.47 | ol | 149 | 0.00403 | MV
34-AL1/6-ST1A 20.0 | 9.15 | 0.8342 | 0.382 | 0.17 | ol | 34 | 0.00403 | MV
48-AL1/8-ST1A 20.0 | 9.5 | 0.5939 | 0.372 | 0.21 | ol | 48 | 0.00403 | MV
70-AL1/11-ST1A 20.0 | 9.7 | 0.4132 | 0.36 | 0.29 | ol | 70 | 0.00403 | MV
94-AL1/15-ST1A 20.0 | 10 | 0.306 | 0.35 | 0.35 | ol | 94 | 0.00403 | MV
122-AL1/20-ST1A 20.0 | 10.3 | 0.2376 | 0.344 | 0.41 | ol | 122 | 0.00403 | MV
149-AL1/24-ST1A 20.0 | 10.5 | 0.194 | 0.337 | 0.47 | ol | 149 | 0.00403 | MV
184-AL1/30-ST1A 20.0 | 10.75 | 0.1571 | 0.33 | 0.535 | ol | 184 | 0.00403 | MV
243-AL1/39-ST1A 20.0 | 11 | 0.1188 | 0.32 | 0.645 | ol | 243 | 0.00403 | MV
48-AL1/8-ST1A 110.0 | 8 | 0.5939 | 0.46 | 0.21 | ol | 48 | 0.00403 | HV
70-AL1/11-ST1A 110.0 | 8.4 | 0.4132 | 0.45 | 0.29 | ol | 70 | 0.00403 | HV
94-AL1/15-ST1A 110.0 | 8.65 | 0.306 | 0.44 | 0.35 | ol | 94 | 0.00403 | HV
122-AL1/20-ST1A 110.0 | 8.5 | 0.2376 | 0.43 | 0.41 | ol | 122 | 0.00403 | HV
149-AL1/24-ST1A 110.0 | 8.75 | 0.194 | 0.41 | 0.47 | ol | 149 | 0.00403 | HV
184-AL1/30-ST1A 110.0 | 8.8 | 0.1571 | 0.4 | 0.535 | ol | 184 | 0.00403 | HV
243-AL1/39-ST1A 110.0 | 9 | 0.1188 | 0.39 | 0.645 | ol | 243 | 0.00403 | HV
305-AL1/39-ST1A 110.0 | 9.2 | 0.0949 | 0.38 | 0.74 | ol | 305 | 0.00403 | HV
490-AL1/64-ST1A 110.0 | 9.75 | 0.059 | 0.37 | 0.96 | ol | 490 | 0.00403 | HV
679-AL1/86-ST1A 110.0 | 9.95 | 0.042 | 0.36 | 1.15 | ol | 679 | 0.00403 | HV
490-AL1/64-ST1A 220.0 | 10 | 0.059 | 0.285 | 0.96 | ol | 490 | 0.00403 | HV
679-AL1/86-ST1A 220.0 | 11.7 | 0.042 | 0.275 | 1.15 | ol | 679 | 0.00403 | HV
490-AL1/64-ST1A 380.0 | 11 | 0.059 | 0.253 | 0.96 | ol | 490 | 0.00403 | HV
679-AL1/86-ST1A 380.0 | 14.6 | 0.042 | 0.25 | 1.15 | ol | 679 | 0.00403 | HV

## trafo_std_types
| i0_percent | pfe_kw | vkr_percent | sn_mva | vn_lv_kv | vn_hv_kv | vk_percent | shift_degree | vector_group | tap_side | tap_neutral | tap_min | tap_max | tap_step_degree | tap_step_percent | tap_phase_shifter
160 MVA 380/110 kV | 0.06 | 60 | 0.25 | 160 | 110 | 380 | 12.2 | 0 | Yy0 | hv | 0 | -9 | 9 | 0 | 1.5 | FALSE
100 MVA 220/110 kV | 0.06 | 55 | 0.26 | 100 | 110 | 220 | 12 | 0 | Yy0 | hv | 0 | -9 | 9 | 0 | 1.5 | FALSE
63 MVA 110/20 kV | 0.04 | 22 | 0.32 | 63 | 20 | 110 | 18 | 150 | YNd5 | hv | 0 | -9 | 9 | 0 | 1.5 | FALSE
40 MVA 110/20 kV | 0.05 | 18 | 0.34 | 40 | 20 | 110 | 16.2 | 150 | YNd5 | hv | 0 | -9 | 9 | 0 | 1.5 | FALSE
25 MVA 110/20 kV | 0.07 | 14 | 0.41 | 25 | 20 | 110 | 12 | 150 | YNd5 | hv | 0 | -9 | 9 | 0 | 1.5 | FALSE
63 MVA 110/10 kV | 0.04 | 22 | 0.32 | 63 | 10 | 110 | 18 | 150 | YNd5 | hv | 0 | -9 | 9 | 0 | 1.5 | FALSE
40 MVA 110/10 kV | 0.05 | 18 | 0.34 | 40 | 10 | 110 | 16.2 | 150 | YNd5 | hv | 0 | -9 | 9 | 0 | 1.5 | FALSE
25 MVA 110/10 kV | 0.07 | 14 | 0.41 | 25 | 10 | 110 | 12 | 150 | YNd5 | hv | 0 | -9 | 9 | 0 | 1.5 | FALSE
0.25 MVA 20/0.4 kV | 0.32 | 0.8 | 1.44 | 0.25 | 0.4 | 20 | 6 | 150 | Yzn5 | hv | 0 | -2 | 2 | 0 | 2.5 | FALSE
0.4 MVA 20/0.4 kV | 0.3375 | 1.35 | 1.425 | 0.4 | 0.4 | 20 | 6 | 150 | Dyn5 | hv | 0 | -2 | 2 | 0 | 2.5 | FALSE
0.63 MVA 20/0.4 kV | 0.2619 | 1.65 | 1.206 | 0.63 | 0.4 | 20 | 6 | 150 | Dyn5 | hv | 0 | -2 | 2 | 0 | 2.5 | FALSE
0.25 MVA 10/0.4 kV | 0.24 | 0.6 | 1.2 | 0.25 | 0.4 | 10 | 4 | 150 | Dyn5 | hv | 0 | -2 | 2 | 0 | 2.5 | FALSE
0.4 MVA 10/0.4 kV | 0.2375 | 0.95 | 1.325 | 0.4 | 0.4 | 10 | 4 | 150 | Dyn5 | hv | 0 | -2 | 2 | 0 | 2.5 | FALSE
0.63 MVA 10/0.4 kV | 0.1873 | 1.18 | 1.0794 | 0.63 | 0.4 | 10 | 4 | 150 | Dyn5 | hv | 0 | -2 | 2 | 0 | 2.5 | FALSE

## trafo3w_std_types
| sn_hv_mva | sn_mv_mva | sn_lv_mva | vn_hv_kv | vn_mv_kv | vn_lv_kv | vk_hv_percent | vk_mv_percent | vk_lv_percent | vkr_hv_percent | vkr_mv_percent | vkr_lv_percent | pfe_kw | i0_percent | shift_mv_degree | shift_lv_degree | vector_group | tap_side | tap_neutral | tap_min | tap_max | tap_step_percent
63/25/38 MVA 110/20/10 kV | 63 | 25 | 38 | 110 | 20 | 10 | 10.4 | 10.4 | 10.4 | 0.28 | 0.32 | 0.35 | 35 | 0.89 | 0 | 0 | YN0yn0yn0 | hv | 0 | -10 | 10 | 1.2
63/25/38 MVA 110/10/10 kV | 63 | 25 | 38 | 110 | 10 | 10 | 10.4 | 10.4 | 10.4 | 0.28 | 0.32 | 0.35 | 35 | 0.89 | 0 | 0 | YN0yn0yn0 | hv | 0 | -10 | 10 | 1.2

## fuse_std_types
| fuse_type | i_rated_a | t_avg | t_min | t_total | x_avg | x_min | x_total
HV 100A | HV 100A | 100 | 0 | [10.0, 3.64, 0.854, 0.281, 0.1, 0.0531, 0.022, 0.01] | [10.0, 4.267, 1.21, 0.403, 0.1, 0.058, 0.022, 0.01] | 0 | [300.0, 350.0, 450.0, 550.0, 700.0, 850.0, 1200.0, 1752.0] | [600.0, 700.0, 900.0, 1150.0, 1665.0, 2000.0, 3000.0, 4313.0]
HV 10A | HV 10A | 10 | 0 | [10.0, 1675.0, 0.344, 0.156, 0.1, 0.0417, 0.0171, 0.01] | [10.0, 1.3, 0.3, 0.155, 0.1, 0.0555, 0.023, 0.01] | 0 | [30.0, 32.0, 35.0, 37.0, 39.0, 50.0, 70.0, 88.0] | [60.0, 70.0, 80.0, 87.0, 94.0, 110.0, 150.0, 216.0]
HV 125A | HV 125A | 125 | 0 | [10.0, 1.82, 0.344, 0.1, 0.0467, 0.0269, 0.01] | [10.0, 2.478, 0.426, 0.1, 0.0427, 0.0211, 0.01] | 0 | [375.0, 500.0, 700.0, 925.0, 1200.0, 1500.0, 2341.0] | [750.0, 1000.0, 1500.0, 2200.0, 3000.0, 4000.0, 5765.0]
HV 160A | HV 160A | 160 | 0 | [10.0, 4.15, 1.03, 0.198, 0.1, 0.051, 0.0172, 0.01] | [10.0, 2.3, 0.734, 0.274, 0.1, 0.046, 0.0177, 0.01] | 0 | [480.0, 550.0, 700.0, 1000.0, 1260.0, 1600.0, 2500.0, 3227.0] | [960.0, 1300.0, 1700.0, 2200.0, 2996.0, 4000.0, 6000.0, 7946.0]
HV 16A | HV 16A | 16 | 0 | [10.0, 0.352, 0.164, 0.1, 0.0649, 0.0342, 0.01] | [10.0, 2.34, 0.722, 0.181, 0.1, 0.055, 0.0296, 0.01] | 0 | [48.0, 60.0, 65.0, 71.0, 80.0, 100.0, 162.0] | [96.0, 110.0, 125.0, 150.0, 168.0, 200.0, 250.0, 398.0]
HV 200A | HV 200A | 200 | 0 | [10.0, 4.267, 1.21, 0.403, 0.1, 0.058, 0.022, 0.01] | [10.0, 3.73, 1.654, 0.328, 0.1, 0.0531, 0.019, 0.01] | 0 | [600.0, 700.0, 900.0, 1150.0, 1665.0, 2000.0, 3000.0, 4313.0] | [1200.0, 1500.0, 1800.0, 2700.0, 3960.0, 5000.0, 7500.0, 10620.0]
HV 20A | HV 20A | 20 | 0 | [10.0, 1.3, 0.3, 0.155, 0.1, 0.0555, 0.023, 0.01] | [10.0, 1.3, 0.161, 0.1, 0.0611, 0.0399, 0.0141, 0.01] | 0 | [60.0, 70.0, 80.0, 87.0, 94.0, 110.0, 150.0, 216.0] | [120.0, 150.0, 200.0, 223.0, 260.0, 300.0, 450.0, 532.0]
HV 25A | HV 25A | 25 | 0 | [10.0, 2.512, 0.833, 0.299, 0.1, 0.0372, 0.0223, 0.01] | [10.0, 3.125, 0.597, 0.198, 0.1, 0.0378, 0.022, 0.01] | 0 | [75.0, 82.0, 90.0, 100.0, 124.0, 170.0, 200.0, 289.0] | [150.0, 170.0, 210.0, 250.0, 294.0, 400.0, 500.0, 711.0]
HV 31.5A | HV 31.5A | 31.5 | 0 | [10.0, 2.34, 0.722, 0.181, 0.1, 0.055, 0.0296, 0.01] | [10.0, 2.84, 0.368, 0.164, 0.1, 0.0621, 0.0378, 0.0195, 0.01] | 0 | [95.0, 110.0, 125.0, 150.0, 165.0, 200.0, 250.0, 390.0] | [189.0, 220.0, 300.0, 350.0, 393.0, 450.0, 530.0, 700.0, 960.0]
HV 40A | HV 40A | 40 | 0 | [10.0, 1.3, 0.161, 0.1, 0.0611, 0.0399, 0.0141, 0.01] | [10.0, 2.05, 0.369, 0.198, 0.1, 0.051, 0.0298, 0.01] | 0 | [120.0, 150.0, 200.0, 223.0, 260.0, 300.0, 450.0, 532.0] | [240.0, 300.0, 400.0, 450.0, 530.0, 650.0, 800.0, 1311.0]
HV 50A | HV 50A | 50 | 0 | [10.0, 3.215, 0.597, 0.198, 0.1, 0.0378, 0.022, 0.01] | [10.0, 3.64, 0.854, 0.281, 0.1, 0.0531, 0.022, 0.01] | 0 | [150.0, 170.0, 210.0, 250.0, 294.0, 400.0, 500.0, 711.0] | [300.0, 350.0, 450.0, 550.0, 700.0, 850.0, 1200.0, 1752.0]
HV 6.3A | HV 6.3A | 6.3 | 0 | [10.0, 1.39, 0.344, 0.168, 0.1, 0.056, 0.0263, 0.01] | [10.0, 1.711, 0.516, 0.198, 0.1, 0.0634, 0.0303, 0.01] | 0 | [19.0, 19.5, 20.4, 20.8, 22.0, 25.0, 32.0, 48.0] | [38.0, 40.0, 43.0, 48.0, 53.0, 60.0, 75.0, 118.0]
HV 63A | HV 63A | 63 | 0 | [10.0, 2.84, 0.368, 0.164, 0.1, 0.0621, 0.0378, 0.0195, 0.01] | [10.0, 1.82, 0.344, 0.1, 0.0467, 0.0269, 0.01] | 0 | [189.0, 220.0, 300.0, 350.0, 393.0, 450.0, 530.0, 700.0, 961.0] | [378.0, 500.0, 700.0, 934.0, 1200.0, 1500.0, 2366.0]
HV 80A | HV 80A | 80 | 0 | [10.0, 2.05, 0.369, 0.198, 0.1, 0.051, 0.0298, 0.01] | [10.0, 4.15, 1.03, 0.198, 0.1, 0.051, 0.0172, 0.01] | 0 | [240.0, 300.0, 400.0, 450.0, 530.0, 650.0, 800.0, 1311.0] | [480.0, 550.0, 700.0, 1000.0, 1260.0, 1600.0, 2500.0, 3227.0]
Siemens NH-1-100 | Siemens NH-1-100 | 100 | [5400.0, 2000.0, 400.0, 20.0, 1.0, 0.2, 0.012, 0.004] | 0 | 0 | [150.0, 190.0, 250.0, 430.0, 900.0, 1250.0, 2700.0, 3600.0] | 0 | 0
Siemens NH-1-125 | Siemens NH-1-125 | 125 | [4800.0, 120.0, 7.0, 0.1, 0.004] | 0 | 0 | [180.0, 400.0, 740.0, 2000.0, 4250.0] | 0 | 0
Siemens NH-1-16 | Siemens NH-1-16 | 16 | [4000.0, 400.0, 2.0, 0.1, 0.04, 0.01] | 0 | 0 | [26.0, 35.0, 75.0, 150.0, 200.0, 300.0] | 0 | 0
Siemens NH-1-160 | Siemens NH-1-160 | 160 | [4800.0, 120.0, 7.0, 0.1, 0.004] | 0 | 0 | [210.0, 500.0, 900.0, 2300.0, 5000.0] | 0 | 0
Siemens NH-1-25 | Siemens NH-1-25 | 25 | [4000.0, 1000.0, 10.0, 0.2, 0.02, 0.01] | 0 | 0 | [40.0, 50.0, 100.0, 210.0, 400.0, 500.0] | 0 | 0
Siemens NH-1-50 | Siemens NH-1-50 | 50 | [4000.0, 40.0, 4.0, 1.0, 0.02, 0.01] | 0 | 0 | [86.0, 200.0, 300.0, 400.0, 1000.0, 1280.0] | 0 | 0
Siemens NH-1-63 | Siemens NH-1-63 | 63 | [4000.0, 100.0, 10.0, 2.0, 0.04, 0.01] | 0 | 0 | [100.0, 200.0, 300.0, 400.0, 1000.0, 1500.0] | 0 | 0
Siemens NH-1-80 | Siemens NH-1-80 | 80 | [4800.0, 120.0, 7.0, 0.1, 0.01] | 0 | 0 | [150.58, 250.0, 450.0, 1150.0, 2470.0] | 0 | 0
Siemens NH-2-1000 | Siemens NH-2-1000 | 1000 | [4800.0, 120.0, 7.0, 0.1, 0.004] | 0 | 0 | [1900.0, 3500.0, 8400.0, 24000.0, 52000.0] | 0 | 0
Siemens NH-2-200 | Siemens NH-2-200 | 200 | [4800.0, 120.0, 7.0, 0.1, 0.004] | 0 | 0 | [280.0, 650.0, 1200.0, 3000.0, 7000.0] | 0 | 0
Siemens NH-2-224 | Siemens NH-2-224 | 224 | [4800.0, 120.0, 7.0, 0.2, 0.04, 0.004] | 0 | 0 | [400.0, 750.0, 1453.0, 3025.0, 4315.0, 7600.0] | 0 | 0
Siemens NH-2-250 | Siemens NH-2-250 | 250 | [4800.0, 120.0, 7.0, 0.1, 0.004] | 0 | 0 | [450.0, 800.0, 1650.0, 4000.0, 8500.0] | 0 | 0
Siemens NH-2-315 | Siemens NH-2-315 | 315 | [4800.0, 120.0, 7.0, 0.1, 0.004] | 0 | 0 | [550.0, 920.0, 1900.0, 5000.0, 11000.0] | 0 | 0
Siemens NH-2-355 | Siemens NH-2-355 | 355 | [4800.0, 120.0, 6.0, 0.1, 0.004] | 0 | 0 | [650.0, 1116.27, 2350.0, 5840.0, 12790.0] | 0 | 0
Siemens NH-2-400 | Siemens NH-2-400 | 400 | [4800.0, 120.0, 7.0, 0.1, 0.004] | 0 | 0 | [720.0, 1350.0, 2800.0, 6500.0, 15000.0] | 0 | 0
Siemens NH-2-425 | Siemens NH-2-425 | 425 | [4800.0, 120.0, 7.0, 0.1, 0.004] | 0 | 0 | [850.0, 1500.0, 3050.0, 7500.0, 16500.0] | 0 | 0
Siemens NH-2-630 | Siemens NH-2-630 | 630 | [4800.0, 120.0, 7.0, 0.1, 0.004] | 0 | 0 | [1200.0, 2000.0, 4800.0, 12000.0, 26000.0] | 0 | 0

## dtypes
| element | column | dtype
0 | bus | name | object
1 | bus | vn_kv | float64
2 | bus | type | object
3 | bus | zone | object
4 | bus | in_service | bool
5 | load | name | object
6 | load | bus | uint32
7 | load | p_mw | float64
8 | load | q_mvar | float64
9 | load | const_z_percent | float64
10 | load | const_i_percent | float64
11 | load | sn_mva | float64
12 | load | scaling | float64
13 | load | in_service | bool
14 | load | type | object
15 | ext_grid | name | object
16 | ext_grid | bus | uint32
17 | ext_grid | vm_pu | float64
18 | ext_grid | va_degree | float64
19 | ext_grid | slack_weight | float64
20 | ext_grid | in_service | bool
21 | line | name | object
22 | line | std_type | object
23 | line | from_bus | uint32
24 | line | to_bus | uint32
25 | line | length_km | float64
26 | line | r_ohm_per_km | float64
27 | line | x_ohm_per_km | float64
28 | line | c_nf_per_km | float64
29 | line | g_us_per_km | float64
30 | line | max_i_ka | float64
31 | line | df | float64
32 | line | parallel | uint32
33 | line | type | object
34 | line | in_service | bool
35 | trafo | name | object
36 | trafo | std_type | object
37 | trafo | hv_bus | uint32
38 | trafo | lv_bus | uint32
39 | trafo | sn_mva | float64
40 | trafo | vn_hv_kv | float64
41 | trafo | vn_lv_kv | float64
42 | trafo | vk_percent | float64
43 | trafo | vkr_percent | float64
44 | trafo | pfe_kw | float64
45 | trafo | i0_percent | float64
46 | trafo | shift_degree | float64
47 | trafo | tap_side | object
48 | trafo | tap_neutral | int32
49 | trafo | tap_min | int32
50 | trafo | tap_max | int32
51 | trafo | tap_step_percent | float64
52 | trafo | tap_step_degree | float64
53 | trafo | tap_pos | int32
54 | trafo | tap_phase_shifter | bool
55 | trafo | parallel | uint32
56 | trafo | df | float64
57 | trafo | in_service | bool
58 | line_geodata | coords | object
59 | bus_geodata | x | float64
60 | bus_geodata | y | float64
61 | bus_geodata | coords | object

## parameters
| version | format_version | converged | OPF_converged | name | f_hz | sn_mva
0 | 2.14.6 | 2.14.0 | FALSE | FALSE |  | 50 | 1