## bus
| name | vn_kv | type | zone | in_service
0 | bus_LV_4203-9_0_7_node_0 | 0.4 | n |  | TRUE
1 | bus_LV_4203-9_0_7_node_18 | 0.4 | n |  | TRUE
2 | bus_LV_4203-9_0_7_node_19 | 0.4 | n |  | TRUE
3 | bus_LV_4203-9_0_7_node_272 | 0.4 | n |  | TRUE
4 | bus_LV_4203-9_0_7_node_75 | 0.4 | n |  | TRUE
5 | bus_LV_4203-9_0_7_node_2 | 0.4 | n |  | TRUE
6 | bus_LV_4203-9_0_7_node_3 | 0.4 | n |  | TRUE
7 | bus_LV_4203-9_0_7_node_4 | 0.4 | n |  | TRUE
8 | bus_LV_4203-9_0_7_node_5 | 0.4 | n |  | TRUE
9 | bus_LV_4203-9_0_7_node_6 | 0.4 | n |  | TRUE
10 | bus_LV_4203-9_0_7_node_28 | 0.4 | n |  | TRUE
11 | bus_LV_4203-9_0_7_node_27 | 0.4 | n |  | TRUE
12 | bus_LV_4203-9_0_7_node_26 | 0.4 | n |  | TRUE
13 | bus_LV_4203-9_0_7_node_7 | 0.4 | n |  | TRUE
14 | bus_LV_4203-9_0_7_node_90 | 0.4 | n |  | TRUE
15 | bus_LV_4203-9_0_7_node_29 | 0.4 | n |  | TRUE
16 | bus_LV_4203-9_0_7_node_270 | 0.4 | n |  | TRUE
17 | bus_LV_4203-9_0_7_node_57 | 0.4 | n |  | TRUE
18 | bus_LV_4203-9_0_7_node_25 | 0.4 | n |  | TRUE
19 | bus_LV_4203-9_0_7_node_71 | 0.4 | n |  | TRUE
20 | bus_LV_4203-9_0_7_node_8 | 0.4 | n |  | TRUE
21 | bus_LV_4203-9_0_7_node_9 | 0.4 | n |  | TRUE
22 | bus_LV_4203-9_0_7_node_10 | 0.4 | n |  | TRUE
23 | bus_LV_4203-9_0_7_node_11 | 0.4 | n |  | TRUE
24 | bus_LV_4203-9_0_7_node_12 | 0.4 | n |  | TRUE
25 | bus_LV_4203-9_0_7_node_76 | 0.4 | n |  | TRUE
26 | bus_LV_4203-9_0_7_node_40 | 0.4 | n |  | TRUE
27 | bus_LV_4203-9_0_7_node_38 | 0.4 | n |  | TRUE
28 | bus_LV_4203-9_0_7_node_13 | 0.4 | n |  | TRUE
29 | bus_LV_4203-9_0_7_node_14 | 0.4 | n |  | TRUE
30 | bus_LV_4203-9_0_7_node_15 | 0.4 | n |  | TRUE
31 | bus_LV_4203-9_0_7_node_16 | 0.4 | n |  | TRUE
32 | bus_LV_4203-9_0_7_node_17 | 0.4 | n |  | TRUE
33 | bus_LV_4203-9_0_7_node_53 | 0.4 | n |  | TRUE
34 | bus_LV_4203-9_0_7_node_35 | 0.4 | n |  | TRUE
35 | bus_LV_4203-9_0_7_node_51 | 0.4 | n |  | TRUE
36 | bus_LV_4203-9_0_7_node_47 | 0.4 | n |  | TRUE
37 | bus_LV_4203-9_0_7_node_44 | 0.4 | n |  | TRUE
38 | bus_LV_4203-9_0_7_node_20 | 0.4 | n |  | TRUE
39 | bus_LV_4203-9_0_7_node_92 | 0.4 | n |  | TRUE
40 | bus_LV_4203-9_0_7_node_217 | 0.4 | n |  | TRUE
41 | bus_LV_4203-9_0_7_node_93 | 0.4 | n |  | TRUE
42 | bus_LV_4203-9_0_7_node_110 | 0.4 | n |  | TRUE
43 | bus_LV_4203-9_0_7_node_96 | 0.4 | n |  | TRUE
44 | bus_LV_4203-9_0_7_node_21 | 0.4 | n |  | TRUE
45 | bus_LV_4203-9_0_7_node_22 | 0.4 | n |  | TRUE
46 | bus_LV_4203-9_0_7_node_23 | 0.4 | n |  | TRUE
47 | bus_LV_4203-9_0_7_node_24 | 0.4 | n |  | TRUE
48 | bus_LV_4203-9_0_7_node_55 | 0.4 | n |  | TRUE
49 | bus_LV_4203-9_0_7_node_30 | 0.4 | n |  | TRUE
50 | bus_LV_4203-9_0_7_node_31 | 0.4 | n |  | TRUE
51 | bus_LV_4203-9_0_7_node_32 | 0.4 | n |  | TRUE
52 | bus_LV_4203-9_0_7_node_33 | 0.4 | n |  | TRUE
53 | bus_LV_4203-9_0_7_node_34 | 0.4 | n |  | TRUE
54 | bus_LV_4203-9_0_7_node_42 | 0.4 | n |  | TRUE
55 | bus_LV_4203-9_0_7_node_49 | 0.4 | n |  | TRUE
56 | bus_LV_4203-9_0_7_node_43 | 0.4 | n |  | TRUE
57 | bus_LV_4203-9_0_7_node_48 | 0.4 | n |  | TRUE
58 | bus_LV_4203-9_0_7_node_73 | 0.4 | n |  | TRUE
59 | bus_LV_4203-9_0_7_node_45 | 0.4 | n |  | TRUE
60 | bus_LV_4203-9_0_7_node_36 | 0.4 | n |  | TRUE
61 | bus_LV_4203-9_0_7_node_37 | 0.4 | n |  | TRUE
62 | bus_LV_4203-9_0_7_node_39 | 0.4 | n |  | TRUE
63 | bus_LV_4203-9_0_7_node_41 | 0.4 | n |  | TRUE
64 | bus_LV_4203-9_0_7_node_77 | 0.4 | n |  | TRUE
65 | bus_LV_4203-9_0_7_node_78 | 0.4 | n |  | TRUE
66 | bus_LV_4203-9_0_7_node_46 | 0.4 | n |  | TRUE
67 | bus_LV_4203-9_0_7_node_103 | 0.4 | n |  | TRUE
68 | bus_LV_4203-9_0_7_node_104 | 0.4 | n |  | TRUE
69 | bus_LV_4203-9_0_7_node_105 | 0.4 | n |  | TRUE
70 | bus_LV_4203-9_0_7_node_122 | 0.4 | n |  | TRUE
71 | bus_LV_4203-9_0_7_node_131 | 0.4 | n |  | TRUE
72 | bus_LV_4203-9_0_7_node_155 | 0.4 | n |  | TRUE
73 | bus_LV_4203-9_0_7_node_74 | 0.4 | n |  | TRUE
74 | bus_LV_4203-9_0_7_node_50 | 0.4 | n |  | TRUE
75 | bus_LV_4203-9_0_7_node_52 | 0.4 | n |  | TRUE
76 | bus_LV_4203-9_0_7_node_54 | 0.4 | n |  | TRUE
77 | bus_LV_4203-9_0_7_node_56 | 0.4 | n |  | TRUE
78 | bus_LV_4203-9_0_7_node_58 | 0.4 | n |  | TRUE
79 | bus_LV_4203-9_0_7_node_72 | 0.4 | n |  | TRUE
80 | bus_LV_4203-9_0_7_node_59 | 0.4 | n |  | TRUE
81 | bus_LV_4203-9_0_7_node_60 | 0.4 | n |  | TRUE
82 | bus_LV_4203-9_0_7_node_61 | 0.4 | n |  | TRUE
83 | bus_LV_4203-9_0_7_node_62 | 0.4 | n |  | TRUE
84 | bus_LV_4203-9_0_7_node_63 | 0.4 | n |  | TRUE
85 | bus_LV_4203-9_0_7_node_64 | 0.4 | n |  | TRUE
86 | bus_LV_4203-9_0_7_node_86 | 0.4 | n |  | TRUE
87 | bus_LV_4203-9_0_7_node_98 | 0.4 | n |  | TRUE
88 | bus_LV_4203-9_0_7_node_97 | 0.4 | n |  | TRUE
89 | bus_LV_4203-9_0_7_node_87 | 0.4 | n |  | TRUE
90 | bus_LV_4203-9_0_7_node_102 | 0.4 | n |  | TRUE
91 | bus_LV_4203-9_0_7_node_164 | 0.4 | n |  | TRUE
92 | bus_LV_4203-9_0_7_node_88 | 0.4 | n |  | TRUE
93 | bus_LV_4203-9_0_7_node_106 | 0.4 | n |  | TRUE
94 | bus_LV_4203-9_0_7_node_107 | 0.4 | n |  | TRUE
95 | bus_LV_4203-9_0_7_node_89 | 0.4 | n |  | TRUE
96 | bus_LV_4203-9_0_7_node_65 | 0.4 | n |  | TRUE
97 | bus_LV_4203-9_0_7_node_66 | 0.4 | n |  | TRUE
98 | bus_LV_4203-9_0_7_node_67 | 0.4 | n |  | TRUE
99 | bus_LV_4203-9_0_7_node_68 | 0.4 | n |  | TRUE
100 | bus_LV_4203-9_0_7_node_69 | 0.4 | n |  | TRUE
101 | bus_LV_4203-9_0_7_node_70 | 0.4 | n |  | TRUE
102 | bus_LV_4203-9_0_7_node_100 | 0.4 | n |  | TRUE
103 | bus_LV_4203-9_0_7_node_80 | 0.4 | n |  | TRUE
104 | bus_LV_4203-9_0_7_node_91 | 0.4 | n |  | TRUE
105 | bus_LV_4203-9_0_7_node_101 | 0.4 | n |  | TRUE
106 | bus_LV_4203-9_0_7_node_79 | 0.4 | n |  | TRUE
107 | bus_LV_4203-9_0_7_node_99 | 0.4 | n |  | TRUE
108 | bus_LV_4203-9_0_7_node_94 | 0.4 | n |  | TRUE
109 | bus_LV_4203-9_0_7_node_81 | 0.4 | n |  | TRUE
110 | bus_LV_4203-9_0_7_node_82 | 0.4 | n |  | TRUE
111 | bus_LV_4203-9_0_7_node_83 | 0.4 | n |  | TRUE
112 | bus_LV_4203-9_0_7_node_84 | 0.4 | n |  | TRUE
113 | bus_LV_4203-9_0_7_node_85 | 0.4 | n |  | TRUE
114 | bus_LV_4203-9_0_7_node_108 | 0.4 | n |  | TRUE
115 | bus_LV_4203-9_0_7_node_109 | 0.4 | n |  | TRUE
116 | bus_LV_4203-9_0_7_node_95 | 0.4 | n |  | TRUE
117 | bus_LV_4203-9_0_7_node_218 | 0.4 | n |  | TRUE
118 | bus_LV_4203-9_0_7_node_141 | 0.4 | n |  | TRUE
119 | bus_LV_4203-9_0_7_node_137 | 0.4 | n |  | TRUE
120 | bus_LV_4203-9_0_7_node_153 | 0.4 | n |  | TRUE
121 | bus_LV_4203-9_0_7_node_197 | 0.4 | n |  | TRUE
122 | bus_LV_4203-9_0_7_node_161 | 0.4 | n |  | TRUE
123 | bus_LV_4203-9_0_7_node_123 | 0.4 | n |  | TRUE
124 | bus_LV_4203-9_0_7_node_124 | 0.4 | n |  | TRUE
125 | bus_LV_4203-9_0_7_node_132 | 0.4 | n |  | TRUE
126 | bus_LV_4203-9_0_7_node_156 | 0.4 | n |  | TRUE
127 | bus_LV_4203-9_0_7_node_138 | 0.4 | n |  | TRUE
128 | bus_LV_4203-9_0_7_node_139 | 0.4 | n |  | TRUE
129 | bus_LV_4203-9_0_7_node_154 | 0.4 | n |  | TRUE
130 | bus_LV_4203-9_0_7_node_125 | 0.4 | n |  | TRUE
131 | bus_LV_4203-9_0_7_node_147 | 0.4 | n |  | TRUE
132 | bus_LV_4203-9_0_7_node_111 | 0.4 | n |  | TRUE
133 | bus_LV_4203-9_0_7_node_112 | 0.4 | n |  | TRUE
134 | bus_LV_4203-9_0_7_node_113 | 0.4 | n |  | TRUE
135 | bus_LV_4203-9_0_7_node_114 | 0.4 | n |  | TRUE
136 | bus_LV_4203-9_0_7_node_120 | 0.4 | n |  | TRUE
137 | bus_LV_4203-9_0_7_node_127 | 0.4 | n |  | TRUE
138 | bus_LV_4203-9_0_7_node_126 | 0.4 | n |  | TRUE
139 | bus_LV_4203-9_0_7_node_115 | 0.4 | n |  | TRUE
140 | bus_LV_4203-9_0_7_node_116 | 0.4 | n |  | TRUE
141 | bus_LV_4203-9_0_7_node_117 | 0.4 | n |  | TRUE
142 | bus_LV_4203-9_0_7_node_118 | 0.4 | n |  | TRUE
143 | bus_LV_4203-9_0_7_node_119 | 0.4 | n |  | TRUE
144 | bus_LV_4203-9_0_7_node_130 | 0.4 | n |  | TRUE
145 | bus_LV_4203-9_0_7_node_128 | 0.4 | n |  | TRUE
146 | bus_LV_4203-9_0_7_node_129 | 0.4 | n |  | TRUE
147 | bus_LV_4203-9_0_7_node_136 | 0.4 | n |  | TRUE
148 | bus_LV_4203-9_0_7_node_133 | 0.4 | n |  | TRUE
149 | bus_LV_4203-9_0_7_node_208 | 0.4 | n |  | TRUE
150 | bus_LV_4203-9_0_7_node_134 | 0.4 | n |  | TRUE
151 | bus_LV_4203-9_0_7_node_135 | 0.4 | n |  | TRUE
152 | bus_LV_4203-9_0_7_node_209 | 0.4 | n |  | TRUE
153 | bus_LV_4203-9_0_7_node_269 | 0.4 | n |  | TRUE
154 | bus_LV_4203-9_0_7_node_143 | 0.4 | n |  | TRUE
155 | bus_LV_4203-9_0_7_node_193 | 0.4 | n |  | TRUE
156 | bus_LV_4203-9_0_7_node_183 | 0.4 | n |  | TRUE
157 | bus_LV_4203-9_0_7_node_142 | 0.4 | n |  | TRUE
158 | bus_LV_4203-9_0_7_node_194 | 0.4 | n |  | TRUE
159 | bus_LV_4203-9_0_7_node_140 | 0.4 | n |  | TRUE
160 | bus_LV_4203-9_0_7_node_144 | 0.4 | n |  | TRUE
161 | bus_LV_4203-9_0_7_node_145 | 0.4 | n |  | TRUE
162 | bus_LV_4203-9_0_7_node_261 | 0.4 | n |  | TRUE
163 | bus_LV_4203-9_0_7_node_224 | 0.4 | n |  | TRUE
164 | bus_LV_4203-9_0_7_node_257 | 0.4 | n |  | TRUE
165 | bus_LV_4203-9_0_7_node_181 | 0.4 | n |  | TRUE
166 | bus_LV_4203-9_0_7_node_262 | 0.4 | n |  | TRUE
167 | bus_LV_4203-9_0_7_node_260 | 0.4 | n |  | TRUE
168 | bus_LV_4203-9_0_7_node_267 | 0.4 | n |  | TRUE
169 | bus_LV_4203-9_0_7_node_228 | 0.4 | n |  | TRUE
170 | bus_LV_4203-9_0_7_node_226 | 0.4 | n |  | TRUE
171 | bus_LV_4203-9_0_7_node_223 | 0.4 | n |  | TRUE
172 | bus_LV_4203-9_0_7_node_258 | 0.4 | n |  | TRUE
173 | bus_LV_4203-9_0_7_node_148 | 0.4 | n |  | TRUE
174 | bus_LV_4203-9_0_7_node_149 | 0.4 | n |  | TRUE
175 | bus_LV_4203-9_0_7_node_150 | 0.4 | n |  | TRUE
176 | bus_LV_4203-9_0_7_node_151 | 0.4 | n |  | TRUE
177 | bus_LV_4203-9_0_7_node_152 | 0.4 | n |  | TRUE
178 | bus_LV_4203-9_0_7_node_159 | 0.4 | n |  | TRUE
179 | bus_LV_4203-9_0_7_node_172 | 0.4 | n |  | TRUE
180 | bus_LV_4203-9_0_7_node_176 | 0.4 | n |  | TRUE
181 | bus_LV_4203-9_0_7_node_177 | 0.4 | n |  | TRUE
182 | bus_LV_4203-9_0_7_node_178 | 0.4 | n |  | TRUE
183 | bus_LV_4203-9_0_7_node_173 | 0.4 | n |  | TRUE
184 | bus_LV_4203-9_0_7_node_195 | 0.4 | n |  | TRUE
185 | bus_LV_4203-9_0_7_node_196 | 0.4 | n |  | TRUE
186 | bus_LV_4203-9_0_7_node_157 | 0.4 | n |  | TRUE
187 | bus_LV_4203-9_0_7_node_158 | 0.4 | n |  | TRUE
188 | bus_LV_4203-9_0_7_node_174 | 0.4 | n |  | TRUE
189 | bus_LV_4203-9_0_7_node_175 | 0.4 | n |  | TRUE
190 | bus_LV_4203-9_0_7_node_184 | 0.4 | n |  | TRUE
191 | bus_LV_4203-9_0_7_node_171 | 0.4 | n |  | TRUE
192 | bus_LV_4203-9_0_7_node_210 | 0.4 | n |  | TRUE
193 | bus_LV_4203-9_0_7_node_160 | 0.4 | n |  | TRUE
194 | bus_LV_4203-9_0_7_node_162 | 0.4 | n |  | TRUE
195 | bus_LV_4203-9_0_7_node_163 | 0.4 | n |  | TRUE
196 | bus_LV_4203-9_0_7_node_165 | 0.4 | n |  | TRUE
197 | bus_LV_4203-9_0_7_node_166 | 0.4 | n |  | TRUE
198 | bus_LV_4203-9_0_7_node_198 | 0.4 | n |  | TRUE
199 | bus_LV_4203-9_0_7_node_186 | 0.4 | n |  | TRUE
200 | bus_LV_4203-9_0_7_node_200 | 0.4 | n |  | TRUE
201 | bus_LV_4203-9_0_7_node_199 | 0.4 | n |  | TRUE
202 | bus_LV_4203-9_0_7_node_191 | 0.4 | n |  | TRUE
203 | bus_LV_4203-9_0_7_node_192 | 0.4 | n |  | TRUE
204 | bus_LV_4203-9_0_7_node_185 | 0.4 | n |  | TRUE
205 | bus_LV_4203-9_0_7_node_167 | 0.4 | n |  | TRUE
206 | bus_LV_4203-9_0_7_node_169 | 0.4 | n |  | TRUE
207 | bus_LV_4203-9_0_7_node_168 | 0.4 | n |  | TRUE
208 | bus_LV_4203-9_0_7_node_170 | 0.4 | n |  | TRUE
209 | bus_LV_4203-9_0_7_node_240 | 0.4 | n |  | TRUE
210 | bus_LV_4203-9_0_7_node_206 | 0.4 | n |  | TRUE
211 | bus_LV_4203-9_0_7_node_237 | 0.4 | n |  | TRUE
212 | bus_LV_4203-9_0_7_node_204 | 0.4 | n |  | TRUE
213 | bus_LV_4203-9_0_7_node_202 | 0.4 | n |  | TRUE
214 | bus_LV_4203-9_0_7_node_211 | 0.4 | n |  | TRUE
215 | bus_LV_4203-9_0_7_node_179 | 0.4 | n |  | TRUE
216 | bus_LV_4203-9_0_7_node_180 | 0.4 | n |  | TRUE
217 | bus_LV_4203-9_0_7_node_182 | 0.4 | n |  | TRUE
218 | bus_LV_4203-9_0_7_node_189 | 0.4 | n |  | TRUE
219 | bus_LV_4203-9_0_7_node_188 | 0.4 | n |  | TRUE
220 | bus_LV_4203-9_0_7_node_187 | 0.4 | n |  | TRUE
221 | bus_LV_4203-9_0_7_node_242 | 0.4 | n |  | TRUE
222 | bus_LV_4203-9_0_7_node_221 | 0.4 | n |  | TRUE
223 | bus_LV_4203-9_0_7_node_241 | 0.4 | n |  | TRUE
224 | bus_LV_4203-9_0_7_node_190 | 0.4 | n |  | TRUE
225 | bus_LV_4203-9_0_7_node_220 | 0.4 | n |  | TRUE
226 | bus_LV_4203-9_0_7_node_201 | 0.4 | n |  | TRUE
227 | bus_LV_4203-9_0_7_node_203 | 0.4 | n |  | TRUE
228 | bus_LV_4203-9_0_7_node_205 | 0.4 | n |  | TRUE
229 | bus_LV_4203-9_0_7_node_207 | 0.4 | n |  | TRUE
230 | bus_LV_4203-9_0_7_node_235 | 0.4 | n |  | TRUE
231 | bus_LV_4203-9_0_7_node_212 | 0.4 | n |  | TRUE
232 | bus_LV_4203-9_0_7_node_214 | 0.4 | n |  | TRUE
233 | bus_LV_4203-9_0_7_node_216 | 0.4 | n |  | TRUE
234 | bus_LV_4203-9_0_7_node_238 | 0.4 | n |  | TRUE
235 | bus_LV_4203-9_0_7_node_255 | 0.4 | n |  | TRUE
236 | bus_LV_4203-9_0_7_node_236 | 0.4 | n |  | TRUE
237 | bus_LV_4203-9_0_7_node_219 | 0.4 | n |  | TRUE
238 | bus_LV_4203-9_0_7_node_264 | 0.4 | n |  | TRUE
239 | bus_LV_4203-9_0_7_node_263 | 0.4 | n |  | TRUE
240 | bus_LV_4203-9_0_7_node_222 | 0.4 | n |  | TRUE
241 | bus_LV_4203-9_0_7_node_225 | 0.4 | n |  | TRUE
242 | bus_LV_4203-9_0_7_node_227 | 0.4 | n |  | TRUE
243 | bus_LV_4203-9_0_7_node_254 | 0.4 | n |  | TRUE
244 | bus_LV_4203-9_0_7_node_252 | 0.4 | n |  | TRUE
245 | bus_LV_4203-9_0_7_node_251 | 0.4 | n |  | TRUE
246 | bus_LV_4203-9_0_7_node_278 | 0.4 | n |  | TRUE
247 | bus_LV_4203-9_0_7_node_265 | 0.4 | n |  | TRUE
248 | bus_LV_4203-9_0_7_node_253 | 0.4 | n |  | TRUE
249 | bus_LV_4203-9_0_7_node_256 | 0.4 | n |  | TRUE
250 | bus_LV_4203-9_0_7_node_248 | 0.4 | n |  | TRUE
251 | bus_LV_4203-9_0_7_node_229 | 0.4 | n |  | TRUE
252 | bus_LV_4203-9_0_7_node_230 | 0.4 | n |  | TRUE
253 | bus_LV_4203-9_0_7_node_231 | 0.4 | n |  | TRUE
254 | bus_LV_4203-9_0_7_node_232 | 0.4 | n |  | TRUE
255 | bus_LV_4203-9_0_7_node_233 | 0.4 | n |  | TRUE
256 | bus_LV_4203-9_0_7_node_234 | 0.4 | n |  | TRUE
257 | bus_LV_4203-9_0_7_node_239 | 0.4 | n |  | TRUE
258 | bus_LV_4203-9_0_7_node_244 | 0.4 | n |  | TRUE
259 | bus_LV_4203-9_0_7_node_243 | 0.4 | n |  | TRUE
260 | bus_LV_4203-9_0_7_node_245 | 0.4 | n |  | TRUE
261 | bus_LV_4203-9_0_7_node_246 | 0.4 | n |  | TRUE
262 | bus_LV_4203-9_0_7_node_247 | 0.4 | n |  | TRUE
263 | bus_LV_4203-9_0_7_node_249 | 0.4 | n |  | TRUE
264 | bus_LV_4203-9_0_7_node_250 | 0.4 | n |  | TRUE
265 | bus_LV_4203-9_0_7_node_276 | 0.4 | n |  | TRUE
266 | bus_LV_4203-9_0_7_node_274 | 0.4 | n |  | TRUE
267 | bus_LV_4203-9_0_7_node_275 | 0.4 | n |  | TRUE
268 | bus_LV_4203-9_0_7_node_273 | 0.4 | n |  | TRUE
269 | bus_LV_4203-9_0_7_node_268 | 0.4 | n |  | TRUE
270 | bus_LV_4203-9_0_7_node_277 | 0.4 | n |  | TRUE
271 | bus_LV_4203-9_0_7_node_259 | 0.4 | n |  | TRUE
272 | bus_MV_423_1_node_149 | 20 | n |  | TRUE

## load
| name | bus | p_mw | q_mvar | const_z_percent | const_i_percent | sn_mva | scaling | in_service | type
0 | LV_4203-9_0_7_load_0 | 0 | 0.0014641 | 0.00036694 | 0 | 0 |  | 1 | TRUE | wye
1 | LV_4203-9_0_7_load_18 | 1 | 0.0050379 | 0.0012626 | 0 | 0 |  | 1 | TRUE | wye
2 | LV_4203-9_0_7_load_19 | 2 | 0.003388 | 0.0008491 | 0 | 0 |  | 1 | TRUE | wye
3 | LV_4203-9_0_7_load_272 | 3 | 0.0011503 | 0.0002883 | 0 | 0 |  | 1 | TRUE | wye
4 | LV_4203-9_0_7_load_75 | 4 | 0.00040019 | 0.0001003 | 0 | 0 |  | 1 | TRUE | wye
5 | LV_4203-9_0_7_load_2 | 5 | 0.00082515 | 0.0002068 | 0 | 0 |  | 1 | TRUE | wye
6 | LV_4203-9_0_7_load_3 | 6 | 0.0020906 | 0.00052395 | 0 | 0 |  | 1 | TRUE | wye
7 | LV_4203-9_0_7_load_5 | 8 | 0.00090977 | 0.00022801 | 0 | 0 |  | 1 | TRUE | wye
8 | LV_4203-9_0_7_load_26 | 12 | 0.0025247 | 0.00063276 | 0 | 0 |  | 1 | TRUE | wye
9 | LV_4203-9_0_7_load_90 | 14 | 0.0041299 | 0.0010351 | 0 | 0 |  | 1 | TRUE | wye
10 | LV_4203-9_0_7_load_270 | 16 | 0.0020267 | 0.00050793 | 0 | 0 |  | 1 | TRUE | wye
11 | LV_4203-9_0_7_load_25 | 18 | 0.0023951 | 0.00060027 | 0 | 0 |  | 1 | TRUE | wye
12 | LV_4203-9_0_7_load_8 | 20 | 0.0022286 | 0.00055853 | 0 | 0 |  | 1 | TRUE | wye
13 | LV_4203-9_0_7_load_9 | 21 | 0.0022988 | 0.00057614 | 0 | 0 |  | 1 | TRUE | wye
14 | LV_4203-9_0_7_load_10 | 22 | 0.0024377 | 0.00061095 | 0 | 0 |  | 1 | TRUE | wye
15 | LV_4203-9_0_7_load_11 | 23 | 0.0017438 | 0.00043705 | 0 | 0 |  | 1 | TRUE | wye
16 | LV_4203-9_0_7_load_12 | 24 | 0.0032659 | 0.00081851 | 0 | 0 |  | 1 | TRUE | wye
17 | LV_4203-9_0_7_load_76 | 25 | 0.0024095 | 0.00060387 | 0 | 0 |  | 1 | TRUE | wye
18 | LV_4203-9_0_7_load_13 | 28 | 0.0025295 | 0.00063394 | 0 | 0 |  | 1 | TRUE | wye
19 | LV_4203-9_0_7_load_14 | 29 | 0.00092422 | 0.00023163 | 0 | 0 |  | 1 | TRUE | wye
20 | LV_4203-9_0_7_load_15 | 30 | 0.0011237 | 0.00028163 | 0 | 0 |  | 1 | TRUE | wye
21 | LV_4203-9_0_7_load_16 | 31 | 0.0011422 | 0.00028625 | 0 | 0 |  | 1 | TRUE | wye
22 | LV_4203-9_0_7_load_17 | 32 | 0.00083152 | 0.0002084 | 0 | 0 |  | 1 | TRUE | wye
23 | LV_4203-9_0_7_load_53 | 33 | 0.0019981 | 0.00050076 | 0 | 0 |  | 1 | TRUE | wye
24 | LV_4203-9_0_7_load_47 | 36 | 0.0023585 | 0.0005911 | 0 | 0 |  | 1 | TRUE | wye
25 | LV_4203-9_0_7_load_44 | 37 | 0.0027169 | 0.00068093 | 0 | 0 |  | 1 | TRUE | wye
26 | LV_4203-9_0_7_load_217 | 40 | 0.0039333 | 0.00098579 | 0 | 0 |  | 1 | TRUE | wye
27 | LV_4203-9_0_7_load_110 | 42 | 0.0061122 | 0.0015319 | 0 | 0 |  | 1 | TRUE | wye
28 | LV_4203-9_0_7_load_96 | 43 | 0.0036204 | 0.00090737 | 0 | 0 |  | 1 | TRUE | wye
29 | LV_4203-9_0_7_load_21 | 44 | 0.0021407 | 0.0005365 | 0 | 0 |  | 1 | TRUE | wye
30 | LV_4203-9_0_7_load_22 | 45 | 0.0019389 | 0.00048594 | 0 | 0 |  | 1 | TRUE | wye
31 | LV_4203-9_0_7_load_24 | 47 | 0.0043424 | 0.0010883 | 0 | 0 |  | 1 | TRUE | wye
32 | LV_4203-9_0_7_load_55 | 48 | 0.0035538 | 0.00089066 | 0 | 0 |  | 1 | TRUE | wye
33 | LV_4203-9_0_7_load_30 | 49 | 0.001299 | 0.00032555 | 0 | 0 |  | 1 | TRUE | wye
34 | LV_4203-9_0_7_load_31 | 50 | 0.0012481 | 0.0003128 | 0 | 0 |  | 1 | TRUE | wye
35 | LV_4203-9_0_7_load_33 | 52 | 0.0029764 | 0.00074596 | 0 | 0 |  | 1 | TRUE | wye
36 | LV_4203-9_0_7_load_34 | 53 | 0.0019602 | 0.00049126 | 0 | 0 |  | 1 | TRUE | wye
37 | LV_4203-9_0_7_load_42 | 54 | 0.001502 | 0.00037642 | 0 | 0 |  | 1 | TRUE | wye
38 | LV_4203-9_0_7_load_49 | 55 | 0.0012623 | 0.00031636 | 0 | 0 |  | 1 | TRUE | wye
39 | LV_4203-9_0_7_load_43 | 56 | 0.0020639 | 0.00051725 | 0 | 0 |  | 1 | TRUE | wye
40 | LV_4203-9_0_7_load_48 | 57 | 0.0020853 | 0.00052263 | 0 | 0 |  | 1 | TRUE | wye
41 | LV_4203-9_0_7_load_73 | 58 | 0.0014299 | 0.00035836 | 0 | 0 |  | 1 | TRUE | wye
42 | LV_4203-9_0_7_load_45 | 59 | 0.001996 | 0.00050025 | 0 | 0 |  | 1 | TRUE | wye
43 | LV_4203-9_0_7_load_36 | 60 | 0.0030564 | 0.00076599 | 0 | 0 |  | 1 | TRUE | wye
44 | LV_4203-9_0_7_load_37 | 61 | 0.0026229 | 0.00065735 | 0 | 0 |  | 1 | TRUE | wye
45 | LV_4203-9_0_7_load_39 | 62 | 0.0042937 | 0.0010761 | 0 | 0 |  | 1 | TRUE | wye
46 | LV_4203-9_0_7_load_41 | 63 | 0.0041465 | 0.0010392 | 0 | 0 |  | 1 | TRUE | wye
47 | LV_4203-9_0_7_load_77 | 64 | 0.0028175 | 0.00070612 | 0 | 0 |  | 1 | TRUE | wye
48 | LV_4203-9_0_7_load_78 | 65 | 0.0028706 | 0.00071944 | 0 | 0 |  | 1 | TRUE | wye
49 | LV_4203-9_0_7_load_103 | 67 | 0.0064547 | 0.0016177 | 0 | 0 |  | 1 | TRUE | wye
50 | LV_4203-9_0_7_load_104 | 68 | 0.0014394 | 0.00036076 | 0 | 0 |  | 1 | TRUE | wye
51 | LV_4203-9_0_7_load_105 | 69 | 0.0023981 | 0.00060102 | 0 | 0 |  | 1 | TRUE | wye
52 | LV_4203-9_0_7_load_131 | 71 | 0.0007726 | 0.00019363 | 0 | 0 |  | 1 | TRUE | wye
53 | LV_4203-9_0_7_load_155 | 72 | 0.0016331 | 0.0004093 | 0 | 0 |  | 1 | TRUE | wye
54 | LV_4203-9_0_7_load_74 | 73 | 0.0030205 | 0.00075701 | 0 | 0 |  | 1 | TRUE | wye
55 | LV_4203-9_0_7_load_50 | 74 | 0.0022362 | 0.00056045 | 0 | 0 |  | 1 | TRUE | wye
56 | LV_4203-9_0_7_load_52 | 75 | 0.0023901 | 0.00059901 | 0 | 0 |  | 1 | TRUE | wye
57 | LV_4203-9_0_7_load_54 | 76 | 0.002566 | 0.0006431 | 0 | 0 |  | 1 | TRUE | wye
58 | LV_4203-9_0_7_load_56 | 77 | 0.001708 | 0.00042806 | 0 | 0 |  | 1 | TRUE | wye
59 | LV_4203-9_0_7_load_58 | 78 | 0.0017081 | 0.00042808 | 0 | 0 |  | 1 | TRUE | wye
60 | LV_4203-9_0_7_load_72 | 79 | 0.0032012 | 0.00080229 | 0 | 0 |  | 1 | TRUE | wye
61 | LV_4203-9_0_7_load_59 | 80 | 0.00091702 | 0.00022983 | 0 | 0 |  | 1 | TRUE | wye
62 | LV_4203-9_0_7_load_60 | 81 | 0.00097198 | 0.0002436 | 0 | 0 |  | 1 | TRUE | wye
63 | LV_4203-9_0_7_load_62 | 83 | 0.0011469 | 0.00028744 | 0 | 0 |  | 1 | TRUE | wye
64 | LV_4203-9_0_7_load_64 | 85 | 0.0028585 | 0.0007164 | 0 | 0 |  | 1 | TRUE | wye
65 | LV_4203-9_0_7_load_86 | 86 | 0.00097198 | 0.0002436 | 0 | 0 |  | 1 | TRUE | wye
66 | LV_4203-9_0_7_load_98 | 87 | 0.0032329 | 0.00081024 | 0 | 0 |  | 1 | TRUE | wye
67 | LV_4203-9_0_7_load_87 | 89 | 0.00091702 | 0.00022983 | 0 | 0 |  | 1 | TRUE | wye
68 | LV_4203-9_0_7_load_102 | 90 | 0.0069302 | 0.0017369 | 0 | 0 |  | 1 | TRUE | wye
69 | LV_4203-9_0_7_load_164 | 91 | 0.0026889 | 0.00067391 | 0 | 0 |  | 1 | TRUE | wye
70 | LV_4203-9_0_7_load_106 | 93 | 0.0031919 | 0.00079995 | 0 | 0 |  | 1 | TRUE | wye
71 | LV_4203-9_0_7_load_107 | 94 | 0.0059609 | 0.0014939 | 0 | 0 |  | 1 | TRUE | wye
72 | LV_4203-9_0_7_load_65 | 96 | 0.0027693 | 0.00069404 | 0 | 0 |  | 1 | TRUE | wye
73 | LV_4203-9_0_7_load_68 | 99 | 0.0033646 | 0.00084325 | 0 | 0 |  | 1 | TRUE | wye
74 | LV_4203-9_0_7_load_69 | 100 | 0.0015354 | 0.0003848 | 0 | 0 |  | 1 | TRUE | wye
75 | LV_4203-9_0_7_load_70 | 101 | 0.0025779 | 0.00064609 | 0 | 0 |  | 1 | TRUE | wye
76 | LV_4203-9_0_7_load_100 | 102 | 0.0053456 | 0.0013397 | 0 | 0 |  | 1 | TRUE | wye
77 | LV_4203-9_0_7_load_80 | 103 | 0.0017329 | 0.00043431 | 0 | 0 |  | 1 | TRUE | wye
78 | LV_4203-9_0_7_load_91 | 104 | 0.0064249 | 0.0016102 | 0 | 0 |  | 1 | TRUE | wye
79 | LV_4203-9_0_7_load_101 | 105 | 0.00073256 | 0.0001836 | 0 | 0 |  | 1 | TRUE | wye
80 | LV_4203-9_0_7_load_79 | 106 | 0.0025517 | 0.00063953 | 0 | 0 |  | 1 | TRUE | wye
81 | LV_4203-9_0_7_load_99 | 107 | 0.0069312 | 0.0017371 | 0 | 0 |  | 1 | TRUE | wye
82 | LV_4203-9_0_7_load_94 | 108 | 0.0031636 | 0.00079288 | 0 | 0 |  | 1 | TRUE | wye
83 | LV_4203-9_0_7_load_82 | 110 | 0.0036019 | 0.00090272 | 0 | 0 |  | 1 | TRUE | wye
84 | LV_4203-9_0_7_load_83 | 111 | 0.001516 | 0.00037994 | 0 | 0 |  | 1 | TRUE | wye
85 | LV_4203-9_0_7_load_84 | 112 | 0.0020319 | 0.00050925 | 0 | 0 |  | 1 | TRUE | wye
86 | LV_4203-9_0_7_load_85 | 113 | 0.0016824 | 0.00042164 | 0 | 0 |  | 1 | TRUE | wye
87 | LV_4203-9_0_7_load_108 | 114 | 0.0028391 | 0.00071154 | 0 | 0 |  | 1 | TRUE | wye
88 | LV_4203-9_0_7_load_95 | 116 | 0.0068734 | 0.0017226 | 0 | 0 |  | 1 | TRUE | wye
89 | LV_4203-9_0_7_load_218 | 117 | 0.0014644 | 0.00036702 | 0 | 0 |  | 1 | TRUE | wye
90 | LV_4203-9_0_7_load_141 | 118 | 0.0082847 | 0.0020763 | 0 | 0 |  | 1 | TRUE | wye
91 | LV_4203-9_0_7_load_153 | 120 | 0.0015308 | 0.00038365 | 0 | 0 |  | 1 | TRUE | wye
92 | LV_4203-9_0_7_load_197 | 121 | 0.0069755 | 0.0017482 | 0 | 0 |  | 1 | TRUE | wye
93 | LV_4203-9_0_7_load_124 | 124 | 0.003113 | 0.00078019 | 0 | 0 |  | 1 | TRUE | wye
94 | LV_4203-9_0_7_load_139 | 128 | 0.0021301 | 0.00053386 | 0 | 0 |  | 1 | TRUE | wye
95 | LV_4203-9_0_7_load_154 | 129 | 0.0015421 | 0.00038649 | 0 | 0 |  | 1 | TRUE | wye
96 | LV_4203-9_0_7_load_147 | 131 | 0.0035421 | 0.00088774 | 0 | 0 |  | 1 | TRUE | wye
97 | LV_4203-9_0_7_load_111 | 132 | 0.00049587 | 0.00012428 | 0 | 0 |  | 1 | TRUE | wye
98 | LV_4203-9_0_7_load_113 | 134 | 0.002619 | 0.00065638 | 0 | 0 |  | 1 | TRUE | wye
99 | LV_4203-9_0_7_load_114 | 135 | 0.00032005 | 8.0212e-05 | 0 | 0 |  | 1 | TRUE | wye
100 | LV_4203-9_0_7_load_120 | 136 | 0.0042375 | 0.001062 | 0 | 0 |  | 1 | TRUE | wye
101 | LV_4203-9_0_7_load_127 | 137 | 0.0019572 | 0.00049052 | 0 | 0 |  | 1 | TRUE | wye
102 | LV_4203-9_0_7_load_126 | 138 | 0.00025772 | 6.4592e-05 | 0 | 0 |  | 1 | TRUE | wye
103 | LV_4203-9_0_7_load_115 | 139 | 0.0057004 | 0.0014286 | 0 | 0 |  | 1 | TRUE | wye
104 | LV_4203-9_0_7_load_116 | 140 | 0.0019493 | 0.00048854 | 0 | 0 |  | 1 | TRUE | wye
105 | LV_4203-9_0_7_load_117 | 141 | 0.001225 | 0.00030701 | 0 | 0 |  | 1 | TRUE | wye
106 | LV_4203-9_0_7_load_118 | 142 | 0.0018123 | 0.00045421 | 0 | 0 |  | 1 | TRUE | wye
107 | LV_4203-9_0_7_load_119 | 143 | 0.0012255 | 0.00030714 | 0 | 0 |  | 1 | TRUE | wye
108 | LV_4203-9_0_7_load_130 | 144 | 0.0012246 | 0.00030691 | 0 | 0 |  | 1 | TRUE | wye
109 | LV_4203-9_0_7_load_128 | 145 | 0.0006612 | 0.00016571 | 0 | 0 |  | 1 | TRUE | wye
110 | LV_4203-9_0_7_load_129 | 146 | 0.0041824 | 0.0010482 | 0 | 0 |  | 1 | TRUE | wye
111 | LV_4203-9_0_7_load_136 | 147 | 0.0013868 | 0.00034756 | 0 | 0 |  | 1 | TRUE | wye
112 | LV_4203-9_0_7_load_133 | 148 | 0.0010022 | 0.00025118 | 0 | 0 |  | 1 | TRUE | wye
113 | LV_4203-9_0_7_load_134 | 150 | 0.00021782 | 5.4592e-05 | 0 | 0 |  | 1 | TRUE | wye
114 | LV_4203-9_0_7_load_135 | 151 | 0.00019451 | 4.8749e-05 | 0 | 0 |  | 1 | TRUE | wye
115 | LV_4203-9_0_7_load_209 | 152 | 0.00095598 | 0.00023959 | 0 | 0 |  | 1 | TRUE | wye
116 | LV_4203-9_0_7_load_269 | 153 | 0.0079599 | 0.0019949 | 0 | 0 |  | 1 | TRUE | wye
117 | LV_4203-9_0_7_load_193 | 155 | 0.0021904 | 0.00054897 | 0 | 0 |  | 1 | TRUE | wye
118 | LV_4203-9_0_7_load_183 | 156 | 0.0075533 | 0.001893 | 0 | 0 |  | 1 | TRUE | wye
119 | LV_4203-9_0_7_load_194 | 158 | 0.0016069 | 0.00040272 | 0 | 0 |  | 1 | TRUE | wye
120 | LV_4203-9_0_7_load_140 | 159 | 0.0087169 | 0.0021847 | 0 | 0 |  | 1 | TRUE | wye
121 | LV_4203-9_0_7_load_144 | 160 | 0.006726 | 0.0016857 | 0 | 0 |  | 1 | TRUE | wye
122 | LV_4203-9_0_7_load_261 | 162 | 0.0050932 | 0.0012765 | 0 | 0 |  | 1 | TRUE | wye
123 | LV_4203-9_0_7_load_257 | 164 | 0.0031948 | 0.0008007 | 0 | 0 |  | 1 | TRUE | wye
124 | LV_4203-9_0_7_load_181 | 165 | 0.0065419 | 0.0016395 | 0 | 0 |  | 1 | TRUE | wye
125 | LV_4203-9_0_7_load_262 | 166 | 0.0063836 | 0.0015999 | 0 | 0 |  | 1 | TRUE | wye
126 | LV_4203-9_0_7_load_267 | 168 | 0.0022808 | 0.00057163 | 0 | 0 |  | 1 | TRUE | wye
127 | LV_4203-9_0_7_load_223 | 171 | 0.0013317 | 0.00033375 | 0 | 0 |  | 1 | TRUE | wye
128 | LV_4203-9_0_7_load_258 | 172 | 0.019491 | 0.0048848 | 0 | 0 |  | 1 | TRUE | wye
129 | LV_4203-9_0_7_load_148 | 173 | 0.0014009 | 0.00035111 | 0 | 0 |  | 1 | TRUE | wye
130 | LV_4203-9_0_7_load_149 | 174 | 0.0010918 | 0.00027363 | 0 | 0 |  | 1 | TRUE | wye
131 | LV_4203-9_0_7_load_150 | 175 | 0.0013477 | 0.00033776 | 0 | 0 |  | 1 | TRUE | wye
132 | LV_4203-9_0_7_load_151 | 176 | 0.0005961 | 0.0001494 | 0 | 0 |  | 1 | TRUE | wye
133 | LV_4203-9_0_7_load_152 | 177 | 0.0008227 | 0.00020619 | 0 | 0 |  | 1 | TRUE | wye
134 | LV_4203-9_0_7_load_172 | 179 | 0.00082289 | 0.00020624 | 0 | 0 |  | 1 | TRUE | wye
135 | LV_4203-9_0_7_load_176 | 180 | 0.0036183 | 0.00090684 | 0 | 0 |  | 1 | TRUE | wye
136 | LV_4203-9_0_7_load_177 | 181 | 0.00051807 | 0.00012984 | 0 | 0 |  | 1 | TRUE | wye
137 | LV_4203-9_0_7_load_178 | 182 | 0.0011656 | 0.00029212 | 0 | 0 |  | 1 | TRUE | wye
138 | LV_4203-9_0_7_load_173 | 183 | 0.00082266 | 0.00020618 | 0 | 0 |  | 1 | TRUE | wye
139 | LV_4203-9_0_7_load_195 | 184 | 0.0015242 | 0.000382 | 0 | 0 |  | 1 | TRUE | wye
140 | LV_4203-9_0_7_load_196 | 185 | 0.0016339 | 0.0004095 | 0 | 0 |  | 1 | TRUE | wye
141 | LV_4203-9_0_7_load_157 | 186 | 0.002675 | 0.00067042 | 0 | 0 |  | 1 | TRUE | wye
142 | LV_4203-9_0_7_load_158 | 187 | 0.0013015 | 0.0003262 | 0 | 0 |  | 1 | TRUE | wye
143 | LV_4203-9_0_7_load_175 | 189 | 0.0039352 | 0.00098626 | 0 | 0 |  | 1 | TRUE | wye
144 | LV_4203-9_0_7_load_184 | 190 | 0.0033341 | 0.0008356 | 0 | 0 |  | 1 | TRUE | wye
145 | LV_4203-9_0_7_load_210 | 192 | 0.00037174 | 9.3168e-05 | 0 | 0 |  | 1 | TRUE | wye
146 | LV_4203-9_0_7_load_160 | 193 | 0.0030667 | 0.00076859 | 0 | 0 |  | 1 | TRUE | wye
147 | LV_4203-9_0_7_load_163 | 195 | 0.0069297 | 0.0017367 | 0 | 0 |  | 1 | TRUE | wye
148 | LV_4203-9_0_7_load_166 | 197 | 0.0084089 | 0.0021075 | 0 | 0 |  | 1 | TRUE | wye
149 | LV_4203-9_0_7_load_198 | 198 | 0.0020195 | 0.00050614 | 0 | 0 |  | 1 | TRUE | wye
150 | LV_4203-9_0_7_load_200 | 200 | 0.0041217 | 0.001033 | 0 | 0 |  | 1 | TRUE | wye
151 | LV_4203-9_0_7_load_199 | 201 | 0.0019047 | 0.00047737 | 0 | 0 |  | 1 | TRUE | wye
152 | LV_4203-9_0_7_load_192 | 203 | 0.0028377 | 0.00071121 | 0 | 0 |  | 1 | TRUE | wye
153 | LV_4203-9_0_7_load_167 | 205 | 0.0080978 | 0.0020295 | 0 | 0 |  | 1 | TRUE | wye
154 | LV_4203-9_0_7_load_168 | 207 | 0.00040886 | 0.00010247 | 0 | 0 |  | 1 | TRUE | wye
155 | LV_4203-9_0_7_load_240 | 209 | 0.00039259 | 9.8393e-05 | 0 | 0 |  | 1 | TRUE | wye
156 | LV_4203-9_0_7_load_206 | 210 | 0.00055261 | 0.0001385 | 0 | 0 |  | 1 | TRUE | wye
157 | LV_4203-9_0_7_load_204 | 212 | 0.00083369 | 0.00020894 | 0 | 0 |  | 1 | TRUE | wye
158 | LV_4203-9_0_7_load_202 | 213 | 0.0031829 | 0.00079772 | 0 | 0 |  | 1 | TRUE | wye
159 | LV_4203-9_0_7_load_211 | 214 | 0.0036318 | 0.00091022 | 0 | 0 |  | 1 | TRUE | wye
160 | LV_4203-9_0_7_load_179 | 215 | 0.0053647 | 0.0013445 | 0 | 0 |  | 1 | TRUE | wye
161 | LV_4203-9_0_7_load_180 | 216 | 0.0021977 | 0.0005508 | 0 | 0 |  | 1 | TRUE | wye
162 | LV_4203-9_0_7_load_182 | 217 | 0.0012411 | 0.00031106 | 0 | 0 |  | 1 | TRUE | wye
163 | LV_4203-9_0_7_load_189 | 218 | 0.001569 | 0.00039324 | 0 | 0 |  | 1 | TRUE | wye
164 | LV_4203-9_0_7_load_188 | 219 | 0.0016894 | 0.00042341 | 0 | 0 |  | 1 | TRUE | wye
165 | LV_4203-9_0_7_load_187 | 220 | 0.0062085 | 0.001556 | 0 | 0 |  | 1 | TRUE | wye
166 | LV_4203-9_0_7_load_242 | 221 | 0.0032252 | 0.0008083 | 0 | 0 |  | 1 | TRUE | wye
167 | LV_4203-9_0_7_load_221 | 222 | 0.0028392 | 0.00071157 | 0 | 0 |  | 1 | TRUE | wye
168 | LV_4203-9_0_7_load_241 | 223 | 0.0079166 | 0.0019841 | 0 | 0 |  | 1 | TRUE | wye
169 | LV_4203-9_0_7_load_190 | 224 | 0.0027738 | 0.00069517 | 0 | 0 |  | 1 | TRUE | wye
170 | LV_4203-9_0_7_load_220 | 225 | 0.0028377 | 0.00071121 | 0 | 0 |  | 1 | TRUE | wye
171 | LV_4203-9_0_7_load_201 | 226 | 0.0025307 | 0.00063425 | 0 | 0 |  | 1 | TRUE | wye
172 | LV_4203-9_0_7_load_203 | 227 | 0.0013122 | 0.00032886 | 0 | 0 |  | 1 | TRUE | wye
173 | LV_4203-9_0_7_load_205 | 228 | 0.00083022 | 0.00020807 | 0 | 0 |  | 1 | TRUE | wye
174 | LV_4203-9_0_7_load_207 | 229 | 0.0007403 | 0.00018554 | 0 | 0 |  | 1 | TRUE | wye
175 | LV_4203-9_0_7_load_235 | 230 | 0.0023787 | 0.00059615 | 0 | 0 |  | 1 | TRUE | wye
176 | LV_4203-9_0_7_load_212 | 231 | 0.0022905 | 0.00057405 | 0 | 0 |  | 1 | TRUE | wye
177 | LV_4203-9_0_7_load_216 | 233 | 0.00044106 | 0.00011054 | 0 | 0 |  | 1 | TRUE | wye
178 | LV_4203-9_0_7_load_255 | 235 | 0.0054972 | 0.0013777 | 0 | 0 |  | 1 | TRUE | wye
179 | LV_4203-9_0_7_load_264 | 238 | 0.00075328 | 0.00018879 | 0 | 0 |  | 1 | TRUE | wye
180 | LV_4203-9_0_7_load_263 | 239 | 0.0010824 | 0.00027128 | 0 | 0 |  | 1 | TRUE | wye
181 | LV_4203-9_0_7_load_222 | 240 | 0.0052685 | 0.0013204 | 0 | 0 |  | 1 | TRUE | wye
182 | LV_4203-9_0_7_load_225 | 241 | 0.001583 | 0.00039673 | 0 | 0 |  | 1 | TRUE | wye
183 | LV_4203-9_0_7_load_227 | 242 | 0.0028524 | 0.00071487 | 0 | 0 |  | 1 | TRUE | wye
184 | LV_4203-9_0_7_load_252 | 244 | 0.00062336 | 0.00015623 | 0 | 0 |  | 1 | TRUE | wye
185 | LV_4203-9_0_7_load_278 | 246 | 0.0020016 | 0.00050165 | 0 | 0 |  | 1 | TRUE | wye
186 | LV_4203-9_0_7_load_265 | 247 | 0.001371 | 0.0003436 | 0 | 0 |  | 1 | TRUE | wye
187 | LV_4203-9_0_7_load_253 | 248 | 0.0011459 | 0.00028719 | 0 | 0 |  | 1 | TRUE | wye
188 | LV_4203-9_0_7_load_229 | 251 | 0.00063505 | 0.00015916 | 0 | 0 |  | 1 | TRUE | wye
189 | LV_4203-9_0_7_load_230 | 252 | 0.00059156 | 0.00014826 | 0 | 0 |  | 1 | TRUE | wye
190 | LV_4203-9_0_7_load_232 | 254 | 0.0067171 | 0.0016835 | 0 | 0 |  | 1 | TRUE | wye
191 | LV_4203-9_0_7_load_233 | 255 | 0.00038223 | 9.5795e-05 | 0 | 0 |  | 1 | TRUE | wye
192 | LV_4203-9_0_7_load_234 | 256 | 0.00033771 | 8.4639e-05 | 0 | 0 |  | 1 | TRUE | wye
193 | LV_4203-9_0_7_load_239 | 257 | 0.00014956 | 3.7483e-05 | 0 | 0 |  | 1 | TRUE | wye
194 | LV_4203-9_0_7_load_244 | 258 | 0.00045547 | 0.00011415 | 0 | 0 |  | 1 | TRUE | wye
195 | LV_4203-9_0_7_load_243 | 259 | 0.0043231 | 0.0010835 | 0 | 0 |  | 1 | TRUE | wye
196 | LV_4203-9_0_7_load_245 | 260 | 0.00081284 | 0.00020372 | 0 | 0 |  | 1 | TRUE | wye
197 | LV_4203-9_0_7_load_246 | 261 | 0.0060304 | 0.0015114 | 0 | 0 |  | 1 | TRUE | wye
198 | LV_4203-9_0_7_load_250 | 264 | 0.0044198 | 0.0011077 | 0 | 0 |  | 1 | TRUE | wye
199 | LV_4203-9_0_7_load_276 | 265 | 0.0041528 | 0.0010408 | 0 | 0 |  | 1 | TRUE | wye
200 | LV_4203-9_0_7_load_275 | 267 | 0.0066149 | 0.0016579 | 0 | 0 |  | 1 | TRUE | wye
201 | LV_4203-9_0_7_load_273 | 268 | 0.0021555 | 0.00054022 | 0 | 0 |  | 1 | TRUE | wye
202 | LV_4203-9_0_7_load_277 | 270 | 0.0022816 | 0.00057183 | 0 | 0 |  | 1 | TRUE | wye
203 | LV_4203-9_0_7_load_259 | 271 | 0.0029031 | 0.00072759 | 0 | 0 |  | 1 | TRUE | wye

## ext_grid
| name | bus | vm_pu | va_degree | slack_weight | in_service
0 |  | 82 | 1 | 0 | 1 | TRUE

## line
| name | std_type | from_bus | to_bus | length_km | r_ohm_per_km | x_ohm_per_km | c_nf_per_km | g_us_per_km | max_i_ka | df | parallel | type | in_service
0 | LV_4203-9_0_7_line_0 |  | 0 | 1 | 0.035942 | 0.125 | 0.08 | 261 | 0 | 0.364 | 1 | 1 | cs | TRUE
1 | LV_4203-9_0_7_line_1 |  | 1 | 2 | 0.003096 | 0.125 | 0.08 | 261 | 0 | 0.364 | 1 | 1 | cs | TRUE
2 | LV_4203-9_0_7_line_2 |  | 2 | 38 | 0.019909 | 0.125 | 0.08 | 261 | 0 | 0.364 | 1 | 1 | cs | TRUE
3 | LV_4203-9_0_7_line_3 |  | 3 | 4 | 0.043936 | 0.125 | 0.08 | 261 | 0 | 0.364 | 1 | 1 | cs | TRUE
4 | LV_4203-9_0_7_line_4 |  | 4 | 15 | 0.026469 | 0.125 | 0.08 | 261 | 0 | 0.364 | 1 | 1 | cs | TRUE
5 | LV_4203-9_0_7_line_5 |  | 5 | 6 | 0.025214 | 0.125 | 0.08 | 261 | 0 | 0.364 | 1 | 3 | cs | TRUE
6 | LV_4203-9_0_7_line_6 |  | 5 | 7 | 0.020785 | 0.125 | 0.08 | 261 | 0 | 0.364 | 1 | 2 | cs | TRUE
7 | LV_4203-9_0_7_line_7 |  | 6 | 8 | 0.00034875 | 0.125 | 0.08 | 261 | 0 | 0.364 | 1 | 3 | cs | TRUE
8 | LV_4203-9_0_7_line_8 |  | 7 | 9 | 0.018983 | 0.125 | 0.08 | 261 | 0 | 0.364 | 1 | 1 | cs | TRUE
9 | LV_4203-9_0_7_line_9 |  | 8 | 10 | 0.0193 | 0.125 | 0.08 | 261 | 0 | 0.364 | 1 | 3 | cs | TRUE
10 | LV_4203-9_0_7_line_10 |  | 9 | 11 | 0.022751 | 0.125 | 0.08 | 261 | 0 | 0.364 | 1 | 1 | cs | TRUE
11 | LV_4203-9_0_7_line_11 |  | 9 | 12 | 0.013872 | 0.125 | 0.08 | 261 | 0 | 0.364 | 1 | 1 | cs | TRUE
12 | LV_4203-9_0_7_line_12 |  | 10 | 15 | 0.030669 | 0.125 | 0.08 | 261 | 0 | 0.364 | 1 | 1 | cs | TRUE
13 | LV_4203-9_0_7_line_13 |  | 10 | 13 | 0.025611 | 0.125 | 0.08 | 261 | 0 | 0.364 | 1 | 3 | cs | TRUE
14 | LV_4203-9_0_7_line_14 |  | 11 | 16 | 0.025533 | 0.125 | 0.08 | 261 | 0 | 0.364 | 1 | 1 | cs | TRUE
15 | LV_4203-9_0_7_line_15 |  | 11 | 17 | 0.010995 | 0.125 | 0.08 | 261 | 0 | 0.364 | 1 | 1 | cs | TRUE
16 | LV_4203-9_0_7_line_16 |  | 12 | 18 | 0.012255 | 0.125 | 0.08 | 261 | 0 | 0.364 | 1 | 1 | cs | TRUE
17 | LV_4203-9_0_7_line_17 |  | 13 | 14 | 0.022829 | 0.125 | 0.08 | 261 | 0 | 0.364 | 1 | 3 | cs | TRUE
18 | LV_4203-9_0_7_line_18 |  | 14 | 19 | 0.023036 | 0.125 | 0.08 | 261 | 0 | 0.364 | 1 | 3 | cs | TRUE
19 | LV_4203-9_0_7_line_19 |  | 17 | 48 | 0.016639 | 0.125 | 0.08 | 261 | 0 | 0.364 | 1 | 1 | cs | TRUE
20 | LV_4203-9_0_7_line_20 |  | 17 | 26 | 0.003463 | 0.125 | 0.08 | 261 | 0 | 0.364 | 1 | 1 | cs | TRUE
21 | LV_4203-9_0_7_line_21 |  | 18 | 46 | 0.0095236 | 0.125 | 0.08 | 261 | 0 | 0.364 | 1 | 1 | cs | TRUE
22 | LV_4203-9_0_7_line_22 |  | 19 | 104 | 0.019336 | 0.125 | 0.08 | 261 | 0 | 0.364 | 1 | 1 | cs | TRUE
23 | LV_4203-9_0_7_line_23 |  | 19 | 98 | 0.032348 | 0.125 | 0.08 | 261 | 0 | 0.364 | 1 | 3 | cs | TRUE
24 | LV_4203-9_0_7_line_24 |  | 20 | 21 | 0.01618 | 0.125 | 0.08 | 261 | 0 | 0.364 | 1 | 1 | cs | TRUE
25 | LV_4203-9_0_7_line_25 |  | 20 | 22 | 0.0074822 | 0.125 | 0.08 | 261 | 0 | 0.364 | 1 | 1 | cs | TRUE
26 | LV_4203-9_0_7_line_26 |  | 21 | 23 | 0.0083007 | 0.125 | 0.08 | 261 | 0 | 0.364 | 1 | 1 | cs | TRUE
27 | LV_4203-9_0_7_line_27 |  | 22 | 24 | 0.0088083 | 0.125 | 0.08 | 261 | 0 | 0.364 | 1 | 1 | cs | TRUE
28 | LV_4203-9_0_7_line_28 |  | 23 | 25 | 0.011634 | 0.125 | 0.08 | 261 | 0 | 0.364 | 1 | 1 | cs | TRUE
29 | LV_4203-9_0_7_line_29 |  | 24 | 26 | 0.012212 | 0.125 | 0.08 | 261 | 0 | 0.364 | 1 | 1 | cs | TRUE
30 | LV_4203-9_0_7_line_30 |  | 26 | 27 | 0.031066 | 0.125 | 0.08 | 261 | 0 | 0.364 | 1 | 1 | cs | TRUE
31 | LV_4203-9_0_7_line_31 |  | 27 | 63 | 0.01791 | 0.125 | 0.08 | 261 | 0 | 0.364 | 1 | 1 | cs | TRUE
32 | LV_4203-9_0_7_line_32 |  | 27 | 60 | 0.012774 | 0.125 | 0.08 | 261 | 0 | 0.364 | 1 | 1 | cs | TRUE
33 | LV_4203-9_0_7_line_33 |  | 28 | 29 | 0.013592 | 0.125 | 0.08 | 261 | 0 | 0.364 | 1 | 1 | cs | TRUE
34 | LV_4203-9_0_7_line_34 |  | 28 | 30 | 0.0047293 | 0.125 | 0.08 | 261 | 0 | 0.364 | 1 | 1 | cs | TRUE
35 | LV_4203-9_0_7_line_35 |  | 29 | 31 | 0.014091 | 0.125 | 0.08 | 261 | 0 | 0.364 | 1 | 1 | cs | TRUE
36 | LV_4203-9_0_7_line_36 |  | 30 | 32 | 0.0094495 | 0.125 | 0.08 | 261 | 0 | 0.364 | 1 | 1 | cs | TRUE
37 | LV_4203-9_0_7_line_37 |  | 31 | 33 | 0.010707 | 0.125 | 0.08 | 261 | 0 | 0.364 | 1 | 1 | cs | TRUE
38 | LV_4203-9_0_7_line_38 |  | 32 | 34 | 0.02386 | 0.125 | 0.08 | 261 | 0 | 0.364 | 1 | 1 | cs | TRUE
39 | LV_4203-9_0_7_line_39 |  | 33 | 35 | 0.015719 | 0.125 | 0.08 | 261 | 0 | 0.364 | 1 | 1 | cs | TRUE
40 | LV_4203-9_0_7_line_40 |  | 34 | 36 | 0.01512 | 0.125 | 0.08 | 261 | 0 | 0.364 | 1 | 3 | cs | TRUE
41 | LV_4203-9_0_7_line_41 |  | 34 | 37 | 0.017698 | 0.125 | 0.08 | 261 | 0 | 0.364 | 1 | 3 | cs | TRUE
42 | LV_4203-9_0_7_line_42 |  | 35 | 76 | 0.006129 | 0.125 | 0.08 | 261 | 0 | 0.364 | 1 | 1 | cs | TRUE
43 | LV_4203-9_0_7_line_43 |  | 35 | 74 | 0.023069 | 0.125 | 0.08 | 261 | 0 | 0.364 | 1 | 1 | cs | TRUE
44 | LV_4203-9_0_7_line_44 |  | 36 | 58 | 0.0097932 | 0.125 | 0.08 | 261 | 0 | 0.364 | 1 | 3 | cs | TRUE
45 | LV_4203-9_0_7_line_45 |  | 37 | 59 | 0.032524 | 0.125 | 0.08 | 261 | 0 | 0.364 | 1 | 3 | cs | TRUE
46 | LV_4203-9_0_7_line_46 |  | 38 | 39 | 0.038839 | 0.125 | 0.08 | 261 | 0 | 0.364 | 1 | 1 | cs | TRUE
47 | LV_4203-9_0_7_line_47 |  | 39 | 40 | 0.0091205 | 0.125 | 0.08 | 261 | 0 | 0.364 | 1 | 1 | cs | TRUE
48 | LV_4203-9_0_7_line_48 |  | 40 | 117 | 0.0053176 | 0.125 | 0.08 | 261 | 0 | 0.364 | 1 | 1 | cs | TRUE
49 | LV_4203-9_0_7_line_49 |  | 41 | 42 | 0.013792 | 0.125 | 0.08 | 261 | 0 | 0.364 | 1 | 1 | cs | TRUE
50 | LV_4203-9_0_7_line_50 |  | 41 | 43 | 0.015866 | 0.125 | 0.08 | 261 | 0 | 0.364 | 1 | 1 | cs | TRUE
51 | LV_4203-9_0_7_line_51 |  | 42 | 118 | 0.00041876 | 0.125 | 0.08 | 261 | 0 | 0.364 | 1 | 1 | cs | TRUE
52 | LV_4203-9_0_7_line_52 |  | 43 | 116 | 0.0012809 | 0.125 | 0.08 | 261 | 0 | 0.364 | 1 | 1 | cs | TRUE
53 | LV_4203-9_0_7_line_53 |  | 44 | 45 | 0.011419 | 0.125 | 0.08 | 261 | 0 | 0.364 | 1 | 1 | cs | TRUE
54 | LV_4203-9_0_7_line_54 |  | 44 | 46 | 0.0085596 | 0.125 | 0.08 | 261 | 0 | 0.364 | 1 | 1 | cs | TRUE
55 | LV_4203-9_0_7_line_55 |  | 45 | 47 | 0.0081787 | 0.125 | 0.08 | 261 | 0 | 0.364 | 1 | 1 | cs | TRUE
56 | LV_4203-9_0_7_line_56 |  | 48 | 77 | 0.0049111 | 0.125 | 0.08 | 261 | 0 | 0.364 | 1 | 1 | cs | TRUE
57 | LV_4203-9_0_7_line_57 |  | 49 | 50 | 0.0048415 | 0.125 | 0.08 | 261 | 0 | 0.364 | 1 | 1 | cs | TRUE
58 | LV_4203-9_0_7_line_58 |  | 49 | 51 | 0.025366 | 0.125 | 0.08 | 261 | 0 | 0.364 | 1 | 1 | cs | TRUE
59 | LV_4203-9_0_7_line_59 |  | 51 | 52 | 0.022796 | 0.125 | 0.08 | 261 | 0 | 0.364 | 1 | 1 | cs | TRUE
60 | LV_4203-9_0_7_line_60 |  | 51 | 53 | 0.03939 | 0.125 | 0.08 | 261 | 0 | 0.364 | 1 | 1 | cs | TRUE
61 | LV_4203-9_0_7_line_61 |  | 52 | 54 | 0.0019701 | 0.125 | 0.08 | 261 | 0 | 0.364 | 1 | 1 | cs | TRUE
62 | LV_4203-9_0_7_line_62 |  | 53 | 55 | 0.0090215 | 0.125 | 0.08 | 261 | 0 | 0.364 | 1 | 1 | cs | TRUE
63 | LV_4203-9_0_7_line_63 |  | 54 | 56 | 0.031882 | 0.125 | 0.08 | 261 | 0 | 0.364 | 1 | 1 | cs | TRUE
64 | LV_4203-9_0_7_line_64 |  | 55 | 57 | 0.005644 | 0.125 | 0.08 | 261 | 0 | 0.364 | 1 | 1 | cs | TRUE
65 | LV_4203-9_0_7_line_65 |  | 56 | 64 | 0.0057186 | 0.125 | 0.08 | 261 | 0 | 0.364 | 1 | 1 | cs | TRUE
66 | LV_4203-9_0_7_line_66 |  | 58 | 73 | 0.010008 | 0.125 | 0.08 | 261 | 0 | 0.364 | 1 | 3 | cs | TRUE
67 | LV_4203-9_0_7_line_67 |  | 59 | 66 | 0.0088711 | 0.125 | 0.08 | 261 | 0 | 0.364 | 1 | 3 | cs | TRUE
68 | LV_4203-9_0_7_line_68 |  | 60 | 61 | 0.025556 | 0.125 | 0.08 | 261 | 0 | 0.364 | 1 | 1 | cs | TRUE
69 | LV_4203-9_0_7_line_69 |  | 61 | 62 | 0.0090569 | 0.125 | 0.08 | 261 | 0 | 0.364 | 1 | 1 | cs | TRUE
70 | LV_4203-9_0_7_line_70 |  | 64 | 65 | 0.014307 | 0.125 | 0.08 | 261 | 0 | 0.364 | 1 | 1 | cs | TRUE
71 | LV_4203-9_0_7_line_71 |  | 65 | 95 | 0.0123 | 0.125 | 0.08 | 261 | 0 | 0.364 | 1 | 1 | cs | TRUE
72 | LV_4203-9_0_7_line_72 |  | 66 | 67 | 0.040239 | 0.125 | 0.08 | 261 | 0 | 0.364 | 1 | 3 | cs | TRUE
73 | LV_4203-9_0_7_line_73 |  | 66 | 68 | 0.030642 | 0.125 | 0.08 | 261 | 0 | 0.364 | 1 | 1 | cs | TRUE
74 | LV_4203-9_0_7_line_74 |  | 66 | 69 | 0.022452 | 0.125 | 0.08 | 261 | 0 | 0.364 | 1 | 3 | cs | TRUE
75 | LV_4203-9_0_7_line_75 |  | 67 | 70 | 0.010764 | 0.125 | 0.08 | 261 | 0 | 0.364 | 1 | 3 | cs | TRUE
76 | LV_4203-9_0_7_line_76 |  | 68 | 71 | 0.023541 | 0.125 | 0.08 | 261 | 0 | 0.364 | 1 | 1 | cs | TRUE
77 | LV_4203-9_0_7_line_77 |  | 69 | 72 | 0.0037835 | 0.125 | 0.08 | 261 | 0 | 0.364 | 1 | 3 | cs | TRUE
78 | LV_4203-9_0_7_line_78 |  | 70 | 123 | 0.013561 | 0.125 | 0.08 | 261 | 0 | 0.364 | 1 | 1 | cs | TRUE
79 | LV_4203-9_0_7_line_79 |  | 70 | 124 | 0.020756 | 0.125 | 0.08 | 261 | 0 | 0.364 | 1 | 3 | cs | TRUE
80 | LV_4203-9_0_7_line_80 |  | 71 | 125 | 0.0045962 | 0.125 | 0.08 | 261 | 0 | 0.364 | 1 | 1 | cs | TRUE
81 | LV_4203-9_0_7_line_81 |  | 72 | 126 | 0.014984 | 0.125 | 0.08 | 261 | 0 | 0.364 | 1 | 3 | cs | TRUE
82 | LV_4203-9_0_7_line_82 |  | 73 | 92 | 0.015775 | 0.125 | 0.08 | 261 | 0 | 0.364 | 1 | 3 | cs | TRUE
83 | LV_4203-9_0_7_line_83 |  | 74 | 75 | 1.4351e-05 | 0.125 | 0.08 | 261 | 0 | 0.364 | 1 | 1 | cs | TRUE
84 | LV_4203-9_0_7_line_84 |  | 77 | 78 | 0.0069957 | 0.125 | 0.08 | 261 | 0 | 0.364 | 1 | 1 | cs | TRUE
85 | LV_4203-9_0_7_line_85 |  | 78 | 79 | 0.01056 | 0.125 | 0.08 | 261 | 0 | 0.364 | 1 | 1 | cs | TRUE
86 | LV_4203-9_0_7_line_86 |  | 80 | 81 | 0.015185 | 0.125 | 0.08 | 261 | 0 | 0.364 | 1 | 1 | cs | TRUE
87 | LV_4203-9_0_7_line_87 |  | 80 | 82 | 0.019884 | 0.125 | 0.08 | 261 | 0 | 0.364 | 1 | 1 | cs | TRUE
88 | LV_4203-9_0_7_line_88 |  | 81 | 83 | 0.0052685 | 0.125 | 0.08 | 261 | 0 | 0.364 | 1 | 1 | cs | TRUE
89 | LV_4203-9_0_7_line_89 |  | 82 | 84 | 0.023546 | 0.125 | 0.08 | 261 | 0 | 0.364 | 1 | 3 | cs | TRUE
90 | LV_4203-9_0_7_line_90 |  | 82 | 85 | 0.01622 | 0.125 | 0.08 | 261 | 0 | 0.364 | 1 | 3 | cs | TRUE
91 | LV_4203-9_0_7_line_91 |  | 83 | 86 | 0.015586 | 0.125 | 0.08 | 261 | 0 | 0.364 | 1 | 1 | cs | TRUE
92 | LV_4203-9_0_7_line_92 |  | 84 | 87 | 0.020915 | 0.125 | 0.08 | 261 | 0 | 0.364 | 1 | 3 | cs | TRUE
93 | LV_4203-9_0_7_line_93 |  | 85 | 88 | 0.022355 | 0.125 | 0.08 | 261 | 0 | 0.364 | 1 | 3 | cs | TRUE
94 | LV_4203-9_0_7_line_94 |  | 86 | 89 | 0.0062994 | 0.125 | 0.08 | 261 | 0 | 0.364 | 1 | 1 | cs | TRUE
95 | LV_4203-9_0_7_line_95 |  | 87 | 92 | 0.011931 | 0.125 | 0.08 | 261 | 0 | 0.364 | 1 | 3 | cs | TRUE
96 | LV_4203-9_0_7_line_96 |  | 88 | 93 | 0.030651 | 0.125 | 0.08 | 261 | 0 | 0.364 | 1 | 3 | cs | TRUE
97 | LV_4203-9_0_7_line_97 |  | 88 | 94 | 0.02821 | 0.125 | 0.08 | 261 | 0 | 0.364 | 1 | 1 | cs | TRUE
98 | LV_4203-9_0_7_line_98 |  | 88 | 95 | 0.007679 | 0.125 | 0.08 | 261 | 0 | 0.364 | 1 | 1 | cs | TRUE
99 | LV_4203-9_0_7_line_99 |  | 90 | 91 | 0.022831 | 0.125 | 0.08 | 261 | 0 | 0.364 | 1 | 1 | cs | TRUE
100 | LV_4203-9_0_7_line_100 |  | 91 | 121 | 0.023701 | 0.125 | 0.08 | 261 | 0 | 0.364 | 1 | 1 | cs | TRUE
101 | LV_4203-9_0_7_line_101 |  | 91 | 122 | 0.035681 | 0.125 | 0.08 | 261 | 0 | 0.364 | 1 | 1 | cs | TRUE
102 | LV_4203-9_0_7_line_102 |  | 92 | 107 | 0.045039 | 0.125 | 0.08 | 261 | 0 | 0.364 | 1 | 1 | cs | TRUE
103 | LV_4203-9_0_7_line_103 |  | 93 | 119 | 0.0074125 | 0.125 | 0.08 | 261 | 0 | 0.364 | 1 | 3 | cs | TRUE
104 | LV_4203-9_0_7_line_104 |  | 94 | 120 | 0.032083 | 0.125 | 0.08 | 261 | 0 | 0.364 | 1 | 1 | cs | TRUE
105 | LV_4203-9_0_7_line_105 |  | 95 | 108 | 0.030468 | 0.125 | 0.08 | 261 | 0 | 0.364 | 1 | 1 | cs | TRUE
106 | LV_4203-9_0_7_line_106 |  | 96 | 97 | 0.024396 | 0.125 | 0.08 | 261 | 0 | 0.364 | 1 | 3 | cs | TRUE
107 | LV_4203-9_0_7_line_107 |  | 96 | 98 | 0.026347 | 0.125 | 0.08 | 261 | 0 | 0.364 | 1 | 3 | cs | TRUE
108 | LV_4203-9_0_7_line_108 |  | 97 | 99 | 0.034647 | 0.125 | 0.08 | 261 | 0 | 0.364 | 1 | 1 | cs | TRUE
109 | LV_4203-9_0_7_line_109 |  | 97 | 100 | 0.012045 | 0.125 | 0.08 | 261 | 0 | 0.364 | 1 | 3 | cs | TRUE
110 | LV_4203-9_0_7_line_110 |  | 98 | 101 | 0.013042 | 0.125 | 0.08 | 261 | 0 | 0.364 | 1 | 1 | cs | TRUE
111 | LV_4203-9_0_7_line_111 |  | 99 | 102 | 0.013185 | 0.125 | 0.08 | 261 | 0 | 0.364 | 1 | 1 | cs | TRUE
112 | LV_4203-9_0_7_line_112 |  | 100 | 103 | 0.022304 | 0.125 | 0.08 | 261 | 0 | 0.364 | 1 | 3 | cs | TRUE
113 | LV_4203-9_0_7_line_113 |  | 102 | 105 | 0.013135 | 0.125 | 0.08 | 261 | 0 | 0.364 | 1 | 1 | cs | TRUE
114 | LV_4203-9_0_7_line_114 |  | 103 | 106 | 0.0029004 | 0.125 | 0.08 | 261 | 0 | 0.364 | 1 | 3 | cs | TRUE
115 | LV_4203-9_0_7_line_115 |  | 106 | 109 | 0.0083736 | 0.125 | 0.08 | 261 | 0 | 0.364 | 1 | 3 | cs | TRUE
116 | LV_4203-9_0_7_line_116 |  | 108 | 116 | 0.027211 | 0.125 | 0.08 | 261 | 0 | 0.364 | 1 | 1 | cs | TRUE
117 | LV_4203-9_0_7_line_117 |  | 109 | 110 | 0.032754 | 0.125 | 0.08 | 261 | 0 | 0.364 | 1 | 3 | cs | TRUE
118 | LV_4203-9_0_7_line_118 |  | 109 | 111 | 0.022819 | 0.125 | 0.08 | 261 | 0 | 0.364 | 1 | 1 | cs | TRUE
119 | LV_4203-9_0_7_line_119 |  | 110 | 112 | 0.0068317 | 0.125 | 0.08 | 261 | 0 | 0.364 | 1 | 3 | cs | TRUE
120 | LV_4203-9_0_7_line_120 |  | 112 | 113 | 0.02421 | 0.125 | 0.08 | 261 | 0 | 0.364 | 1 | 3 | cs | TRUE
121 | LV_4203-9_0_7_line_121 |  | 113 | 114 | 0.0065315 | 0.125 | 0.08 | 261 | 0 | 0.364 | 1 | 3 | cs | TRUE
122 | LV_4203-9_0_7_line_122 |  | 114 | 115 | 0.0082831 | 0.125 | 0.08 | 261 | 0 | 0.364 | 1 | 3 | cs | TRUE
123 | LV_4203-9_0_7_line_123 |  | 115 | 124 | 0.0043444 | 0.125 | 0.08 | 261 | 0 | 0.364 | 1 | 3 | cs | TRUE
124 | LV_4203-9_0_7_line_124 |  | 117 | 237 | 0.013061 | 0.125 | 0.08 | 261 | 0 | 0.364 | 1 | 1 | cs | TRUE
125 | LV_4203-9_0_7_line_125 |  | 119 | 127 | 0.008104 | 0.125 | 0.08 | 261 | 0 | 0.364 | 1 | 3 | cs | TRUE
126 | LV_4203-9_0_7_line_126 |  | 119 | 128 | 0.02373 | 0.125 | 0.08 | 261 | 0 | 0.364 | 1 | 1 | cs | TRUE
127 | LV_4203-9_0_7_line_127 |  | 120 | 129 | 0.011338 | 0.125 | 0.08 | 261 | 0 | 0.364 | 1 | 1 | cs | TRUE
128 | LV_4203-9_0_7_line_128 |  | 122 | 195 | 0.0159 | 0.125 | 0.08 | 261 | 0 | 0.364 | 1 | 1 | cs | TRUE
129 | LV_4203-9_0_7_line_129 |  | 122 | 193 | 0.023183 | 0.125 | 0.08 | 261 | 0 | 0.364 | 1 | 1 | cs | TRUE
130 | LV_4203-9_0_7_line_130 |  | 123 | 146 | 0.028212 | 0.125 | 0.08 | 261 | 0 | 0.364 | 1 | 1 | cs | TRUE
131 | LV_4203-9_0_7_line_131 |  | 123 | 130 | 0.006842 | 0.125 | 0.08 | 261 | 0 | 0.364 | 1 | 1 | cs | TRUE
132 | LV_4203-9_0_7_line_132 |  | 125 | 147 | 0.014652 | 0.125 | 0.08 | 261 | 0 | 0.364 | 1 | 1 | cs | TRUE
133 | LV_4203-9_0_7_line_133 |  | 125 | 148 | 0.0099417 | 0.125 | 0.08 | 261 | 0 | 0.364 | 1 | 1 | cs | TRUE
134 | LV_4203-9_0_7_line_134 |  | 126 | 186 | 0.018068 | 0.125 | 0.08 | 261 | 0 | 0.364 | 1 | 1 | cs | TRUE
135 | LV_4203-9_0_7_line_135 |  | 126 | 187 | 0.027654 | 0.125 | 0.08 | 261 | 0 | 0.364 | 1 | 3 | cs | TRUE
136 | LV_4203-9_0_7_line_136 |  | 127 | 153 | 0.025755 | 0.125 | 0.08 | 261 | 0 | 0.364 | 1 | 1 | cs | TRUE
137 | LV_4203-9_0_7_line_137 |  | 127 | 154 | 0.018757 | 0.125 | 0.08 | 261 | 0 | 0.364 | 1 | 2 | cs | TRUE
138 | LV_4203-9_0_7_line_138 |  | 128 | 155 | 0.013704 | 0.125 | 0.08 | 261 | 0 | 0.364 | 1 | 1 | cs | TRUE
139 | LV_4203-9_0_7_line_139 |  | 129 | 184 | 0.014684 | 0.125 | 0.08 | 261 | 0 | 0.364 | 1 | 1 | cs | TRUE
140 | LV_4203-9_0_7_line_140 |  | 130 | 131 | 0.0077149 | 0.125 | 0.08 | 261 | 0 | 0.364 | 1 | 1 | cs | TRUE
141 | LV_4203-9_0_7_line_141 |  | 132 | 133 | 0.010646 | 0.125 | 0.08 | 261 | 0 | 0.364 | 1 | 1 | cs | TRUE
142 | LV_4203-9_0_7_line_142 |  | 133 | 134 | 0.018514 | 0.125 | 0.08 | 261 | 0 | 0.364 | 1 | 1 | cs | TRUE
143 | LV_4203-9_0_7_line_143 |  | 133 | 135 | 0.021738 | 0.125 | 0.08 | 261 | 0 | 0.364 | 1 | 1 | cs | TRUE
144 | LV_4203-9_0_7_line_144 |  | 134 | 136 | 0.04349 | 0.125 | 0.08 | 261 | 0 | 0.364 | 1 | 1 | cs | TRUE
145 | LV_4203-9_0_7_line_145 |  | 135 | 137 | 8.5317e-05 | 0.125 | 0.08 | 261 | 0 | 0.364 | 1 | 1 | cs | TRUE
146 | LV_4203-9_0_7_line_146 |  | 137 | 138 | 0.00090637 | 0.125 | 0.08 | 261 | 0 | 0.364 | 1 | 1 | cs | TRUE
147 | LV_4203-9_0_7_line_147 |  | 138 | 142 | 0.011205 | 0.125 | 0.08 | 261 | 0 | 0.364 | 1 | 1 | cs | TRUE
148 | LV_4203-9_0_7_line_148 |  | 139 | 140 | 0.022158 | 0.125 | 0.08 | 261 | 0 | 0.364 | 1 | 1 | cs | TRUE
149 | LV_4203-9_0_7_line_149 |  | 139 | 141 | 0.0023033 | 0.125 | 0.08 | 261 | 0 | 0.364 | 1 | 1 | cs | TRUE
150 | LV_4203-9_0_7_line_150 |  | 140 | 142 | 0.015176 | 0.125 | 0.08 | 261 | 0 | 0.364 | 1 | 1 | cs | TRUE
151 | LV_4203-9_0_7_line_151 |  | 141 | 143 | 0.0053808 | 0.125 | 0.08 | 261 | 0 | 0.364 | 1 | 1 | cs | TRUE
152 | LV_4203-9_0_7_line_152 |  | 143 | 144 | 0.0053812 | 0.125 | 0.08 | 261 | 0 | 0.364 | 1 | 1 | cs | TRUE
153 | LV_4203-9_0_7_line_153 |  | 144 | 145 | 0.0053812 | 0.125 | 0.08 | 261 | 0 | 0.364 | 1 | 1 | cs | TRUE
154 | LV_4203-9_0_7_line_154 |  | 145 | 146 | 0.015269 | 0.125 | 0.08 | 261 | 0 | 0.364 | 1 | 1 | cs | TRUE
155 | LV_4203-9_0_7_line_155 |  | 147 | 149 | 0.016425 | 0.125 | 0.08 | 261 | 0 | 0.364 | 1 | 1 | cs | TRUE
156 | LV_4203-9_0_7_line_156 |  | 148 | 150 | 0.048778 | 0.125 | 0.08 | 261 | 0 | 0.364 | 1 | 1 | cs | TRUE
157 | LV_4203-9_0_7_line_157 |  | 149 | 152 | 0.00542 | 0.125 | 0.08 | 261 | 0 | 0.364 | 1 | 1 | cs | TRUE
158 | LV_4203-9_0_7_line_158 |  | 150 | 151 | 0.0065369 | 0.125 | 0.08 | 261 | 0 | 0.364 | 1 | 1 | cs | TRUE
159 | LV_4203-9_0_7_line_159 |  | 154 | 156 | 0.0092766 | 0.125 | 0.08 | 261 | 0 | 0.364 | 1 | 1 | cs | TRUE
160 | LV_4203-9_0_7_line_160 |  | 154 | 157 | 0.0315 | 0.125 | 0.08 | 261 | 0 | 0.364 | 1 | 1 | cs | TRUE
161 | LV_4203-9_0_7_line_161 |  | 155 | 158 | 0.016497 | 0.125 | 0.08 | 261 | 0 | 0.364 | 1 | 1 | cs | TRUE
162 | LV_4203-9_0_7_line_162 |  | 156 | 165 | 0.015069 | 0.125 | 0.08 | 261 | 0 | 0.364 | 1 | 1 | cs | TRUE
163 | LV_4203-9_0_7_line_163 |  | 157 | 160 | 0.019705 | 0.125 | 0.08 | 261 | 0 | 0.364 | 1 | 1 | cs | TRUE
164 | LV_4203-9_0_7_line_164 |  | 157 | 161 | 0.035474 | 0.125 | 0.08 | 261 | 0 | 0.364 | 1 | 1 | cs | TRUE
165 | LV_4203-9_0_7_line_165 |  | 157 | 159 | 0.023893 | 0.125 | 0.08 | 261 | 0 | 0.364 | 1 | 1 | cs | TRUE
166 | LV_4203-9_0_7_line_166 |  | 158 | 226 | 0.0074832 | 0.125 | 0.08 | 261 | 0 | 0.364 | 1 | 1 | cs | TRUE
167 | LV_4203-9_0_7_line_167 |  | 160 | 162 | 0.010784 | 0.125 | 0.08 | 261 | 0 | 0.364 | 1 | 1 | cs | TRUE
168 | LV_4203-9_0_7_line_168 |  | 161 | 163 | 0.023341 | 0.125 | 0.08 | 261 | 0 | 0.364 | 1 | 1 | cs | TRUE
169 | LV_4203-9_0_7_line_169 |  | 161 | 164 | 0.021693 | 0.125 | 0.08 | 261 | 0 | 0.364 | 1 | 1 | cs | TRUE
170 | LV_4203-9_0_7_line_170 |  | 162 | 166 | 0.010988 | 0.125 | 0.08 | 261 | 0 | 0.364 | 1 | 1 | cs | TRUE
171 | LV_4203-9_0_7_line_171 |  | 163 | 170 | 0.017193 | 0.125 | 0.08 | 261 | 0 | 0.364 | 1 | 1 | cs | TRUE
172 | LV_4203-9_0_7_line_172 |  | 163 | 171 | 0.015393 | 0.125 | 0.08 | 261 | 0 | 0.364 | 1 | 1 | cs | TRUE
173 | LV_4203-9_0_7_line_173 |  | 164 | 172 | 0.0002199 | 0.125 | 0.08 | 261 | 0 | 0.364 | 1 | 1 | cs | TRUE
174 | LV_4203-9_0_7_line_174 |  | 165 | 215 | 2.4793e-05 | 0.125 | 0.08 | 261 | 0 | 0.364 | 1 | 1 | cs | TRUE
175 | LV_4203-9_0_7_line_175 |  | 166 | 237 | 0.034472 | 0.125 | 0.08 | 261 | 0 | 0.364 | 1 | 1 | cs | TRUE
176 | LV_4203-9_0_7_line_176 |  | 167 | 168 | 0.002429 | 0.125 | 0.08 | 261 | 0 | 0.364 | 1 | 1 | cs | TRUE
177 | LV_4203-9_0_7_line_177 |  | 167 | 169 | 0.015369 | 0.125 | 0.08 | 261 | 0 | 0.364 | 1 | 1 | cs | TRUE
178 | LV_4203-9_0_7_line_178 |  | 169 | 246 | 0.011643 | 0.125 | 0.08 | 261 | 0 | 0.364 | 1 | 1 | cs | TRUE
179 | LV_4203-9_0_7_line_179 |  | 169 | 241 | 0.015239 | 0.125 | 0.08 | 261 | 0 | 0.364 | 1 | 1 | cs | TRUE
180 | LV_4203-9_0_7_line_180 |  | 170 | 243 | 0.022045 | 0.125 | 0.08 | 261 | 0 | 0.364 | 1 | 1 | cs | TRUE
181 | LV_4203-9_0_7_line_181 |  | 170 | 244 | 0.014875 | 0.125 | 0.08 | 261 | 0 | 0.364 | 1 | 1 | cs | TRUE
182 | LV_4203-9_0_7_line_182 |  | 170 | 235 | 0.028611 | 0.125 | 0.08 | 261 | 0 | 0.364 | 1 | 1 | cs | TRUE
183 | LV_4203-9_0_7_line_183 |  | 171 | 241 | 0.026653 | 0.125 | 0.08 | 261 | 0 | 0.364 | 1 | 1 | cs | TRUE
184 | LV_4203-9_0_7_line_184 |  | 172 | 271 | 0.016826 | 0.125 | 0.08 | 261 | 0 | 0.364 | 1 | 1 | cs | TRUE
185 | LV_4203-9_0_7_line_185 |  | 173 | 174 | 0.018382 | 0.125 | 0.08 | 261 | 0 | 0.364 | 1 | 3 | cs | TRUE
186 | LV_4203-9_0_7_line_186 |  | 173 | 175 | 0.019092 | 0.125 | 0.08 | 261 | 0 | 0.364 | 1 | 3 | cs | TRUE
187 | LV_4203-9_0_7_line_187 |  | 174 | 176 | 0.010502 | 0.125 | 0.08 | 261 | 0 | 0.364 | 1 | 1 | cs | TRUE
188 | LV_4203-9_0_7_line_188 |  | 175 | 177 | 0.00049587 | 0.125 | 0.08 | 261 | 0 | 0.364 | 1 | 3 | cs | TRUE
189 | LV_4203-9_0_7_line_189 |  | 176 | 178 | 0.015962 | 0.125 | 0.08 | 261 | 0 | 0.364 | 1 | 1 | cs | TRUE
190 | LV_4203-9_0_7_line_190 |  | 177 | 179 | 0.013172 | 0.125 | 0.08 | 261 | 0 | 0.364 | 1 | 3 | cs | TRUE
191 | LV_4203-9_0_7_line_191 |  | 178 | 180 | 0.017963 | 0.125 | 0.08 | 261 | 0 | 0.364 | 1 | 1 | cs | TRUE
192 | LV_4203-9_0_7_line_192 |  | 178 | 181 | 0.025151 | 0.125 | 0.08 | 261 | 0 | 0.364 | 1 | 1 | cs | TRUE
193 | LV_4203-9_0_7_line_193 |  | 178 | 182 | 0.017781 | 0.125 | 0.08 | 261 | 0 | 0.364 | 1 | 1 | cs | TRUE
194 | LV_4203-9_0_7_line_194 |  | 179 | 183 | 0.012232 | 0.125 | 0.08 | 261 | 0 | 0.364 | 1 | 3 | cs | TRUE
195 | LV_4203-9_0_7_line_195 |  | 180 | 190 | 0.010589 | 0.125 | 0.08 | 261 | 0 | 0.364 | 1 | 1 | cs | TRUE
196 | LV_4203-9_0_7_line_196 |  | 181 | 191 | 0.0070542 | 0.125 | 0.08 | 261 | 0 | 0.364 | 1 | 1 | cs | TRUE
197 | LV_4203-9_0_7_line_197 |  | 182 | 192 | 0.037604 | 0.125 | 0.08 | 261 | 0 | 0.364 | 1 | 1 | cs | TRUE
198 | LV_4203-9_0_7_line_198 |  | 183 | 188 | 0.0094226 | 0.125 | 0.08 | 261 | 0 | 0.364 | 1 | 3 | cs | TRUE
199 | LV_4203-9_0_7_line_199 |  | 184 | 185 | 0.01196 | 0.125 | 0.08 | 261 | 0 | 0.364 | 1 | 1 | cs | TRUE
200 | LV_4203-9_0_7_line_200 |  | 187 | 188 | 0.0054802 | 0.125 | 0.08 | 261 | 0 | 0.364 | 1 | 3 | cs | TRUE
201 | LV_4203-9_0_7_line_201 |  | 188 | 189 | 0.014095 | 0.125 | 0.08 | 261 | 0 | 0.364 | 1 | 1 | cs | TRUE
202 | LV_4203-9_0_7_line_202 |  | 189 | 213 | 0.0077797 | 0.125 | 0.08 | 261 | 0 | 0.364 | 1 | 1 | cs | TRUE
203 | LV_4203-9_0_7_line_203 |  | 190 | 204 | 0.0037399 | 0.125 | 0.08 | 261 | 0 | 0.364 | 1 | 1 | cs | TRUE
204 | LV_4203-9_0_7_line_204 |  | 191 | 210 | 0.011084 | 0.125 | 0.08 | 261 | 0 | 0.364 | 1 | 1 | cs | TRUE
205 | LV_4203-9_0_7_line_205 |  | 191 | 206 | 0.011846 | 0.125 | 0.08 | 261 | 0 | 0.364 | 1 | 1 | cs | TRUE
206 | LV_4203-9_0_7_line_206 |  | 192 | 214 | 0.0024342 | 0.125 | 0.08 | 261 | 0 | 0.364 | 1 | 1 | cs | TRUE
207 | LV_4203-9_0_7_line_207 |  | 193 | 194 | 0.012605 | 0.125 | 0.08 | 261 | 0 | 0.364 | 1 | 1 | cs | TRUE
208 | LV_4203-9_0_7_line_208 |  | 194 | 196 | 0.007939 | 0.125 | 0.08 | 261 | 0 | 0.364 | 1 | 1 | cs | TRUE
209 | LV_4203-9_0_7_line_209 |  | 194 | 197 | 0.019415 | 0.125 | 0.08 | 261 | 0 | 0.364 | 1 | 1 | cs | TRUE
210 | LV_4203-9_0_7_line_210 |  | 196 | 198 | 0.028015 | 0.125 | 0.08 | 261 | 0 | 0.364 | 1 | 1 | cs | TRUE
211 | LV_4203-9_0_7_line_211 |  | 197 | 199 | 0.003152 | 0.125 | 0.08 | 261 | 0 | 0.364 | 1 | 1 | cs | TRUE
212 | LV_4203-9_0_7_line_212 |  | 198 | 202 | 0.0025011 | 0.125 | 0.08 | 261 | 0 | 0.364 | 1 | 1 | cs | TRUE
213 | LV_4203-9_0_7_line_213 |  | 199 | 203 | 0.012002 | 0.125 | 0.08 | 261 | 0 | 0.364 | 1 | 1 | cs | TRUE
214 | LV_4203-9_0_7_line_214 |  | 199 | 204 | 0.024156 | 0.125 | 0.08 | 261 | 0 | 0.364 | 1 | 1 | cs | TRUE
215 | LV_4203-9_0_7_line_215 |  | 200 | 201 | 0.017912 | 0.125 | 0.08 | 261 | 0 | 0.364 | 1 | 1 | cs | TRUE
216 | LV_4203-9_0_7_line_216 |  | 201 | 202 | 0.016495 | 0.125 | 0.08 | 261 | 0 | 0.364 | 1 | 1 | cs | TRUE
217 | LV_4203-9_0_7_line_217 |  | 203 | 222 | 0.0079442 | 0.125 | 0.08 | 261 | 0 | 0.364 | 1 | 1 | cs | TRUE
218 | LV_4203-9_0_7_line_218 |  | 204 | 220 | 0.018217 | 0.125 | 0.08 | 261 | 0 | 0.364 | 1 | 1 | cs | TRUE
219 | LV_4203-9_0_7_line_219 |  | 205 | 206 | 0.024819 | 0.125 | 0.08 | 261 | 0 | 0.364 | 1 | 1 | cs | TRUE
220 | LV_4203-9_0_7_line_220 |  | 207 | 208 | 0.037589 | 0.125 | 0.08 | 261 | 0 | 0.364 | 1 | 1 | cs | TRUE
221 | LV_4203-9_0_7_line_221 |  | 208 | 209 | 0.02975 | 0.125 | 0.08 | 261 | 0 | 0.364 | 1 | 1 | cs | TRUE
222 | LV_4203-9_0_7_line_222 |  | 209 | 211 | 0.022515 | 0.125 | 0.08 | 261 | 0 | 0.364 | 1 | 1 | cs | TRUE
223 | LV_4203-9_0_7_line_223 |  | 210 | 212 | 0.005284 | 0.125 | 0.08 | 261 | 0 | 0.364 | 1 | 1 | cs | TRUE
224 | LV_4203-9_0_7_line_224 |  | 211 | 230 | 0.0072335 | 0.125 | 0.08 | 261 | 0 | 0.364 | 1 | 1 | cs | TRUE
225 | LV_4203-9_0_7_line_225 |  | 211 | 214 | 0.017921 | 0.125 | 0.08 | 261 | 0 | 0.364 | 1 | 1 | cs | TRUE
226 | LV_4203-9_0_7_line_226 |  | 212 | 227 | 0.013741 | 0.125 | 0.08 | 261 | 0 | 0.364 | 1 | 1 | cs | TRUE
227 | LV_4203-9_0_7_line_227 |  | 215 | 216 | 0.015732 | 0.125 | 0.08 | 261 | 0 | 0.364 | 1 | 1 | cs | TRUE
228 | LV_4203-9_0_7_line_228 |  | 216 | 217 | 0.0098452 | 0.125 | 0.08 | 261 | 0 | 0.364 | 1 | 1 | cs | TRUE
229 | LV_4203-9_0_7_line_229 |  | 217 | 218 | 0.005618 | 0.125 | 0.08 | 261 | 0 | 0.364 | 1 | 1 | cs | TRUE
230 | LV_4203-9_0_7_line_230 |  | 218 | 219 | 0.016013 | 0.125 | 0.08 | 261 | 0 | 0.364 | 1 | 1 | cs | TRUE
231 | LV_4203-9_0_7_line_231 |  | 219 | 224 | 0.0028278 | 0.125 | 0.08 | 261 | 0 | 0.364 | 1 | 1 | cs | TRUE
232 | LV_4203-9_0_7_line_232 |  | 220 | 221 | 0.016932 | 0.125 | 0.08 | 261 | 0 | 0.364 | 1 | 1 | cs | TRUE
233 | LV_4203-9_0_7_line_233 |  | 221 | 223 | 0.021354 | 0.125 | 0.08 | 261 | 0 | 0.364 | 1 | 1 | cs | TRUE
234 | LV_4203-9_0_7_line_234 |  | 222 | 225 | 0.0079442 | 0.125 | 0.08 | 261 | 0 | 0.364 | 1 | 1 | cs | TRUE
235 | LV_4203-9_0_7_line_235 |  | 223 | 259 | 0.02578 | 0.125 | 0.08 | 261 | 0 | 0.364 | 1 | 1 | cs | TRUE
236 | LV_4203-9_0_7_line_236 |  | 225 | 240 | 0.0033841 | 0.125 | 0.08 | 261 | 0 | 0.364 | 1 | 1 | cs | TRUE
237 | LV_4203-9_0_7_line_237 |  | 227 | 228 | 0.013137 | 0.125 | 0.08 | 261 | 0 | 0.364 | 1 | 1 | cs | TRUE
238 | LV_4203-9_0_7_line_238 |  | 228 | 229 | 0.013408 | 0.125 | 0.08 | 261 | 0 | 0.364 | 1 | 1 | cs | TRUE
239 | LV_4203-9_0_7_line_239 |  | 230 | 236 | 0.048218 | 0.125 | 0.08 | 261 | 0 | 0.364 | 1 | 1 | cs | TRUE
240 | LV_4203-9_0_7_line_240 |  | 231 | 232 | 0.026409 | 0.125 | 0.08 | 261 | 0 | 0.364 | 1 | 1 | cs | TRUE
241 | LV_4203-9_0_7_line_241 |  | 232 | 233 | 0.013494 | 0.125 | 0.08 | 261 | 0 | 0.364 | 1 | 1 | cs | TRUE
242 | LV_4203-9_0_7_line_242 |  | 233 | 234 | 0.042654 | 0.125 | 0.08 | 261 | 0 | 0.364 | 1 | 1 | cs | TRUE
243 | LV_4203-9_0_7_line_243 |  | 234 | 236 | 0.016963 | 0.125 | 0.08 | 261 | 0 | 0.364 | 1 | 1 | cs | TRUE
244 | LV_4203-9_0_7_line_244 |  | 236 | 257 | 0.017925 | 0.125 | 0.08 | 261 | 0 | 0.364 | 1 | 1 | cs | TRUE
245 | LV_4203-9_0_7_line_245 |  | 237 | 238 | 0.0097643 | 0.125 | 0.08 | 261 | 0 | 0.364 | 1 | 1 | cs | TRUE
246 | LV_4203-9_0_7_line_246 |  | 237 | 239 | 0.018798 | 0.125 | 0.08 | 261 | 0 | 0.364 | 1 | 1 | cs | TRUE
247 | LV_4203-9_0_7_line_247 |  | 241 | 242 | 0.027859 | 0.125 | 0.08 | 261 | 0 | 0.364 | 1 | 1 | cs | TRUE
248 | LV_4203-9_0_7_line_248 |  | 242 | 245 | 0.01415 | 0.125 | 0.08 | 261 | 0 | 0.364 | 1 | 1 | cs | TRUE
249 | LV_4203-9_0_7_line_249 |  | 243 | 247 | 0.0047675 | 0.125 | 0.08 | 261 | 0 | 0.364 | 1 | 1 | cs | TRUE
250 | LV_4203-9_0_7_line_250 |  | 244 | 248 | 0.040025 | 0.125 | 0.08 | 261 | 0 | 0.364 | 1 | 1 | cs | TRUE
251 | LV_4203-9_0_7_line_251 |  | 245 | 249 | 0.015347 | 0.125 | 0.08 | 261 | 0 | 0.364 | 1 | 1 | cs | TRUE
252 | LV_4203-9_0_7_line_252 |  | 245 | 250 | 0.025971 | 0.125 | 0.08 | 261 | 0 | 0.364 | 1 | 1 | cs | TRUE
253 | LV_4203-9_0_7_line_253 |  | 248 | 255 | 0.0031522 | 0.125 | 0.08 | 261 | 0 | 0.364 | 1 | 1 | cs | TRUE
254 | LV_4203-9_0_7_line_254 |  | 249 | 268 | 0.010292 | 0.125 | 0.08 | 261 | 0 | 0.364 | 1 | 1 | cs | TRUE
255 | LV_4203-9_0_7_line_255 |  | 249 | 269 | 0.0157 | 0.125 | 0.08 | 261 | 0 | 0.364 | 1 | 1 | cs | TRUE
256 | LV_4203-9_0_7_line_256 |  | 250 | 264 | 0.060673 | 0.125 | 0.08 | 261 | 0 | 0.364 | 1 | 1 | cs | TRUE
257 | LV_4203-9_0_7_line_257 |  | 250 | 262 | 0.016361 | 0.125 | 0.08 | 261 | 0 | 0.364 | 1 | 1 | cs | TRUE
258 | LV_4203-9_0_7_line_258 |  | 251 | 252 | 0.0091984 | 0.125 | 0.08 | 261 | 0 | 0.364 | 1 | 1 | cs | TRUE
259 | LV_4203-9_0_7_line_259 |  | 251 | 253 | 0.014485 | 0.125 | 0.08 | 261 | 0 | 0.364 | 1 | 1 | cs | TRUE
260 | LV_4203-9_0_7_line_260 |  | 252 | 254 | 0.019299 | 0.125 | 0.08 | 261 | 0 | 0.364 | 1 | 1 | cs | TRUE
261 | LV_4203-9_0_7_line_261 |  | 253 | 255 | 0.0036012 | 0.125 | 0.08 | 261 | 0 | 0.364 | 1 | 1 | cs | TRUE
262 | LV_4203-9_0_7_line_262 |  | 253 | 256 | 0.006369 | 0.125 | 0.08 | 261 | 0 | 0.364 | 1 | 1 | cs | TRUE
263 | LV_4203-9_0_7_line_263 |  | 257 | 258 | 0.0048665 | 0.125 | 0.08 | 261 | 0 | 0.364 | 1 | 1 | cs | TRUE
264 | LV_4203-9_0_7_line_264 |  | 260 | 261 | 0.034112 | 0.125 | 0.08 | 261 | 0 | 0.364 | 1 | 1 | cs | TRUE
265 | LV_4203-9_0_7_line_265 |  | 260 | 262 | 0.0037453 | 0.125 | 0.08 | 261 | 0 | 0.364 | 1 | 1 | cs | TRUE
266 | LV_4203-9_0_7_line_266 |  | 262 | 263 | 0.015855 | 0.125 | 0.08 | 261 | 0 | 0.364 | 1 | 1 | cs | TRUE
267 | LV_4203-9_0_7_line_267 |  | 263 | 265 | 0.009218 | 0.125 | 0.08 | 261 | 0 | 0.364 | 1 | 1 | cs | TRUE
268 | LV_4203-9_0_7_line_268 |  | 263 | 266 | 0.016244 | 0.125 | 0.08 | 261 | 0 | 0.364 | 1 | 1 | cs | TRUE
269 | LV_4203-9_0_7_line_269 |  | 266 | 267 | 0.005854 | 0.125 | 0.08 | 261 | 0 | 0.364 | 1 | 1 | cs | TRUE
270 | LV_4203-9_0_7_line_270 |  | 269 | 270 | 0.003722 | 0.125 | 0.08 | 261 | 0 | 0.364 | 1 | 1 | cs | TRUE

## trafo
| name | std_type | hv_bus | lv_bus | sn_mva | vn_hv_kv | vn_lv_kv | vk_percent | vkr_percent | pfe_kw | i0_percent | shift_degree | tap_side | tap_neutral | tap_min | tap_max | tap_step_percent | tap_step_degree | tap_pos | tap_phase_shifter | parallel | df | in_service
0 | LV_4203-9_0_7_trafo_61 | 0.63 MVA 20/0.4 kV | 272 | 82 | 0.63 | 20 | 0.4 | 6 | 1.206 | 1.65 | 0.2619 | 150 | hv | 0 | -2 | 2 | 2.5 | 0 | 0 | FALSE | 1 | 1 | TRUE

## line_geodata
| x0 | y0 | x1 | y1 | x2 | y2 | x3 | y3 | x4 | y4
0 | 2656149.0217 | 1251826.7861 | 2656114.1691 | 1251818.0056
1 | 2656149.0217 | 1251826.7861 | 2656150.8318 | 1251829.2978
2 | 2656162.4723 | 1251845.4497 | 2656150.8318 | 1251829.2978
3 | 2656070.2675 | 1251720.3048 | 2656074.7906 | 1251764.0075
4 | 2656050.9808 | 1251702.3951 | 2656065.5488 | 1251714.1855 | 2656070.2675 | 1251720.3048
5 | 2656101.757 | 1251707.4122 | 2656093.4659 | 1251699.873 | 2656083.1011 | 1251690.4501
6 | 2656114.6179 | 1251692.2456 | 2656105.0958 | 1251699.9386 | 2656101.8619 | 1251704.2999 | 2656101.757 | 1251707.4122 | 2656101.757 | 1251707.4122
7 | 2656082.8431 | 1251690.2155 | 2656083.1011 | 1251690.4501
8 | 2656114.6179 | 1251692.2456 | 2656127.0937 | 1251706.5848
9 | 2656068.5627 | 1251677.2328 | 2656082.8431 | 1251690.2155
10 | 2656127.0937 | 1251706.5848 | 2656131.8793 | 1251712.0895 | 2656141.8735 | 1251723.8812
11 | 2656127.0937 | 1251706.5848 | 2656137.5906 | 1251697.5152
12 | 2656050.9808 | 1251702.3951 | 2656068.5627 | 1251677.2328
13 | 2656083.3949 | 1251656.3252 | 2656068.5627 | 1251677.2328
14 | 2656141.8735 | 1251723.8812 | 2656121.53 | 1251739.3883
15 | 2656148.994 | 1251732.2767 | 2656141.8735 | 1251723.8812
16 | 2656145.1196 | 1251688.5084 | 2656143.6533 | 1251689.7744 | 2656143.1195 | 1251692.738 | 2656137.5906 | 1251697.5152
17 | 2656083.3949 | 1251656.3252 | 2656092.9539 | 1251643.1509 | 2656098.4462 | 1251639.5787
18 | 2656117.7565 | 1251627.0189 | 2656098.4462 | 1251639.5787
19 | 2656148.994 | 1251732.2767 | 2656144.711 | 1251742.2208 | 2656141.3729 | 1251746.978
20 | 2656148.994 | 1251732.2767 | 2656151.2864 | 1251734.878
21 | 2656152.3283 | 1251682.2847 | 2656145.1196 | 1251688.5084
22 | 2656117.7565 | 1251627.0189 | 2656117.8713 | 1251634.0249 | 2656120.2637 | 1251637.2275 | 2656124.3072 | 1251638.222 | 2656128.4914 | 1251637.917
23 | 2656143.8106 | 1251607.8745 | 2656136.2587 | 1251614.7077 | 2656117.7565 | 1251627.0189
24 | 2656175.3834 | 1251719.6558 | 2656189.0628 | 1251711.0144
25 | 2656169.0577 | 1251723.6518 | 2656175.3834 | 1251719.6558
26 | 2656189.0628 | 1251711.0144 | 2656193.1302 | 1251708.445 | 2656194.0301 | 1251705.0734
27 | 2656161.6108 | 1251728.356 | 2656169.0577 | 1251723.6518
28 | 2656199.2695 | 1251696.2155 | 2656198.3039 | 1251696.9082 | 2656198.0915 | 1251702.5879 | 2656194.0301 | 1251705.0734 | 2656194.0301 | 1251705.0734
29 | 2656151.2864 | 1251734.878 | 2656161.6108 | 1251728.356
30 | 2656171.8427 | 1251758.2223 | 2656151.2864 | 1251734.878
31 | 2656171.8427 | 1251758.2223 | 2656183.6557 | 1251771.6839
32 | 2656171.8427 | 1251758.2223 | 2656182.1759 | 1251750.713
33 | 2656298.7104 | 1251605.4813 | 2656289.831 | 1251601.5325 | 2656285.9945 | 1251600.9957
34 | 2656303.0317 | 1251607.4031 | 2656298.7104 | 1251605.4813
35 | 2656274.9977 | 1251609.5121 | 2656281.7266 | 1251602.9565 | 2656285.9945 | 1251600.9957 | 2656285.9945 | 1251600.9957
36 | 2656303.0317 | 1251607.4031 | 2656311.6658 | 1251611.2428
37 | 2656274.9977 | 1251609.5121 | 2656267.3288 | 1251616.9833
38 | 2656333.4671 | 1251620.9382 | 2656311.6658 | 1251611.2428
39 | 2656256.0694 | 1251627.9526 | 2656267.3288 | 1251616.9833
40 | 2656333.4671 | 1251620.9382 | 2656327.1755 | 1251634.6866
41 | 2656333.4671 | 1251620.9382 | 2656337.9574 | 1251609.8732 | 2656339.3768 | 1251604.2948
42 | 2656256.0694 | 1251627.9526 | 2656251.6739 | 1251632.2361
43 | 2656256.0694 | 1251627.9526 | 2656265.441 | 1251649.032
44 | 2656327.1755 | 1251634.6866 | 2656323.1004 | 1251643.5917
45 | 2656339.3768 | 1251604.2948 | 2656342.1599 | 1251593.3572 | 2656344.4398 | 1251577.4234 | 2656344.7212 | 1251572.2898
46 | 2656162.4723 | 1251845.4497 | 2656179.8104 | 1251880.2271
47 | 2656179.8104 | 1251880.2271 | 2656188.0955 | 1251876.4141
48 | 2656188.0955 | 1251876.4141 | 2656188.0955 | 1251876.4141 | 2656191.2517 | 1251880.6937
49 | 2656210.9823 | 1251802.8243 | 2656220.2429 | 1251813.0442
50 | 2656210.9823 | 1251802.8243 | 2656223.2908 | 1251792.8128
51 | 2656220.5241 | 1251813.3545 | 2656220.2429 | 1251813.0442
52 | 2656224.2845 | 1251792.0045 | 2656223.2908 | 1251792.8128
53 | 2656164.3092 | 1251667.6102 | 2656163.0054 | 1251671.3893 | 2656156.4738 | 1251674.9122
54 | 2656152.3283 | 1251682.2847 | 2656155.9351 | 1251675.2028 | 2656156.4738 | 1251674.9122
55 | 2656169.8769 | 1251662.2703 | 2656168.3738 | 1251665.5806 | 2656164.3092 | 1251667.6102
56 | 2656138.3281 | 1251750.8207 | 2656139.96 | 1251748.9917 | 2656141.3729 | 1251746.978
57 | 2656236.0812 | 1251657.6503 | 2656238.1632 | 1251662.0213
58 | 2656226.9594 | 1251677.2107 | 2656241.9123 | 1251669.8919 | 2656238.1632 | 1251662.0213
59 | 2656226.9594 | 1251677.2107 | 2656237.7385 | 1251697.2969
60 | 2656226.9594 | 1251677.2107 | 2656208.3292 | 1251642.5049
61 | 2656237.7385 | 1251697.2969 | 2656238.67 | 1251699.0328
62 | 2656204.0623 | 1251634.5563 | 2656208.3292 | 1251642.5049
63 | 2656253.7457 | 1251727.1255 | 2656238.67 | 1251699.0328
64 | 2656201.3929 | 1251629.5835 | 2656204.0623 | 1251634.5563
65 | 2656253.7457 | 1251727.1255 | 2656256.4498 | 1251732.1644
66 | 2656323.1004 | 1251643.5917 | 2656318.9359 | 1251652.6921
67 | 2656345.2069 | 1251563.432 | 2656344.7212 | 1251572.2898
68 | 2656182.1759 | 1251750.713 | 2656202.8493 | 1251735.6894
69 | 2656197.9859 | 1251728.0491 | 2656202.8493 | 1251735.6894
70 | 2656256.4498 | 1251732.1644 | 2656263.2147 | 1251744.7705
71 | 2656269.031 | 1251755.6088 | 2656263.2147 | 1251744.7705
72 | 2656345.2069 | 1251563.432 | 2656324.5331 | 1251528.9098
73 | 2656345.2069 | 1251563.432 | 2656370.7614 | 1251546.5239
74 | 2656345.2069 | 1251563.432 | 2656355.5864 | 1251569.6017 | 2656362.9935 | 1251576.8695
75 | 2656319.0027 | 1251519.6749 | 2656324.5331 | 1251528.9098
76 | 2656390.3941 | 1251533.534 | 2656370.7614 | 1251546.5239
77 | 2656365.6941 | 1251579.5194 | 2656362.9935 | 1251576.8695
78 | 2656320.4291 | 1251506.1902 | 2656319.0027 | 1251519.6749
79 | 2656319.0027 | 1251519.6749 | 2656299.239 | 1251526.015
80 | 2656394.2273 | 1251530.9978 | 2656390.3941 | 1251533.534
81 | 2656376.3893 | 1251590.0136 | 2656365.6941 | 1251579.5194
82 | 2656312.3716 | 1251667.0365 | 2656318.9359 | 1251652.6921
83 | 2656265.4468 | 1251649.0451 | 2656265.441 | 1251649.032
84 | 2656138.3281 | 1251750.8207 | 2656133.6709 | 1251756.0409
85 | 2656126.641 | 1251763.9204 | 2656133.6709 | 1251756.0409
86 | 2656269.1558 | 1251698.0663 | 2656272.3488 | 1251704.2824 | 2656279.6522 | 1251700.5602 | 2656279.6522 | 1251700.5602
87 | 2656288.7372 | 1251718.2477 | 2656279.6522 | 1251700.5602
88 | 2656269.1558 | 1251698.0663 | 2656266.7486 | 1251693.3799
89 | 2656288.7372 | 1251718.2477 | 2656298.6085 | 1251696.8599
90 | 2656288.7372 | 1251718.2477 | 2656282.1585 | 1251733.0733
91 | 2656268.9996 | 1251682.5445 | 2656262.8043 | 1251685.7011 | 2656266.7486 | 1251693.3799
92 | 2656298.6085 | 1251696.8599 | 2656307.3721 | 1251677.8699
93 | 2656276.6846 | 1251754.7475 | 2656282.1585 | 1251733.0733
94 | 2656268.9996 | 1251682.5445 | 2656274.6125 | 1251679.6847
95 | 2656312.3716 | 1251667.0365 | 2656307.3721 | 1251677.8699
96 | 2656276.6846 | 1251754.7475 | 2656271.3111 | 1251784.9236
97 | 2656276.6846 | 1251754.7475 | 2656289.7324 | 1251754.8937 | 2656302.4478 | 1251746.6365
98 | 2656276.6846 | 1251754.7475 | 2656269.031 | 1251755.6088
99 | 2656353.4274 | 1251681.5256 | 2656333.9354 | 1251693.4136
100 | 2656353.4274 | 1251681.5256 | 2656363.9684 | 1251680.2138 | 2656374.9438 | 1251673.101
101 | 2656375.3863 | 1251709.6984 | 2656353.4274 | 1251681.5256
102 | 2656351.8523 | 1251655.8928 | 2656325.3336 | 1251672.2633 | 2656312.3716 | 1251667.0365
103 | 2656270.0116 | 1251792.2213 | 2656271.3111 | 1251784.9236
104 | 2656329.355 | 1251729.1633 | 2656302.4478 | 1251746.6365
105 | 2656269.031 | 1251755.6088 | 2656245.3946 | 1251774.8341
106 | 2656180.3047 | 1251572.6179 | 2656162.7592 | 1251589.5685
107 | 2656143.8106 | 1251607.8745 | 2656162.7592 | 1251589.5685
108 | 2656180.3047 | 1251572.6179 | 2656187.187 | 1251591.0293 | 2656201.5369 | 1251586.6898
109 | 2656180.3047 | 1251572.6179 | 2656190.2055 | 1251565.7582
110 | 2656143.8106 | 1251607.8745 | 2656150.8083 | 1251618.8929
111 | 2656201.5369 | 1251586.6898 | 2656203.158 | 1251586.1995 | 2656208.2075 | 1251596.5219
112 | 2656190.2055 | 1251565.7582 | 2656198.6373 | 1251559.9162 | 2656209.7421 | 1251555.2488
113 | 2656218.3443 | 1251600.4423 | 2656214.4095 | 1251602.2952 | 2656209.5624 | 1251599.2916 | 2656208.2075 | 1251596.5219
114 | 2656212.4159 | 1251554.125 | 2656209.7421 | 1251555.2488
115 | 2656220.1354 | 1251550.8804 | 2656212.4159 | 1251554.125
116 | 2656224.2845 | 1251792.0045 | 2656245.3946 | 1251774.8341
117 | 2656220.1354 | 1251550.8804 | 2656251.5653 | 1251541.6603
118 | 2656220.1354 | 1251550.8804 | 2656222.0742 | 1251530.2956 | 2656222.9397 | 1251528.3352
119 | 2656251.5653 | 1251541.6603 | 2656258.1207 | 1251539.7372
120 | 2656281.1976 | 1251532.4542 | 2656274.2888 | 1251534.9943 | 2656258.1207 | 1251539.7372
121 | 2656281.1976 | 1251532.4542 | 2656287.3279 | 1251530.2004
122 | 2656295.1022 | 1251527.3421 | 2656287.3279 | 1251530.2004
123 | 2656295.1022 | 1251527.3421 | 2656299.239 | 1251526.015
124 | 2656199.0042 | 1251891.2055 | 2656191.2517 | 1251880.6937
125 | 2656270.0116 | 1251792.2213 | 2656268.6075 | 1251800.2025
126 | 2656270.0116 | 1251792.2213 | 2656290.1481 | 1251779.6655
127 | 2656329.355 | 1251729.1633 | 2656338.8636 | 1251722.9885
128 | 2656375.3863 | 1251709.6984 | 2656388.5288 | 1251700.6949
129 | 2656375.3863 | 1251709.6984 | 2656388.2468 | 1251728.9872
130 | 2656320.4291 | 1251506.1902 | 2656338.1344 | 1251490.4586 | 2656341.9513 | 1251488.0245
131 | 2656320.4291 | 1251506.1902 | 2656315.1719 | 1251510.5877
132 | 2656394.2273 | 1251530.9978 | 2656402.7647 | 1251542.9058
133 | 2656394.2273 | 1251530.9978 | 2656402.4785 | 1251525.4521
134 | 2656376.3893 | 1251590.0136 | 2656370.9171 | 1251595.5988 | 2656366.3606 | 1251600.1253 | 2656362.5093 | 1251600.3444
135 | 2656376.3893 | 1251590.0136 | 2656396.1355 | 1251609.3737
136 | 2656268.6075 | 1251800.2025 | 2656246.7859 | 1251813.9827
137 | 2656265.3452 | 1251818.6732 | 2656268.6075 | 1251800.2025
138 | 2656290.1481 | 1251779.6655 | 2656301.7764 | 1251772.4148
139 | 2656351.1787 | 1251714.9912 | 2656338.8636 | 1251722.9885
140 | 2656315.1719 | 1251510.5877 | 2656307.7496 | 1251508.4835
141 | 2656432.5978 | 1251435.252 | 2656437.4581 | 1251425.7805
142 | 2656432.5978 | 1251435.252 | 2656450.6168 | 1251430.9997
143 | 2656432.5978 | 1251435.252 | 2656413.1669 | 1251444.9974
144 | 2656492.3641 | 1251419.114 | 2656478.3492 | 1251424.4357 | 2656459.8155 | 1251428.8288 | 2656450.6168 | 1251430.9997
145 | 2656413.1669 | 1251444.9974 | 2656413.0906 | 1251445.0356
146 | 2656413.0906 | 1251445.0356 | 2656412.2805 | 1251445.442
147 | 2656412.2805 | 1251445.442 | 2656404.4236 | 1251449.3825 | 2656402.3532 | 1251450.6262
148 | 2656370.3778 | 1251469.8962 | 2656372.063 | 1251468.8216 | 2656389.3441 | 1251458.4408
149 | 2656368.4358 | 1251471.1347 | 2656370.3778 | 1251469.8962
150 | 2656389.3441 | 1251458.4408 | 2656402.3532 | 1251450.6262
151 | 2656363.899 | 1251474.0279 | 2656368.4358 | 1251471.1347
152 | 2656359.3619 | 1251476.9213 | 2656363.899 | 1251474.0279
153 | 2656359.3619 | 1251476.9213 | 2656354.8248 | 1251479.8147
154 | 2656354.8248 | 1251479.8147 | 2656341.9513 | 1251488.0245
155 | 2656412.3349 | 1251556.2543 | 2656402.7647 | 1251542.9058
156 | 2656442.9135 | 1251498.1711 | 2656407.9459 | 1251521.7775 | 2656402.4785 | 1251525.4521
157 | 2656412.3349 | 1251556.2543 | 2656415.493 | 1251560.6652
158 | 2656442.9135 | 1251498.1711 | 2656448.3315 | 1251494.5135
159 | 2656265.3452 | 1251818.6732 | 2656274.5134 | 1251817.2593 | 2656274.5134 | 1251817.2593
160 | 2656265.3452 | 1251818.6732 | 2656263.0704 | 1251833.3063 | 2656262.7761 | 1251849.9929
161 | 2656301.7764 | 1251772.4148 | 2656315.7747 | 1251763.6864
162 | 2656274.5134 | 1251817.2593 | 2656287.206 | 1251809.1366
163 | 2656262.7761 | 1251849.9929 | 2656260.4214 | 1251851.5827 | 2656246.4518 | 1251861.0302
164 | 2656262.7761 | 1251849.9929 | 2656267.6798 | 1251859.7351 | 2656278.6459 | 1251870.8358 | 2656284.9247 | 1251877.2332
165 | 2656262.7761 | 1251849.9929 | 2656253.6636 | 1251846.3372 | 2656243.4663 | 1251836.6362
166 | 2656322.1246 | 1251759.7269 | 2656315.7747 | 1251763.6864
167 | 2656246.4518 | 1251861.0302 | 2656237.5184 | 1251867.0717
168 | 2656284.9247 | 1251877.2332 | 2656301.302 | 1251893.9114
169 | 2656284.9247 | 1251877.2332 | 2656266.1442 | 1251888.0893
170 | 2656237.5184 | 1251867.0717 | 2656228.8376 | 1251872.9424 | 2656228.4044 | 1251873.2076
171 | 2656307.3993 | 1251909.8693 | 2656305.7459 | 1251902.782 | 2656301.302 | 1251893.9114
172 | 2656301.302 | 1251893.9114 | 2656314.5996 | 1251886.157
173 | 2656265.9538 | 1251888.1994 | 2656266.1442 | 1251888.0893
174 | 2656287.2268 | 1251809.1232 | 2656287.206 | 1251809.1366
175 | 2656199.0042 | 1251891.2055 | 2656228.4044 | 1251873.2076
176 | 2656319.6234 | 1251844.9958 | 2656321.0006 | 1251846.9992
177 | 2656321.0006 | 1251846.9992 | 2656329.3456 | 1251859.9208
178 | 2656339.2012 | 1251853.6768 | 2656329.3456 | 1251859.9208
179 | 2656329.3456 | 1251859.9208 | 2656337.6238 | 1251872.7306
180 | 2656307.3993 | 1251909.8693 | 2656311.0568 | 1251931.608
181 | 2656307.3993 | 1251909.8693 | 2656293.3414 | 1251914.7302
182 | 2656307.3993 | 1251909.8693 | 2656322.7272 | 1251905.1227 | 2656334.7512 | 1251901.4748
183 | 2656337.6238 | 1251872.7306 | 2656314.5996 | 1251886.157
184 | 2656253.47 | 1251899.3166 | 2656262.462 | 1251890.2179 | 2656265.9538 | 1251888.1994
185 | 2656432.4132 | 1251656.9538 | 2656443.3464 | 1251671.731
186 | 2656432.4132 | 1251656.9538 | 2656421.0579 | 1251641.6062
187 | 2656443.3464 | 1251671.731 | 2656449.5928 | 1251680.1736
188 | 2656421.0579 | 1251641.6062 | 2656420.763 | 1251641.2076
189 | 2656459.0867 | 1251693.0055 | 2656449.5928 | 1251680.1736
190 | 2656412.9283 | 1251630.6183 | 2656420.763 | 1251641.2076
191 | 2656459.0867 | 1251693.0055 | 2656444.9421 | 1251704.078
192 | 2656459.0867 | 1251693.0055 | 2656475.2905 | 1251673.77
193 | 2656459.0867 | 1251693.0055 | 2656470.1414 | 1251706.9325
194 | 2656405.653 | 1251620.7851 | 2656412.9283 | 1251630.6183
195 | 2656444.9421 | 1251704.078 | 2656436.6037 | 1251710.6053
196 | 2656479.8352 | 1251668.3749 | 2656475.2905 | 1251673.77
197 | 2656470.1414 | 1251706.9325 | 2656493.5201 | 1251736.3859
198 | 2656400.0487 | 1251613.2103 | 2656405.653 | 1251620.7851
199 | 2656361.2093 | 1251708.4775 | 2656351.1787 | 1251714.9912
200 | 2656400.0487 | 1251613.2103 | 2656396.1355 | 1251609.3737
201 | 2656400.0487 | 1251613.2103 | 2656389.0116 | 1251621.9769
202 | 2656382.9197 | 1251626.8156 | 2656389.0116 | 1251621.9769
203 | 2656433.6588 | 1251712.9106 | 2656436.6037 | 1251710.6053
204 | 2656479.8352 | 1251668.3749 | 2656470.7713 | 1251661.9953 | 2656470.7713 | 1251661.9953
205 | 2656479.8352 | 1251668.3749 | 2656486.8923 | 1251658.8466
206 | 2656495.0335 | 1251738.2924 | 2656493.5201 | 1251736.3859
207 | 2656395.2391 | 1251739.4746 | 2656388.2468 | 1251728.9872
208 | 2656395.2391 | 1251739.4746 | 2656394.1455 | 1251740.1869 | 2656388.5861 | 1251743.8366
209 | 2656395.2391 | 1251739.4746 | 2656411.7574 | 1251729.272
210 | 2656388.5861 | 1251743.8366 | 2656365.1663 | 1251759.2108
211 | 2656414.4391 | 1251727.6157 | 2656411.7574 | 1251729.272
212 | 2656363.0755 | 1251760.5834 | 2656365.1663 | 1251759.2108
213 | 2656414.4391 | 1251727.6157 | 2656421.3754 | 1251737.4107
214 | 2656414.4391 | 1251727.6157 | 2656433.6588 | 1251712.9106
215 | 2656388.2449 | 1251768.9407 | 2656377.6916 | 1251775.1659 | 2656372.0837 | 1251774.4009 | 2656372.0837 | 1251774.4009
216 | 2656363.0755 | 1251760.5834 | 2656372.0837 | 1251774.4009
217 | 2656421.3754 | 1251737.4107 | 2656425.9665 | 1251743.8939
218 | 2656433.6588 | 1251712.9106 | 2656444.8589 | 1251727.2775
219 | 2656486.8923 | 1251658.8466 | 2656502.2953 | 1251678.3083
220 | 2656549.733 | 1251740.1801 | 2656543.7928 | 1251725.9913 | 2656528.7418 | 1251711.9269 | 2656527.772 | 1251710.6448
221 | 2656549.733 | 1251740.1801 | 2656540.0803 | 1251733.0275 | 2656529.345 | 1251734.137 | 2656523.8838 | 1251738.4248
222 | 2656506.1749 | 1251752.3288 | 2656523.8838 | 1251738.4248
223 | 2656467.7407 | 1251657.6667 | 2656470.7713 | 1251661.9953
224 | 2656506.1749 | 1251752.3288 | 2656510.6713 | 1251757.995
225 | 2656506.1749 | 1251752.3288 | 2656495.0335 | 1251738.2924
226 | 2656459.8596 | 1251646.4099 | 2656467.7407 | 1251657.6667
227 | 2656300.4779 | 1251800.6431 | 2656287.2268 | 1251809.1232
228 | 2656300.4779 | 1251800.6431 | 2656308.7704 | 1251795.3363
229 | 2656313.5023 | 1251792.308 | 2656308.7704 | 1251795.3363
230 | 2656326.9899 | 1251783.6766 | 2656313.5023 | 1251792.308
231 | 2656326.9899 | 1251783.6766 | 2656329.3717 | 1251782.1524
232 | 2656455.2692 | 1251740.6312 | 2656444.8589 | 1251727.2775
233 | 2656468.3985 | 1251757.4726 | 2656455.2692 | 1251740.6312
234 | 2656430.5576 | 1251750.3771 | 2656425.9665 | 1251743.8939
235 | 2656484.2487 | 1251777.8042 | 2656468.3985 | 1251757.4726
236 | 2656432.5133 | 1251753.1388 | 2656430.5576 | 1251750.3771
237 | 2656459.8596 | 1251646.4099 | 2656452.3253 | 1251635.6483
238 | 2656444.6356 | 1251624.6649 | 2656452.3253 | 1251635.6483
239 | 2656540.6438 | 1251795.7654 | 2656510.6713 | 1251757.995
240 | 2656499.6127 | 1251831.0543 | 2656475.9511 | 1251842.7827
241 | 2656499.6127 | 1251831.0543 | 2656511.8048 | 1251825.2724
242 | 2656551.2038 | 1251809.0643 | 2656531.7115 | 1251815.9498 | 2656520.7347 | 1251821.0376 | 2656511.8048 | 1251825.2724
243 | 2656540.6438 | 1251795.7654 | 2656551.2038 | 1251809.0643
244 | 2656540.6438 | 1251795.7654 | 2656525.7392 | 1251805.7233
245 | 2656199.0042 | 1251891.2055 | 2656197.5518 | 1251894.7387 | 2656193.5364 | 1251899.1217
246 | 2656199.0042 | 1251891.2055 | 2656208.4561 | 1251907.4548
247 | 2656337.6238 | 1251872.7306 | 2656361.6913 | 1251858.6989
248 | 2656373.9154 | 1251851.572 | 2656361.6913 | 1251858.6989
249 | 2656311.0568 | 1251931.608 | 2656310.715 | 1251936.3633
250 | 2656293.3414 | 1251914.7302 | 2656263.9288 | 1251924.9004 | 2656255.8883 | 1251928.7253
251 | 2656373.9154 | 1251851.572 | 2656365.5778 | 1251838.6726
252 | 2656373.9154 | 1251851.572 | 2656382.2173 | 1251846.8143 | 2656396.4533 | 1251838.6663
253 | 2656253.0417 | 1251930.0794 | 2656255.8883 | 1251928.7253
254 | 2656374.3167 | 1251833.1964 | 2656365.5778 | 1251838.6726
255 | 2656357.0392 | 1251825.4823 | 2656365.5778 | 1251838.6726
256 | 2656396.4533 | 1251838.6663 | 2656407.6652 | 1251856.4408 | 2656413.222 | 1251857.8058 | 2656444.9812 | 1251845.8485
257 | 2656410.6819 | 1251830.5182 | 2656396.4533 | 1251838.6663
258 | 2656242.1085 | 1251919.3458 | 2656237.2306 | 1251911.5473
259 | 2656249.7897 | 1251931.6264 | 2656242.1085 | 1251919.3458
260 | 2656226.9963 | 1251895.1848 | 2656237.2306 | 1251911.5473
261 | 2656249.7897 | 1251931.6264 | 2656253.0417 | 1251930.0794
262 | 2656249.7897 | 1251931.6264 | 2656244.1128 | 1251934.5139
263 | 2656521.6927 | 1251808.4268 | 2656525.7392 | 1251805.7233
264 | 2656443.6739 | 1251811.9526 | 2656413.9458 | 1251828.6815
265 | 2656410.6819 | 1251830.5182 | 2656413.9458 | 1251828.6815
266 | 2656402.1678 | 1251817.1279 | 2656410.6819 | 1251830.5182
267 | 2656409.9585 | 1251812.1652 | 2656402.1678 | 1251817.1279
268 | 2656393.438 | 1251803.413 | 2656402.1678 | 1251817.1279
269 | 2656390.3305 | 1251798.4467 | 2656393.438 | 1251803.413
270 | 2656355.1679 | 1251822.2622 | 2656357.0392 | 1251825.4823

## bus_geodata
| x | y | coords
0 | 2656114.1691 | 1251818.0056
1 | 2656149.0217 | 1251826.7861
2 | 2656150.8318 | 1251829.2978
3 | 2656074.7906 | 1251764.0075
4 | 2656070.2675 | 1251720.3048
5 | 2656101.757 | 1251707.4122
6 | 2656083.1011 | 1251690.4501
7 | 2656114.6179 | 1251692.2456
8 | 2656082.8431 | 1251690.2155
9 | 2656127.0937 | 1251706.5848
10 | 2656068.5627 | 1251677.2328
11 | 2656141.8735 | 1251723.8812
12 | 2656137.5906 | 1251697.5152
13 | 2656083.3949 | 1251656.3252
14 | 2656098.4462 | 1251639.5787
15 | 2656050.9808 | 1251702.3951
16 | 2656121.53 | 1251739.3883
17 | 2656148.994 | 1251732.2767
18 | 2656145.1196 | 1251688.5084
19 | 2656117.7565 | 1251627.0189
20 | 2656175.3834 | 1251719.6558
21 | 2656189.0628 | 1251711.0144
22 | 2656169.0577 | 1251723.6518
23 | 2656194.0301 | 1251705.0734
24 | 2656161.6108 | 1251728.356
25 | 2656199.2695 | 1251696.2155
26 | 2656151.2864 | 1251734.878
27 | 2656171.8427 | 1251758.2223
28 | 2656298.7104 | 1251605.4813
29 | 2656285.9945 | 1251600.9957
30 | 2656303.0317 | 1251607.4031
31 | 2656274.9977 | 1251609.5121
32 | 2656311.6658 | 1251611.2428
33 | 2656267.3288 | 1251616.9833
34 | 2656333.4671 | 1251620.9382
35 | 2656256.0694 | 1251627.9526
36 | 2656327.1755 | 1251634.6866
37 | 2656339.3768 | 1251604.2948
38 | 2656162.4723 | 1251845.4497
39 | 2656179.8104 | 1251880.2271
40 | 2656188.0955 | 1251876.4141
41 | 2656210.9823 | 1251802.8243
42 | 2656220.2429 | 1251813.0442
43 | 2656223.2908 | 1251792.8128
44 | 2656156.4738 | 1251674.9122
45 | 2656164.3092 | 1251667.6102
46 | 2656152.3283 | 1251682.2846
47 | 2656169.877 | 1251662.2703
48 | 2656141.3729 | 1251746.978
49 | 2656238.1632 | 1251662.0213
50 | 2656236.0812 | 1251657.6503
51 | 2656226.9594 | 1251677.2107
52 | 2656237.7385 | 1251697.2969
53 | 2656208.3292 | 1251642.5049
54 | 2656238.67 | 1251699.0328
55 | 2656204.0623 | 1251634.5563
56 | 2656253.7457 | 1251727.1255
57 | 2656201.3929 | 1251629.5835
58 | 2656323.1004 | 1251643.5917
59 | 2656344.7212 | 1251572.2898
60 | 2656182.1759 | 1251750.713
61 | 2656202.8493 | 1251735.6894
62 | 2656197.9859 | 1251728.0491
63 | 2656183.6557 | 1251771.6839
64 | 2656256.4498 | 1251732.1644
65 | 2656263.2147 | 1251744.7705
66 | 2656345.2069 | 1251563.432
67 | 2656324.5331 | 1251528.9098
68 | 2656370.7614 | 1251546.5239
69 | 2656362.9935 | 1251576.8695
70 | 2656319.0027 | 1251519.6749
71 | 2656390.3941 | 1251533.534
72 | 2656365.6941 | 1251579.5194
73 | 2656318.9359 | 1251652.6921
74 | 2656265.441 | 1251649.032
75 | 2656265.4468 | 1251649.0451
76 | 2656251.6739 | 1251632.2361
77 | 2656138.3281 | 1251750.8207
78 | 2656133.6709 | 1251756.0409
79 | 2656126.641 | 1251763.9204
80 | 2656279.6522 | 1251700.5602
81 | 2656269.1558 | 1251698.0663
82 | 2656288.7372 | 1251718.2477
83 | 2656266.7486 | 1251693.3799
84 | 2656298.6085 | 1251696.8599
85 | 2656282.1585 | 1251733.0733
86 | 2656268.9996 | 1251682.5445
87 | 2656307.3721 | 1251677.8699
88 | 2656276.6846 | 1251754.7475
89 | 2656274.6125 | 1251679.6847
90 | 2656333.9354 | 1251693.4136
91 | 2656353.4274 | 1251681.5256
92 | 2656312.3716 | 1251667.0365
93 | 2656271.3111 | 1251784.9236
94 | 2656302.4478 | 1251746.6365
95 | 2656269.031 | 1251755.6088
96 | 2656162.7592 | 1251589.5685
97 | 2656180.3047 | 1251572.6179
98 | 2656143.8106 | 1251607.8745
99 | 2656201.5369 | 1251586.6898
100 | 2656190.2055 | 1251565.7582
101 | 2656150.8083 | 1251618.8929
102 | 2656208.2075 | 1251596.5219
103 | 2656209.7421 | 1251555.2488
104 | 2656128.4914 | 1251637.917
105 | 2656218.3443 | 1251600.4423
106 | 2656212.4159 | 1251554.125
107 | 2656351.8523 | 1251655.8928
108 | 2656245.3946 | 1251774.8341
109 | 2656220.1354 | 1251550.8804
110 | 2656251.5653 | 1251541.6603
111 | 2656222.9397 | 1251528.3352
112 | 2656258.1207 | 1251539.7372
113 | 2656281.1976 | 1251532.4542
114 | 2656287.3279 | 1251530.2004
115 | 2656295.1022 | 1251527.3421
116 | 2656224.2845 | 1251792.0045
117 | 2656191.2517 | 1251880.6937
118 | 2656220.5241 | 1251813.3545
119 | 2656270.0116 | 1251792.2213
120 | 2656329.355 | 1251729.1633
121 | 2656374.9438 | 1251673.101
122 | 2656375.3863 | 1251709.6984
123 | 2656320.4291 | 1251506.1902
124 | 2656299.239 | 1251526.015
125 | 2656394.2273 | 1251530.9978
126 | 2656376.3893 | 1251590.0136
127 | 2656268.6075 | 1251800.2025
128 | 2656290.1481 | 1251779.6655
129 | 2656338.8636 | 1251722.9885
130 | 2656315.1719 | 1251510.5877
131 | 2656307.7496 | 1251508.4835
132 | 2656437.4581 | 1251425.7805
133 | 2656432.5978 | 1251435.252
134 | 2656450.6168 | 1251430.9997
135 | 2656413.1669 | 1251444.9974
136 | 2656492.3641 | 1251419.114
137 | 2656413.0906 | 1251445.0356
138 | 2656412.2805 | 1251445.442
139 | 2656370.3778 | 1251469.8962
140 | 2656389.3441 | 1251458.4408
141 | 2656368.4358 | 1251471.1347
142 | 2656402.3532 | 1251450.6262
143 | 2656363.899 | 1251474.0279
144 | 2656359.3619 | 1251476.9213
145 | 2656354.8248 | 1251479.8147
146 | 2656341.9513 | 1251488.0245
147 | 2656402.7647 | 1251542.9058
148 | 2656402.4785 | 1251525.4521
149 | 2656412.3349 | 1251556.2543
150 | 2656442.9135 | 1251498.1711
151 | 2656448.3315 | 1251494.5135
152 | 2656415.493 | 1251560.6652
153 | 2656246.7859 | 1251813.9827
154 | 2656265.3452 | 1251818.6732
155 | 2656301.7764 | 1251772.4148
156 | 2656274.5134 | 1251817.2593
157 | 2656262.7761 | 1251849.9929
158 | 2656315.7747 | 1251763.6864
159 | 2656243.4663 | 1251836.6362
160 | 2656246.4518 | 1251861.0302
161 | 2656284.9247 | 1251877.2332
162 | 2656237.5184 | 1251867.0717
163 | 2656301.302 | 1251893.9114
164 | 2656266.1442 | 1251888.0893
165 | 2656287.206 | 1251809.1366
166 | 2656228.4044 | 1251873.2076
167 | 2656321.0006 | 1251846.9992
168 | 2656319.6234 | 1251844.9958
169 | 2656329.3456 | 1251859.9208
170 | 2656307.3993 | 1251909.8693
171 | 2656314.5996 | 1251886.157
172 | 2656265.9538 | 1251888.1994
173 | 2656432.4132 | 1251656.9538
174 | 2656443.3464 | 1251671.731
175 | 2656421.0579 | 1251641.6062
176 | 2656449.5928 | 1251680.1736
177 | 2656420.763 | 1251641.2076
178 | 2656459.0867 | 1251693.0055
179 | 2656412.9283 | 1251630.6183
180 | 2656444.9421 | 1251704.078
181 | 2656475.2905 | 1251673.77
182 | 2656470.1414 | 1251706.9325
183 | 2656405.653 | 1251620.7851
184 | 2656351.1787 | 1251714.9912
185 | 2656361.2093 | 1251708.4775
186 | 2656362.5093 | 1251600.3444
187 | 2656396.1355 | 1251609.3737
188 | 2656400.0487 | 1251613.2103
189 | 2656389.0116 | 1251621.9769
190 | 2656436.6037 | 1251710.6053
191 | 2656479.8352 | 1251668.3749
192 | 2656493.5201 | 1251736.3859
193 | 2656388.2468 | 1251728.9872
194 | 2656395.2391 | 1251739.4746
195 | 2656388.5288 | 1251700.6949
196 | 2656388.5861 | 1251743.8366
197 | 2656411.7574 | 1251729.272
198 | 2656365.1663 | 1251759.2108
199 | 2656414.4391 | 1251727.6157
200 | 2656388.2449 | 1251768.9407
201 | 2656372.0837 | 1251774.4009
202 | 2656363.0755 | 1251760.5834
203 | 2656421.3754 | 1251737.4107
204 | 2656433.6588 | 1251712.9106
205 | 2656502.2953 | 1251678.3083
206 | 2656486.8923 | 1251658.8466
207 | 2656527.772 | 1251710.6448
208 | 2656549.733 | 1251740.1801
209 | 2656523.8838 | 1251738.4248
210 | 2656470.7713 | 1251661.9953
211 | 2656506.1749 | 1251752.3288
212 | 2656467.7407 | 1251657.6667
213 | 2656382.9197 | 1251626.8156
214 | 2656495.0335 | 1251738.2924
215 | 2656287.2268 | 1251809.1232
216 | 2656300.4779 | 1251800.6431
217 | 2656308.7704 | 1251795.3363
218 | 2656313.5023 | 1251792.308
219 | 2656326.9899 | 1251783.6766
220 | 2656444.8589 | 1251727.2775
221 | 2656455.2692 | 1251740.6312
222 | 2656425.9665 | 1251743.8939
223 | 2656468.3985 | 1251757.4726
224 | 2656329.3717 | 1251782.1524
225 | 2656430.5576 | 1251750.3771
226 | 2656322.1246 | 1251759.7269
227 | 2656459.8596 | 1251646.4099
228 | 2656452.3253 | 1251635.6483
229 | 2656444.6356 | 1251624.6649
230 | 2656510.6713 | 1251757.995
231 | 2656475.9511 | 1251842.7827
232 | 2656499.6127 | 1251831.0543
233 | 2656511.8048 | 1251825.2724
234 | 2656551.2038 | 1251809.0643
235 | 2656334.7512 | 1251901.4748
236 | 2656540.6438 | 1251795.7654
237 | 2656199.0042 | 1251891.2055
238 | 2656193.5364 | 1251899.1217
239 | 2656208.4561 | 1251907.4548
240 | 2656432.5133 | 1251753.1388
241 | 2656337.6238 | 1251872.7306
242 | 2656361.6913 | 1251858.6989
243 | 2656311.0568 | 1251931.608
244 | 2656293.3414 | 1251914.7302
245 | 2656373.9154 | 1251851.572
246 | 2656339.2012 | 1251853.6768
247 | 2656310.715 | 1251936.3633
248 | 2656255.8883 | 1251928.7253
249 | 2656365.5778 | 1251838.6726
250 | 2656396.4533 | 1251838.6663
251 | 2656242.1085 | 1251919.3458
252 | 2656237.2306 | 1251911.5473
253 | 2656249.7897 | 1251931.6264
254 | 2656226.9963 | 1251895.1848
255 | 2656253.0417 | 1251930.0794
256 | 2656244.1128 | 1251934.5139
257 | 2656525.7392 | 1251805.7233
258 | 2656521.6927 | 1251808.4268
259 | 2656484.2487 | 1251777.8042
260 | 2656413.9458 | 1251828.6815
261 | 2656443.6739 | 1251811.9526
262 | 2656410.6819 | 1251830.5182
263 | 2656402.1678 | 1251817.1279
264 | 2656444.9812 | 1251845.8485
265 | 2656409.9585 | 1251812.1652
266 | 2656393.438 | 1251803.413
267 | 2656390.3305 | 1251798.4467
268 | 2656374.3167 | 1251833.1963
269 | 2656357.0392 | 1251825.4823
270 | 2656355.1679 | 1251822.2622
271 | 2656253.47 | 1251899.3166
272 | 2656298.6085 | 1251696.8599

## line_std_types
| c_nf_per_km | r_ohm_per_km | x_ohm_per_km | max_i_ka | type | q_mm2 | alpha | voltage_rating
NAYY 4x50 SE | 210 | 0.642 | 0.083 | 0.142 | cs | 50 | 0.00403 | LV
NAYY 4x120 SE | 264 | 0.225 | 0.08 | 0.242 | cs | 120 | 0.00403 | LV
NAYY 4x150 SE | 261 | 0.208 | 0.08 | 0.27 | cs | 150 | 0.00403 | LV
NA2XS2Y 1x95 RM/25 12/20 kV | 216 | 0.313 | 0.132 | 0.252 | cs | 95 | 0.00403 | MV
NA2XS2Y 1x185 RM/25 12/20 kV | 273 | 0.161 | 0.117 | 0.362 | cs | 185 | 0.00403 | MV
NA2XS2Y 1x240 RM/25 12/20 kV | 304 | 0.122 | 0.112 | 0.421 | cs | 240 | 0.00403 | MV
NA2XS2Y 1x95 RM/25 6/10 kV | 315 | 0.313 | 0.123 | 0.249 | cs | 95 | 0.00403 | MV
NA2XS2Y 1x185 RM/25 6/10 kV | 406 | 0.161 | 0.11 | 0.358 | cs | 185 | 0.00403 | MV
NA2XS2Y 1x240 RM/25 6/10 kV | 456 | 0.122 | 0.105 | 0.416 | cs | 240 | 0.00403 | MV
NA2XS2Y 1x150 RM/25 12/20 kV | 250 | 0.206 | 0.116 | 0.319 | cs | 150 | 0.00403 | MV
NA2XS2Y 1x120 RM/25 12/20 kV | 230 | 0.253 | 0.119 | 0.283 | cs | 120 | 0.00403 | MV
NA2XS2Y 1x70 RM/25 12/20 kV | 190 | 0.443 | 0.132 | 0.22 | cs | 70 | 0.00403 | MV
NA2XS2Y 1x150 RM/25 6/10 kV | 360 | 0.206 | 0.11 | 0.315 | cs | 150 | 0.00403 | MV
NA2XS2Y 1x120 RM/25 6/10 kV | 340 | 0.253 | 0.113 | 0.28 | cs | 120 | 0.00403 | MV
NA2XS2Y 1x70 RM/25 6/10 kV | 280 | 0.443 | 0.123 | 0.217 | cs | 70 | 0.00403 | MV
N2XS(FL)2Y 1x120 RM/35 64/110 kV | 112 | 0.153 | 0.166 | 0.366 | cs | 120 | 0.00393 | HV
N2XS(FL)2Y 1x185 RM/35 64/110 kV | 125 | 0.099 | 0.156 | 0.457 | cs | 185 | 0.00393 | HV
N2XS(FL)2Y 1x240 RM/35 64/110 kV | 135 | 0.075 | 0.149 | 0.526 | cs | 240 | 0.00393 | HV
N2XS(FL)2Y 1x300 RM/35 64/110 kV | 144 | 0.06 | 0.144 | 0.588 | cs | 300 | 0.00393 | HV
15-AL1/3-ST1A 0.4 | 11 | 1.8769 | 0.35 | 0.105 | ol | 16 | 0.00403 | LV
24-AL1/4-ST1A 0.4 | 11.25 | 1.2012 | 0.335 | 0.14 | ol | 24 | 0.00403 | LV
48-AL1/8-ST1A 0.4 | 12.2 | 0.5939 | 0.3 | 0.21 | ol | 48 | 0.00403 | LV
94-AL1/15-ST1A 0.4 | 13.2 | 0.306 | 0.29 | 0.35 | ol | 94 | 0.00403 | LV
34-AL1/6-ST1A 10.0 | 9.7 | 0.8342 | 0.36 | 0.17 | ol | 34 | 0.00403 | MV
48-AL1/8-ST1A 10.0 | 10.1 | 0.5939 | 0.35 | 0.21 | ol | 48 | 0.00403 | MV
70-AL1/11-ST1A 10.0 | 10.4 | 0.4132 | 0.339 | 0.29 | ol | 70 | 0.00403 | MV
94-AL1/15-ST1A 10.0 | 10.75 | 0.306 | 0.33 | 0.35 | ol | 94 | 0.00403 | MV
122-AL1/20-ST1A 10.0 | 11.1 | 0.2376 | 0.323 | 0.41 | ol | 122 | 0.00403 | MV
149-AL1/24-ST1A 10.0 | 11.25 | 0.194 | 0.315 | 0.47 | ol | 149 | 0.00403 | MV
34-AL1/6-ST1A 20.0 | 9.15 | 0.8342 | 0.382 | 0.17 | ol | 34 | 0.00403 | MV
48-AL1/8-ST1A 20.0 | 9.5 | 0.5939 | 0.372 | 0.21 | ol | 48 | 0.00403 | MV
70-AL1/11-ST1A 20.0 | 9.7 | 0.4132 | 0.36 | 0.29 | ol | 70 | 0.00403 | MV
94-AL1/15-ST1A 20.0 | 10 | 0.306 | 0.35 | 0.35 | ol | 94 | 0.00403 | MV
122-AL1/20-ST1A 20.0 | 10.3 | 0.2376 | 0.344 | 0.41 | ol | 122 | 0.00403 | MV
149-AL1/24-ST1A 20.0 | 10.5 | 0.194 | 0.337 | 0.47 | ol | 149 | 0.00403 | MV
184-AL1/30-ST1A 20.0 | 10.75 | 0.1571 | 0.33 | 0.535 | ol | 184 | 0.00403 | MV
243-AL1/39-ST1A 20.0 | 11 | 0.1188 | 0.32 | 0.645 | ol | 243 | 0.00403 | MV
48-AL1/8-ST1A 110.0 | 8 | 0.5939 | 0.46 | 0.21 | ol | 48 | 0.00403 | HV
70-AL1/11-ST1A 110.0 | 8.4 | 0.4132 | 0.45 | 0.29 | ol | 70 | 0.00403 | HV
94-AL1/15-ST1A 110.0 | 8.65 | 0.306 | 0.44 | 0.35 | ol | 94 | 0.00403 | HV
122-AL1/20-ST1A 110.0 | 8.5 | 0.2376 | 0.43 | 0.41 | ol | 122 | 0.00403 | HV
149-AL1/24-ST1A 110.0 | 8.75 | 0.194 | 0.41 | 0.47 | ol | 149 | 0.00403 | HV
184-AL1/30-ST1A 110.0 | 8.8 | 0.1571 | 0.4 | 0.535 | ol | 184 | 0.00403 | HV
243-AL1/39-ST1A 110.0 | 9 | 0.1188 | 0.39 | 0.645 | ol | 243 | 0.00403 | HV
305-AL1/39-ST1A 110.0 | 9.2 | 0.0949 | 0.38 | 0.74 | ol | 305 | 0.00403 | HV
490-AL1/64-ST1A 110.0 | 9.75 | 0.059 | 0.37 | 0.96 | ol | 490 | 0.00403 | HV
679-AL1/86-ST1A 110.0 | 9.95 | 0.042 | 0.36 | 1.15 | ol | 679 | 0.00403 | HV
490-AL1/64-ST1A 220.0 | 10 | 0.059 | 0.285 | 0.96 | ol | 490 | 0.00403 | HV
679-AL1/86-ST1A 220.0 | 11.7 | 0.042 | 0.275 | 1.15 | ol | 679 | 0.00403 | HV
490-AL1/64-ST1A 380.0 | 11 | 0.059 | 0.253 | 0.96 | ol | 490 | 0.00403 | HV
679-AL1/86-ST1A 380.0 | 14.6 | 0.042 | 0.25 | 1.15 | ol | 679 | 0.00403 | HV

## trafo_std_types
| i0_percent | pfe_kw | vkr_percent | sn_mva | vn_lv_kv | vn_hv_kv | vk_percent | shift_degree | vector_group | tap_side | tap_neutral | tap_min | tap_max | tap_step_degree | tap_step_percent | tap_phase_shifter
160 MVA 380/110 kV | 0.06 | 60 | 0.25 | 160 | 110 | 380 | 12.2 | 0 | Yy0 | hv | 0 | -9 | 9 | 0 | 1.5 | FALSE
100 MVA 220/110 kV | 0.06 | 55 | 0.26 | 100 | 110 | 220 | 12 | 0 | Yy0 | hv | 0 | -9 | 9 | 0 | 1.5 | FALSE
63 MVA 110/20 kV | 0.04 | 22 | 0.32 | 63 | 20 | 110 | 18 | 150 | YNd5 | hv | 0 | -9 | 9 | 0 | 1.5 | FALSE
40 MVA 110/20 kV | 0.05 | 18 | 0.34 | 40 | 20 | 110 | 16.2 | 150 | YNd5 | hv | 0 | -9 | 9 | 0 | 1.5 | FALSE
25 MVA 110/20 kV | 0.07 | 14 | 0.41 | 25 | 20 | 110 | 12 | 150 | YNd5 | hv | 0 | -9 | 9 | 0 | 1.5 | FALSE
63 MVA 110/10 kV | 0.04 | 22 | 0.32 | 63 | 10 | 110 | 18 | 150 | YNd5 | hv | 0 | -9 | 9 | 0 | 1.5 | FALSE
40 MVA 110/10 kV | 0.05 | 18 | 0.34 | 40 | 10 | 110 | 16.2 | 150 | YNd5 | hv | 0 | -9 | 9 | 0 | 1.5 | FALSE
25 MVA 110/10 kV | 0.07 | 14 | 0.41 | 25 | 10 | 110 | 12 | 150 | YNd5 | hv | 0 | -9 | 9 | 0 | 1.5 | FALSE
0.25 MVA 20/0.4 kV | 0.32 | 0.8 | 1.44 | 0.25 | 0.4 | 20 | 6 | 150 | Yzn5 | hv | 0 | -2 | 2 | 0 | 2.5 | FALSE
0.4 MVA 20/0.4 kV | 0.3375 | 1.35 | 1.425 | 0.4 | 0.4 | 20 | 6 | 150 | Dyn5 | hv | 0 | -2 | 2 | 0 | 2.5 | FALSE
0.63 MVA 20/0.4 kV | 0.2619 | 1.65 | 1.206 | 0.63 | 0.4 | 20 | 6 | 150 | Dyn5 | hv | 0 | -2 | 2 | 0 | 2.5 | FALSE
0.25 MVA 10/0.4 kV | 0.24 | 0.6 | 1.2 | 0.25 | 0.4 | 10 | 4 | 150 | Dyn5 | hv | 0 | -2 | 2 | 0 | 2.5 | FALSE
0.4 MVA 10/0.4 kV | 0.2375 | 0.95 | 1.325 | 0.4 | 0.4 | 10 | 4 | 150 | Dyn5 | hv | 0 | -2 | 2 | 0 | 2.5 | FALSE
0.63 MVA 10/0.4 kV | 0.1873 | 1.18 | 1.0794 | 0.63 | 0.4 | 10 | 4 | 150 | Dyn5 | hv | 0 | -2 | 2 | 0 | 2.5 | FALSE

## trafo3w_std_types
| sn_hv_mva | sn_mv_mva | sn_lv_mva | vn_hv_kv | vn_mv_kv | vn_lv_kv | vk_hv_percent | vk_mv_percent | vk_lv_percent | vkr_hv_percent | vkr_mv_percent | vkr_lv_percent | pfe_kw | i0_percent | shift_mv_degree | shift_lv_degree | vector_group | tap_side | tap_neutral | tap_min | tap_max | tap_step_percent
63/25/38 MVA 110/20/10 kV | 63 | 25 | 38 | 110 | 20 | 10 | 10.4 | 10.4 | 10.4 | 0.28 | 0.32 | 0.35 | 35 | 0.89 | 0 | 0 | YN0yn0yn0 | hv | 0 | -10 | 10 | 1.2
63/25/38 MVA 110/10/10 kV | 63 | 25 | 38 | 110 | 10 | 10 | 10.4 | 10.4 | 10.4 | 0.28 | 0.32 | 0.35 | 35 | 0.89 | 0 | 0 | YN0yn0yn0 | hv | 0 | -10 | 10 | 1.2

## fuse_std_types
| fuse_type | i_rated_a | t_avg | t_min | t_total | x_avg | x_min | x_total
HV 100A | HV 100A | 100 | 0 | [10.0, 3.64, 0.854, 0.281, 0.1, 0.0531, 0.022, 0.01] | [10.0, 4.267, 1.21, 0.403, 0.1, 0.058, 0.022, 0.01] | 0 | [300.0, 350.0, 450.0, 550.0, 700.0, 850.0, 1200.0, 1752.0] | [600.0, 700.0, 900.0, 1150.0, 1665.0, 2000.0, 3000.0, 4313.0]
HV 10A | HV 10A | 10 | 0 | [10.0, 1675.0, 0.344, 0.156, 0.1, 0.0417, 0.0171, 0.01] | [10.0, 1.3, 0.3, 0.155, 0.1, 0.0555, 0.023, 0.01] | 0 | [30.0, 32.0, 35.0, 37.0, 39.0, 50.0, 70.0, 88.0] | [60.0, 70.0, 80.0, 87.0, 94.0, 110.0, 150.0, 216.0]
HV 125A | HV 125A | 125 | 0 | [10.0, 1.82, 0.344, 0.1, 0.0467, 0.0269, 0.01] | [10.0, 2.478, 0.426, 0.1, 0.0427, 0.0211, 0.01] | 0 | [375.0, 500.0, 700.0, 925.0, 1200.0, 1500.0, 2341.0] | [750.0, 1000.0, 1500.0, 2200.0, 3000.0, 4000.0, 5765.0]
HV 160A | HV 160A | 160 | 0 | [10.0, 4.15, 1.03, 0.198, 0.1, 0.051, 0.0172, 0.01] | [10.0, 2.3, 0.734, 0.274, 0.1, 0.046, 0.0177, 0.01] | 0 | [480.0, 550.0, 700.0, 1000.0, 1260.0, 1600.0, 2500.0, 3227.0] | [960.0, 1300.0, 1700.0, 2200.0, 2996.0, 4000.0, 6000.0, 7946.0]
HV 16A | HV 16A | 16 | 0 | [10.0, 0.352, 0.164, 0.1, 0.0649, 0.0342, 0.01] | [10.0, 2.34, 0.722, 0.181, 0.1, 0.055, 0.0296, 0.01] | 0 | [48.0, 60.0, 65.0, 71.0, 80.0, 100.0, 162.0] | [96.0, 110.0, 125.0, 150.0, 168.0, 200.0, 250.0, 398.0]
HV 200A | HV 200A | 200 | 0 | [10.0, 4.267, 1.21, 0.403, 0.1, 0.058, 0.022, 0.01] | [10.0, 3.73, 1.654, 0.328, 0.1, 0.0531, 0.019, 0.01] | 0 | [600.0, 700.0, 900.0, 1150.0, 1665.0, 2000.0, 3000.0, 4313.0] | [1200.0, 1500.0, 1800.0, 2700.0, 3960.0, 5000.0, 7500.0, 10620.0]
HV 20A | HV 20A | 20 | 0 | [10.0, 1.3, 0.3, 0.155, 0.1, 0.0555, 0.023, 0.01] | [10.0, 1.3, 0.161, 0.1, 0.0611, 0.0399, 0.0141, 0.01] | 0 | [60.0, 70.0, 80.0, 87.0, 94.0, 110.0, 150.0, 216.0] | [120.0, 150.0, 200.0, 223.0, 260.0, 300.0, 450.0, 532.0]
HV 25A | HV 25A | 25 | 0 | [10.0, 2.512, 0.833, 0.299, 0.1, 0.0372, 0.0223, 0.01] | [10.0, 3.125, 0.597, 0.198, 0.1, 0.0378, 0.022, 0.01] | 0 | [75.0, 82.0, 90.0, 100.0, 124.0, 170.0, 200.0, 289.0] | [150.0, 170.0, 210.0, 250.0, 294.0, 400.0, 500.0, 711.0]
HV 31.5A | HV 31.5A | 31.5 | 0 | [10.0, 2.34, 0.722, 0.181, 0.1, 0.055, 0.0296, 0.01] | [10.0, 2.84, 0.368, 0.164, 0.1, 0.0621, 0.0378, 0.0195, 0.01] | 0 | [95.0, 110.0, 125.0, 150.0, 165.0, 200.0, 250.0, 390.0] | [189.0, 220.0, 300.0, 350.0, 393.0, 450.0, 530.0, 700.0, 960.0]
HV 40A | HV 40A | 40 | 0 | [10.0, 1.3, 0.161, 0.1, 0.0611, 0.0399, 0.0141, 0.01] | [10.0, 2.05, 0.369, 0.198, 0.1, 0.051, 0.0298, 0.01] | 0 | [120.0, 150.0, 200.0, 223.0, 260.0, 300.0, 450.0, 532.0] | [240.0, 300.0, 400.0, 450.0, 530.0, 650.0, 800.0, 1311.0]
HV 50A | HV 50A | 50 | 0 | [10.0, 3.215, 0.597, 0.198, 0.1, 0.0378, 0.022, 0.01] | [10.0, 3.64, 0.854, 0.281, 0.1, 0.0531, 0.022, 0.01] | 0 | [150.0, 170.0, 210.0, 250.0, 294.0, 400.0, 500.0, 711.0] | [300.0, 350.0, 450.0, 550.0, 700.0, 850.0, 1200.0, 1752.0]
HV 6.3A | HV 6.3A | 6.3 | 0 | [10.0, 1.39, 0.344, 0.168, 0.1, 0.056, 0.0263, 0.01] | [10.0, 1.711, 0.516, 0.198, 0.1, 0.0634, 0.0303, 0.01] | 0 | [19.0, 19.5, 20.4, 20.8, 22.0, 25.0, 32.0, 48.0] | [38.0, 40.0, 43.0, 48.0, 53.0, 60.0, 75.0, 118.0]
HV 63A | HV 63A | 63 | 0 | [10.0, 2.84, 0.368, 0.164, 0.1, 0.0621, 0.0378, 0.0195, 0.01] | [10.0, 1.82, 0.344, 0.1, 0.0467, 0.0269, 0.01] | 0 | [189.0, 220.0, 300.0, 350.0, 393.0, 450.0, 530.0, 700.0, 961.0] | [378.0, 500.0, 700.0, 934.0, 1200.0, 1500.0, 2366.0]
HV 80A | HV 80A | 80 | 0 | [10.0, 2.05, 0.369, 0.198, 0.1, 0.051, 0.0298, 0.01] | [10.0, 4.15, 1.03, 0.198, 0.1, 0.051, 0.0172, 0.01] | 0 | [240.0, 300.0, 400.0, 450.0, 530.0, 650.0, 800.0, 1311.0] | [480.0, 550.0, 700.0, 1000.0, 1260.0, 1600.0, 2500.0, 3227.0]
Siemens NH-1-100 | Siemens NH-1-100 | 100 | [5400.0, 2000.0, 400.0, 20.0, 1.0, 0.2, 0.012, 0.004] | 0 | 0 | [150.0, 190.0, 250.0, 430.0, 900.0, 1250.0, 2700.0, 3600.0] | 0 | 0
Siemens NH-1-125 | Siemens NH-1-125 | 125 | [4800.0, 120.0, 7.0, 0.1, 0.004] | 0 | 0 | [180.0, 400.0, 740.0, 2000.0, 4250.0] | 0 | 0
Siemens NH-1-16 | Siemens NH-1-16 | 16 | [4000.0, 400.0, 2.0, 0.1, 0.04, 0.01] | 0 | 0 | [26.0, 35.0, 75.0, 150.0, 200.0, 300.0] | 0 | 0
Siemens NH-1-160 | Siemens NH-1-160 | 160 | [4800.0, 120.0, 7.0, 0.1, 0.004] | 0 | 0 | [210.0, 500.0, 900.0, 2300.0, 5000.0] | 0 | 0
Siemens NH-1-25 | Siemens NH-1-25 | 25 | [4000.0, 1000.0, 10.0, 0.2, 0.02, 0.01] | 0 | 0 | [40.0, 50.0, 100.0, 210.0, 400.0, 500.0] | 0 | 0
Siemens NH-1-50 | Siemens NH-1-50 | 50 | [4000.0, 40.0, 4.0, 1.0, 0.02, 0.01] | 0 | 0 | [86.0, 200.0, 300.0, 400.0, 1000.0, 1280.0] | 0 | 0
Siemens NH-1-63 | Siemens NH-1-63 | 63 | [4000.0, 100.0, 10.0, 2.0, 0.04, 0.01] | 0 | 0 | [100.0, 200.0, 300.0, 400.0, 1000.0, 1500.0] | 0 | 0
Siemens NH-1-80 | Siemens NH-1-80 | 80 | [4800.0, 120.0, 7.0, 0.1, 0.01] | 0 | 0 | [150.58, 250.0, 450.0, 1150.0, 2470.0] | 0 | 0
Siemens NH-2-1000 | Siemens NH-2-1000 | 1000 | [4800.0, 120.0, 7.0, 0.1, 0.004] | 0 | 0 | [1900.0, 3500.0, 8400.0, 24000.0, 52000.0] | 0 | 0
Siemens NH-2-200 | Siemens NH-2-200 | 200 | [4800.0, 120.0, 7.0, 0.1, 0.004] | 0 | 0 | [280.0, 650.0, 1200.0, 3000.0, 7000.0] | 0 | 0
Siemens NH-2-224 | Siemens NH-2-224 | 224 | [4800.0, 120.0, 7.0, 0.2, 0.04, 0.004] | 0 | 0 | [400.0, 750.0, 1453.0, 3025.0, 4315.0, 7600.0] | 0 | 0
Siemens NH-2-250 | Siemens NH-2-250 | 250 | [4800.0, 120.0, 7.0, 0.1, 0.004] | 0 | 0 | [450.0, 800.0, 1650.0, 4000.0, 8500.0] | 0 | 0
Siemens NH-2-315 | Siemens NH-2-315 | 315 | [4800.0, 120.0, 7.0, 0.1, 0.004] | 0 | 0 | [550.0, 920.0, 1900.0, 5000.0, 11000.0] | 0 | 0
Siemens NH-2-355 | Siemens NH-2-355 | 355 | [4800.0, 120.0, 6.0, 0.1, 0.004] | 0 | 0 | [650.0, 1116.27, 2350.0, 5840.0, 12790.0] | 0 | 0
Siemens NH-2-400 | Siemens NH-2-400 | 400 | [4800.0, 120.0, 7.0, 0.1, 0.004] | 0 | 0 | [720.0, 1350.0, 2800.0, 6500.0, 15000.0] | 0 | 0
Siemens NH-2-425 | Siemens NH-2-425 | 425 | [4800.0, 120.0, 7.0, 0.1, 0.004] | 0 | 0 | [850.0, 1500.0, 3050.0, 7500.0, 16500.0] | 0 | 0
Siemens NH-2-630 | Siemens NH-2-630 | 630 | [4800.0, 120.0, 7.0, 0.1, 0.004] | 0 | 0 | [1200.0, 2000.0, 4800.0, 12000.0, 26000.0] | 0 | 0

## dtypes
| element | column | dtype
0 | bus | name | object
1 | bus | vn_kv | float64
2 | bus | type | object
3 | bus | zone | object
4 | bus | in_service | bool
5 | load | name | object
6 | load | bus | uint32
7 | load | p_mw | float64
8 | load | q_mvar | float64
9 | load | const_z_percent | float64
10 | load | const_i_percent | float64
11 | load | sn_mva | float64
12 | load | scaling | float64
13 | load | in_service | bool
14 | load | type | object
15 | ext_grid | name | object
16 | ext_grid | bus | uint32
17 | ext_grid | vm_pu | float64
18 | ext_grid | va_degree | float64
19 | ext_grid | slack_weight | float64
20 | ext_grid | in_service | bool
21 | line | name | object
22 | line | std_type | object
23 | line | from_bus | uint32
24 | line | to_bus | uint32
25 | line | length_km | float64
26 | line | r_ohm_per_km | float64
27 | line | x_ohm_per_km | float64
28 | line | c_nf_per_km | float64
29 | line | g_us_per_km | float64
30 | line | max_i_ka | float64
31 | line | df | float64
32 | line | parallel | uint32
33 | line | type | object
34 | line | in_service | bool
35 | trafo | name | object
36 | trafo | std_type | object
37 | trafo | hv_bus | uint32
38 | trafo | lv_bus | uint32
39 | trafo | sn_mva | float64
40 | trafo | vn_hv_kv | float64
41 | trafo | vn_lv_kv | float64
42 | trafo | vk_percent | float64
43 | trafo | vkr_percent | float64
44 | trafo | pfe_kw | float64
45 | trafo | i0_percent | float64
46 | trafo | shift_degree | float64
47 | trafo | tap_side | object
48 | trafo | tap_neutral | int32
49 | trafo | tap_min | int32
50 | trafo | tap_max | int32
51 | trafo | tap_step_percent | float64
52 | trafo | tap_step_degree | float64
53 | trafo | tap_pos | int32
54 | trafo | tap_phase_shifter | bool
55 | trafo | parallel | uint32
56 | trafo | df | float64
57 | trafo | in_service | bool
58 | line_geodata | coords | object
59 | bus_geodata | x | float64
60 | bus_geodata | y | float64
61 | bus_geodata | coords | object

## parameters
| version | format_version | converged | OPF_converged | name | f_hz | sn_mva
0 | 2.14.6 | 2.14.0 | FALSE | FALSE |  | 50 | 1