## bus
| name | vn_kv | type | zone | in_service
0 | bus_LV_4204-1_0_3_node_0 | 0.4 | n |  | TRUE
1 | bus_LV_4204-1_0_3_node_20 | 0.4 | n |  | TRUE
2 | bus_LV_4204-1_0_3_node_52 | 0.4 | n |  | TRUE
3 | bus_LV_4204-1_0_3_node_93 | 0.4 | n |  | TRUE
4 | bus_LV_4204-1_0_3_node_18 | 0.4 | n |  | TRUE
5 | bus_LV_4204-1_0_3_node_2 | 0.4 | n |  | TRUE
6 | bus_LV_4204-1_0_3_node_3 | 0.4 | n |  | TRUE
7 | bus_LV_4204-1_0_3_node_4 | 0.4 | n |  | TRUE
8 | bus_LV_4204-1_0_3_node_5 | 0.4 | n |  | TRUE
9 | bus_LV_4204-1_0_3_node_6 | 0.4 | n |  | TRUE
10 | bus_LV_4204-1_0_3_node_7 | 0.4 | n |  | TRUE
11 | bus_LV_4204-1_0_3_node_8 | 0.4 | n |  | TRUE
12 | bus_LV_4204-1_0_3_node_9 | 0.4 | n |  | TRUE
13 | bus_LV_4204-1_0_3_node_37 | 0.4 | n |  | TRUE
14 | bus_LV_4204-1_0_3_node_38 | 0.4 | n |  | TRUE
15 | bus_LV_4204-1_0_3_node_33 | 0.4 | n |  | TRUE
16 | bus_LV_4204-1_0_3_node_40 | 0.4 | n |  | TRUE
17 | bus_LV_4204-1_0_3_node_32 | 0.4 | n |  | TRUE
18 | bus_LV_4204-1_0_3_node_10 | 0.4 | n |  | TRUE
19 | bus_LV_4204-1_0_3_node_11 | 0.4 | n |  | TRUE
20 | bus_LV_4204-1_0_3_node_28 | 0.4 | n |  | TRUE
21 | bus_LV_4204-1_0_3_node_22 | 0.4 | n |  | TRUE
22 | bus_LV_4204-1_0_3_node_27 | 0.4 | n |  | TRUE
23 | bus_LV_4204-1_0_3_node_19 | 0.4 | n |  | TRUE
24 | bus_LV_4204-1_0_3_node_12 | 0.4 | n |  | TRUE
25 | bus_LV_4204-1_0_3_node_13 | 0.4 | n |  | TRUE
26 | bus_LV_4204-1_0_3_node_14 | 0.4 | n |  | TRUE
27 | bus_LV_4204-1_0_3_node_15 | 0.4 | n |  | TRUE
28 | bus_LV_4204-1_0_3_node_16 | 0.4 | n |  | TRUE
29 | bus_LV_4204-1_0_3_node_30 | 0.4 | n |  | TRUE
30 | bus_LV_4204-1_0_3_node_36 | 0.4 | n |  | TRUE
31 | bus_LV_4204-1_0_3_node_34 | 0.4 | n |  | TRUE
32 | bus_LV_4204-1_0_3_node_29 | 0.4 | n |  | TRUE
33 | bus_LV_4204-1_0_3_node_61 | 0.4 | n |  | TRUE
34 | bus_LV_4204-1_0_3_node_17 | 0.4 | n |  | TRUE
35 | bus_LV_4204-1_0_3_node_21 | 0.4 | n |  | TRUE
36 | bus_LV_4204-1_0_3_node_26 | 0.4 | n |  | TRUE
37 | bus_LV_4204-1_0_3_node_43 | 0.4 | n |  | TRUE
38 | bus_LV_4204-1_0_3_node_48 | 0.4 | n |  | TRUE
39 | bus_LV_4204-1_0_3_node_95 | 0.4 | n |  | TRUE
40 | bus_LV_4204-1_0_3_node_92 | 0.4 | n |  | TRUE
41 | bus_LV_4204-1_0_3_node_24 | 0.4 | n |  | TRUE
42 | bus_LV_4204-1_0_3_node_23 | 0.4 | n |  | TRUE
43 | bus_LV_4204-1_0_3_node_25 | 0.4 | n |  | TRUE
44 | bus_LV_4204-1_0_3_node_31 | 0.4 | n |  | TRUE
45 | bus_LV_4204-1_0_3_node_42 | 0.4 | n |  | TRUE
46 | bus_LV_4204-1_0_3_node_41 | 0.4 | n |  | TRUE
47 | bus_LV_4204-1_0_3_node_59 | 0.4 | n |  | TRUE
48 | bus_LV_4204-1_0_3_node_60 | 0.4 | n |  | TRUE
49 | bus_LV_4204-1_0_3_node_62 | 0.4 | n |  | TRUE
50 | bus_LV_4204-1_0_3_node_45 | 0.4 | n |  | TRUE
51 | bus_LV_4204-1_0_3_node_197 | 0.4 | n |  | TRUE
52 | bus_LV_4204-1_0_3_node_100 | 0.4 | n |  | TRUE
53 | bus_LV_4204-1_0_3_node_46 | 0.4 | n |  | TRUE
54 | bus_LV_4204-1_0_3_node_47 | 0.4 | n |  | TRUE
55 | bus_LV_4204-1_0_3_node_51 | 0.4 | n |  | TRUE
56 | bus_LV_4204-1_0_3_node_49 | 0.4 | n |  | TRUE
57 | bus_LV_4204-1_0_3_node_50 | 0.4 | n |  | TRUE
58 | bus_LV_4204-1_0_3_node_91 | 0.4 | n |  | TRUE
59 | bus_LV_4204-1_0_3_node_53 | 0.4 | n |  | TRUE
60 | bus_LV_4204-1_0_3_node_54 | 0.4 | n |  | TRUE
61 | bus_LV_4204-1_0_3_node_55 | 0.4 | n |  | TRUE
62 | bus_LV_4204-1_0_3_node_56 | 0.4 | n |  | TRUE
63 | bus_LV_4204-1_0_3_node_57 | 0.4 | n |  | TRUE
64 | bus_LV_4204-1_0_3_node_58 | 0.4 | n |  | TRUE
65 | bus_LV_4204-1_0_3_node_173 | 0.4 | n |  | TRUE
66 | bus_LV_4204-1_0_3_node_171 | 0.4 | n |  | TRUE
67 | bus_LV_4204-1_0_3_node_167 | 0.4 | n |  | TRUE
68 | bus_LV_4204-1_0_3_node_163 | 0.4 | n |  | TRUE
69 | bus_LV_4204-1_0_3_node_172 | 0.4 | n |  | TRUE
70 | bus_LV_4204-1_0_3_node_63 | 0.4 | n |  | TRUE
71 | bus_LV_4204-1_0_3_node_64 | 0.4 | n |  | TRUE
72 | bus_LV_4204-1_0_3_node_66 | 0.4 | n |  | TRUE
73 | bus_LV_4204-1_0_3_node_67 | 0.4 | n |  | TRUE
74 | bus_LV_4204-1_0_3_node_68 | 0.4 | n |  | TRUE
75 | bus_LV_4204-1_0_3_node_77 | 0.4 | n |  | TRUE
76 | bus_LV_4204-1_0_3_node_78 | 0.4 | n |  | TRUE
77 | bus_LV_4204-1_0_3_node_79 | 0.4 | n |  | TRUE
78 | bus_LV_4204-1_0_3_node_75 | 0.4 | n |  | TRUE
79 | bus_LV_4204-1_0_3_node_69 | 0.4 | n |  | TRUE
80 | bus_LV_4204-1_0_3_node_70 | 0.4 | n |  | TRUE
81 | bus_LV_4204-1_0_3_node_71 | 0.4 | n |  | TRUE
82 | bus_LV_4204-1_0_3_node_72 | 0.4 | n |  | TRUE
83 | bus_LV_4204-1_0_3_node_73 | 0.4 | n |  | TRUE
84 | bus_LV_4204-1_0_3_node_74 | 0.4 | n |  | TRUE
85 | bus_LV_4204-1_0_3_node_76 | 0.4 | n |  | TRUE
86 | bus_LV_4204-1_0_3_node_138 | 0.4 | n |  | TRUE
87 | bus_LV_4204-1_0_3_node_140 | 0.4 | n |  | TRUE
88 | bus_LV_4204-1_0_3_node_149 | 0.4 | n |  | TRUE
89 | bus_LV_4204-1_0_3_node_158 | 0.4 | n |  | TRUE
90 | bus_LV_4204-1_0_3_node_139 | 0.4 | n |  | TRUE
91 | bus_LV_4204-1_0_3_node_116 | 0.4 | n |  | TRUE
92 | bus_LV_4204-1_0_3_node_148 | 0.4 | n |  | TRUE
93 | bus_LV_4204-1_0_3_node_159 | 0.4 | n |  | TRUE
94 | bus_LV_4204-1_0_3_node_81 | 0.4 | n |  | TRUE
95 | bus_LV_4204-1_0_3_node_195 | 0.4 | n |  | TRUE
96 | bus_LV_4204-1_0_3_node_83 | 0.4 | n |  | TRUE
97 | bus_LV_4204-1_0_3_node_80 | 0.4 | n |  | TRUE
98 | bus_LV_4204-1_0_3_node_196 | 0.4 | n |  | TRUE
99 | bus_LV_4204-1_0_3_node_82 | 0.4 | n |  | TRUE
100 | bus_LV_4204-1_0_3_node_190 | 0.4 | n |  | TRUE
101 | bus_LV_4204-1_0_3_node_188 | 0.4 | n |  | TRUE
102 | bus_LV_4204-1_0_3_node_84 | 0.4 | n |  | TRUE
103 | bus_LV_4204-1_0_3_node_85 | 0.4 | n |  | TRUE
104 | bus_LV_4204-1_0_3_node_86 | 0.4 | n |  | TRUE
105 | bus_LV_4204-1_0_3_node_87 | 0.4 | n |  | TRUE
106 | bus_LV_4204-1_0_3_node_88 | 0.4 | n |  | TRUE
107 | bus_LV_4204-1_0_3_node_89 | 0.4 | n |  | TRUE
108 | bus_LV_4204-1_0_3_node_103 | 0.4 | n |  | TRUE
109 | bus_LV_4204-1_0_3_node_90 | 0.4 | n |  | TRUE
110 | bus_LV_4204-1_0_3_node_105 | 0.4 | n |  | TRUE
111 | bus_LV_4204-1_0_3_node_102 | 0.4 | n |  | TRUE
112 | bus_LV_4204-1_0_3_node_106 | 0.4 | n |  | TRUE
113 | bus_LV_4204-1_0_3_node_107 | 0.4 | n |  | TRUE
114 | bus_LV_4204-1_0_3_node_125 | 0.4 | n |  | TRUE
115 | bus_LV_4204-1_0_3_node_134 | 0.4 | n |  | TRUE
116 | bus_LV_4204-1_0_3_node_94 | 0.4 | n |  | TRUE
117 | bus_LV_4204-1_0_3_node_101 | 0.4 | n |  | TRUE
118 | bus_LV_4204-1_0_3_node_136 | 0.4 | n |  | TRUE
119 | bus_LV_4204-1_0_3_node_99 | 0.4 | n |  | TRUE
120 | bus_LV_4204-1_0_3_node_137 | 0.4 | n |  | TRUE
121 | bus_LV_4204-1_0_3_node_111 | 0.4 | n |  | TRUE
122 | bus_LV_4204-1_0_3_node_96 | 0.4 | n |  | TRUE
123 | bus_LV_4204-1_0_3_node_97 | 0.4 | n |  | TRUE
124 | bus_LV_4204-1_0_3_node_98 | 0.4 | n |  | TRUE
125 | bus_LV_4204-1_0_3_node_104 | 0.4 | n |  | TRUE
126 | bus_LV_4204-1_0_3_node_131 | 0.4 | n |  | TRUE
127 | bus_LV_4204-1_0_3_node_128 | 0.4 | n |  | TRUE
128 | bus_LV_4204-1_0_3_node_132 | 0.4 | n |  | TRUE
129 | bus_LV_4204-1_0_3_node_110 | 0.4 | n |  | TRUE
130 | bus_LV_4204-1_0_3_node_127 | 0.4 | n |  | TRUE
131 | bus_LV_4204-1_0_3_node_126 | 0.4 | n |  | TRUE
132 | bus_LV_4204-1_0_3_node_133 | 0.4 | n |  | TRUE
133 | bus_LV_4204-1_0_3_node_108 | 0.4 | n |  | TRUE
134 | bus_LV_4204-1_0_3_node_109 | 0.4 | n |  | TRUE
135 | bus_LV_4204-1_0_3_node_112 | 0.4 | n |  | TRUE
136 | bus_LV_4204-1_0_3_node_113 | 0.4 | n |  | TRUE
137 | bus_LV_4204-1_0_3_node_114 | 0.4 | n |  | TRUE
138 | bus_LV_4204-1_0_3_node_115 | 0.4 | n |  | TRUE
139 | bus_LV_4204-1_0_3_node_135 | 0.4 | n |  | TRUE
140 | bus_LV_4204-1_0_3_node_117 | 0.4 | n |  | TRUE
141 | bus_LV_4204-1_0_3_node_118 | 0.4 | n |  | TRUE
142 | bus_LV_4204-1_0_3_node_119 | 0.4 | n |  | TRUE
143 | bus_LV_4204-1_0_3_node_121 | 0.4 | n |  | TRUE
144 | bus_LV_4204-1_0_3_node_122 | 0.4 | n |  | TRUE
145 | bus_LV_4204-1_0_3_node_123 | 0.4 | n |  | TRUE
146 | bus_LV_4204-1_0_3_node_124 | 0.4 | n |  | TRUE
147 | bus_LV_4204-1_0_3_node_205 | 0.4 | n |  | TRUE
148 | bus_LV_4204-1_0_3_node_200 | 0.4 | n |  | TRUE
149 | bus_LV_4204-1_0_3_node_181 | 0.4 | n |  | TRUE
150 | bus_LV_4204-1_0_3_node_178 | 0.4 | n |  | TRUE
151 | bus_LV_4204-1_0_3_node_130 | 0.4 | n |  | TRUE
152 | bus_LV_4204-1_0_3_node_166 | 0.4 | n |  | TRUE
153 | bus_LV_4204-1_0_3_node_206 | 0.4 | n |  | TRUE
154 | bus_LV_4204-1_0_3_node_162 | 0.4 | n |  | TRUE
155 | bus_LV_4204-1_0_3_node_164 | 0.4 | n |  | TRUE
156 | bus_LV_4204-1_0_3_node_165 | 0.4 | n |  | TRUE
157 | bus_LV_4204-1_0_3_node_160 | 0.4 | n |  | TRUE
158 | bus_LV_4204-1_0_3_node_201 | 0.4 | n |  | TRUE
159 | bus_LV_4204-1_0_3_node_199 | 0.4 | n |  | TRUE
160 | bus_LV_4204-1_0_3_node_207 | 0.4 | n |  | TRUE
161 | bus_LV_4204-1_0_3_node_198 | 0.4 | n |  | TRUE
162 | bus_LV_4204-1_0_3_node_204 | 0.4 | n |  | TRUE
163 | bus_LV_4204-1_0_3_node_177 | 0.4 | n |  | TRUE
164 | bus_LV_4204-1_0_3_node_129 | 0.4 | n |  | TRUE
165 | bus_LV_4204-1_0_3_node_141 | 0.4 | n |  | TRUE
166 | bus_LV_4204-1_0_3_node_142 | 0.4 | n |  | TRUE
167 | bus_LV_4204-1_0_3_node_144 | 0.4 | n |  | TRUE
168 | bus_LV_4204-1_0_3_node_146 | 0.4 | n |  | TRUE
169 | bus_LV_4204-1_0_3_node_147 | 0.4 | n |  | TRUE
170 | bus_LV_4204-1_0_3_node_182 | 0.4 | n |  | TRUE
171 | bus_LV_4204-1_0_3_node_183 | 0.4 | n |  | TRUE
172 | bus_LV_4204-1_0_3_node_194 | 0.4 | n |  | TRUE
173 | bus_LV_4204-1_0_3_node_150 | 0.4 | n |  | TRUE
174 | bus_LV_4204-1_0_3_node_151 | 0.4 | n |  | TRUE
175 | bus_LV_4204-1_0_3_node_152 | 0.4 | n |  | TRUE
176 | bus_LV_4204-1_0_3_node_157 | 0.4 | n |  | TRUE
177 | bus_LV_4204-1_0_3_node_203 | 0.4 | n |  | TRUE
178 | bus_LV_4204-1_0_3_node_155 | 0.4 | n |  | TRUE
179 | bus_LV_4204-1_0_3_node_153 | 0.4 | n |  | TRUE
180 | bus_LV_4204-1_0_3_node_154 | 0.4 | n |  | TRUE
181 | bus_LV_4204-1_0_3_node_156 | 0.4 | n |  | TRUE
182 | bus_LV_4204-1_0_3_node_161 | 0.4 | n |  | TRUE
183 | bus_LV_4204-1_0_3_node_175 | 0.4 | n |  | TRUE
184 | bus_LV_4204-1_0_3_node_168 | 0.4 | n |  | TRUE
185 | bus_LV_4204-1_0_3_node_169 | 0.4 | n |  | TRUE
186 | bus_LV_4204-1_0_3_node_170 | 0.4 | n |  | TRUE
187 | bus_LV_4204-1_0_3_node_174 | 0.4 | n |  | TRUE
188 | bus_LV_4204-1_0_3_node_176 | 0.4 | n |  | TRUE
189 | bus_LV_4204-1_0_3_node_184 | 0.4 | n |  | TRUE
190 | bus_LV_4204-1_0_3_node_191 | 0.4 | n |  | TRUE
191 | bus_LV_4204-1_0_3_node_192 | 0.4 | n |  | TRUE
192 | bus_LV_4204-1_0_3_node_193 | 0.4 | n |  | TRUE
193 | bus_LV_4204-1_0_3_node_186 | 0.4 | n |  | TRUE
194 | bus_LV_4204-1_0_3_node_187 | 0.4 | n |  | TRUE
195 | bus_LV_4204-1_0_3_node_189 | 0.4 | n |  | TRUE
196 | bus_LV_4204-1_0_3_node_202 | 0.4 | n |  | TRUE
197 | bus_MV_484_0_node_81 | 20 | n |  | TRUE

## load
| name | bus | p_mw | q_mvar | const_z_percent | const_i_percent | sn_mva | scaling | in_service | type
0 | LV_4204-1_0_3_load_0 | 0 | 0.00095759 | 0.00024 | 0 | 0 |  | 1 | TRUE | wye
1 | LV_4204-1_0_3_load_52 | 2 | 0.001209 | 0.00030301 | 0 | 0 |  | 1 | TRUE | wye
2 | LV_4204-1_0_3_load_2 | 5 | 0.00086197 | 0.00021603 | 0 | 0 |  | 1 | TRUE | wye
3 | LV_4204-1_0_3_load_6 | 9 | 0.00091968 | 0.00023049 | 0 | 0 |  | 1 | TRUE | wye
4 | LV_4204-1_0_3_load_7 | 10 | 0.00078898 | 0.00019774 | 0 | 0 |  | 1 | TRUE | wye
5 | LV_4204-1_0_3_load_8 | 11 | 0.00057887 | 0.00014508 | 0 | 0 |  | 1 | TRUE | wye
6 | LV_4204-1_0_3_load_9 | 12 | 0.0017175 | 0.00043044 | 0 | 0 |  | 1 | TRUE | wye
7 | LV_4204-1_0_3_load_37 | 13 | 0.00060301 | 0.00015113 | 0 | 0 |  | 1 | TRUE | wye
8 | LV_4204-1_0_3_load_33 | 15 | 0.00071885 | 0.00018016 | 0 | 0 |  | 1 | TRUE | wye
9 | LV_4204-1_0_3_load_40 | 16 | 0.0006387 | 0.00016007 | 0 | 0 |  | 1 | TRUE | wye
10 | LV_4204-1_0_3_load_32 | 17 | 0.00056911 | 0.00014263 | 0 | 0 |  | 1 | TRUE | wye
11 | LV_4204-1_0_3_load_10 | 18 | 0.00053616 | 0.00013437 | 0 | 0 |  | 1 | TRUE | wye
12 | LV_4204-1_0_3_load_11 | 19 | 0.0014859 | 0.0003724 | 0 | 0 |  | 1 | TRUE | wye
13 | LV_4204-1_0_3_load_28 | 20 | 0.00059059 | 0.00014802 | 0 | 0 |  | 1 | TRUE | wye
14 | LV_4204-1_0_3_load_22 | 21 | 0.001704 | 0.00042705 | 0 | 0 |  | 1 | TRUE | wye
15 | LV_4204-1_0_3_load_27 | 22 | 0.00060375 | 0.00015132 | 0 | 0 |  | 1 | TRUE | wye
16 | LV_4204-1_0_3_load_12 | 24 | 0.00121 | 0.00030326 | 0 | 0 |  | 1 | TRUE | wye
17 | LV_4204-1_0_3_load_13 | 25 | 0.0013224 | 0.00033143 | 0 | 0 |  | 1 | TRUE | wye
18 | LV_4204-1_0_3_load_30 | 29 | 0.00069539 | 0.00017428 | 0 | 0 |  | 1 | TRUE | wye
19 | LV_4204-1_0_3_load_34 | 31 | 0.0036274 | 0.00090911 | 0 | 0 |  | 1 | TRUE | wye
20 | LV_4204-1_0_3_load_29 | 32 | 0.00076136 | 0.00019082 | 0 | 0 |  | 1 | TRUE | wye
21 | LV_4204-1_0_3_load_17 | 34 | 0.0023211 | 0.00058172 | 0 | 0 |  | 1 | TRUE | wye
22 | LV_4204-1_0_3_load_26 | 36 | 0.0015154 | 0.00037979 | 0 | 0 |  | 1 | TRUE | wye
23 | LV_4204-1_0_3_load_43 | 37 | 0.0014126 | 0.00035403 | 0 | 0 |  | 1 | TRUE | wye
24 | LV_4204-1_0_3_load_92 | 40 | 0.00074598 | 0.00018696 | 0 | 0 |  | 1 | TRUE | wye
25 | LV_4204-1_0_3_load_24 | 41 | 0.0012801 | 0.00032083 | 0 | 0 |  | 1 | TRUE | wye
26 | LV_4204-1_0_3_load_23 | 42 | 0.0011745 | 0.00029435 | 0 | 0 |  | 1 | TRUE | wye
27 | LV_4204-1_0_3_load_25 | 43 | 0.00050213 | 0.00012584 | 0 | 0 |  | 1 | TRUE | wye
28 | LV_4204-1_0_3_load_31 | 44 | 0.00086139 | 0.00021589 | 0 | 0 |  | 1 | TRUE | wye
29 | LV_4204-1_0_3_load_42 | 45 | 0.008635 | 0.0021641 | 0 | 0 |  | 1 | TRUE | wye
30 | LV_4204-1_0_3_load_41 | 46 | 0.0013234 | 0.00033169 | 0 | 0 |  | 1 | TRUE | wye
31 | LV_4204-1_0_3_load_59 | 47 | 0.001346 | 0.00033734 | 0 | 0 |  | 1 | TRUE | wye
32 | LV_4204-1_0_3_load_60 | 48 | 0.00067133 | 0.00016825 | 0 | 0 |  | 1 | TRUE | wye
33 | LV_4204-1_0_3_load_62 | 49 | 0.004169 | 0.0010449 | 0 | 0 |  | 1 | TRUE | wye
34 | LV_4204-1_0_3_load_45 | 50 | 0.0015827 | 0.00039666 | 0 | 0 |  | 1 | TRUE | wye
35 | LV_4204-1_0_3_load_197 | 51 | 0.001285 | 0.00032204 | 0 | 0 |  | 1 | TRUE | wye
36 | LV_4204-1_0_3_load_100 | 52 | 0.001285 | 0.00032205 | 0 | 0 |  | 1 | TRUE | wye
37 | LV_4204-1_0_3_load_46 | 53 | 0.0015014 | 0.00037629 | 0 | 0 |  | 1 | TRUE | wye
38 | LV_4204-1_0_3_load_47 | 54 | 0.0014387 | 0.00036058 | 0 | 0 |  | 1 | TRUE | wye
39 | LV_4204-1_0_3_load_51 | 55 | 0.00070168 | 0.00017586 | 0 | 0 |  | 1 | TRUE | wye
40 | LV_4204-1_0_3_load_49 | 56 | 0.00074534 | 0.0001868 | 0 | 0 |  | 1 | TRUE | wye
41 | LV_4204-1_0_3_load_50 | 57 | 0.0028583 | 0.00071636 | 0 | 0 |  | 1 | TRUE | wye
42 | LV_4204-1_0_3_load_91 | 58 | 0.0012431 | 0.00031154 | 0 | 0 |  | 1 | TRUE | wye
43 | LV_4204-1_0_3_load_53 | 59 | 0.010281 | 0.0025768 | 0 | 0 |  | 1 | TRUE | wye
44 | LV_4204-1_0_3_load_57 | 63 | 0.004558 | 0.0011423 | 0 | 0 |  | 1 | TRUE | wye
45 | LV_4204-1_0_3_load_58 | 64 | 0.0019131 | 0.00047947 | 0 | 0 |  | 1 | TRUE | wye
46 | LV_4204-1_0_3_load_171 | 66 | 0.0021937 | 0.0005498 | 0 | 0 |  | 1 | TRUE | wye
47 | LV_4204-1_0_3_load_167 | 67 | 0.001872 | 0.00046917 | 0 | 0 |  | 1 | TRUE | wye
48 | LV_4204-1_0_3_load_172 | 69 | 0.0024388 | 0.00061123 | 0 | 0 |  | 1 | TRUE | wye
49 | LV_4204-1_0_3_load_63 | 70 | 0.00049099 | 0.00012305 | 0 | 0 |  | 1 | TRUE | wye
50 | LV_4204-1_0_3_load_66 | 72 | 0.0010104 | 0.00025322 | 0 | 0 |  | 1 | TRUE | wye
51 | LV_4204-1_0_3_load_67 | 73 | 0.00074389 | 0.00018644 | 0 | 0 |  | 1 | TRUE | wye
52 | LV_4204-1_0_3_load_68 | 74 | 0.00035369 | 8.8642e-05 | 0 | 0 |  | 1 | TRUE | wye
53 | LV_4204-1_0_3_load_78 | 76 | 0.00076516 | 0.00019177 | 0 | 0 |  | 1 | TRUE | wye
54 | LV_4204-1_0_3_load_79 | 77 | 0.0004347 | 0.00010894 | 0 | 0 |  | 1 | TRUE | wye
55 | LV_4204-1_0_3_load_75 | 78 | 0.00054023 | 0.00013539 | 0 | 0 |  | 1 | TRUE | wye
56 | LV_4204-1_0_3_load_69 | 79 | 0.00031832 | 7.9778e-05 | 0 | 0 |  | 1 | TRUE | wye
57 | LV_4204-1_0_3_load_72 | 82 | 0.00054059 | 0.00013548 | 0 | 0 |  | 1 | TRUE | wye
58 | LV_4204-1_0_3_load_73 | 83 | 0.0020899 | 0.00052378 | 0 | 0 |  | 1 | TRUE | wye
59 | LV_4204-1_0_3_load_74 | 84 | 0.0022286 | 0.00055855 | 0 | 0 |  | 1 | TRUE | wye
60 | LV_4204-1_0_3_load_76 | 85 | 0.0012705 | 0.00031841 | 0 | 0 |  | 1 | TRUE | wye
61 | LV_4204-1_0_3_load_140 | 87 | 0.0032439 | 0.00081299 | 0 | 0 |  | 1 | TRUE | wye
62 | LV_4204-1_0_3_load_149 | 88 | 0.0016672 | 0.00041784 | 0 | 0 |  | 1 | TRUE | wye
63 | LV_4204-1_0_3_load_158 | 89 | 0.00034111 | 8.549e-05 | 0 | 0 |  | 1 | TRUE | wye
64 | LV_4204-1_0_3_load_139 | 90 | 0.00056556 | 0.00014174 | 0 | 0 |  | 1 | TRUE | wye
65 | LV_4204-1_0_3_load_116 | 91 | 0.00042983 | 0.00010773 | 0 | 0 |  | 1 | TRUE | wye
66 | LV_4204-1_0_3_load_148 | 92 | 0.0019195 | 0.00048107 | 0 | 0 |  | 1 | TRUE | wye
67 | LV_4204-1_0_3_load_159 | 93 | 0.00086939 | 0.00021789 | 0 | 0 |  | 1 | TRUE | wye
68 | LV_4204-1_0_3_load_195 | 95 | 0.00083074 | 0.0002082 | 0 | 0 |  | 1 | TRUE | wye
69 | LV_4204-1_0_3_load_83 | 96 | 0.00038452 | 9.6369e-05 | 0 | 0 |  | 1 | TRUE | wye
70 | LV_4204-1_0_3_load_80 | 97 | 0.00040234 | 0.00010084 | 0 | 0 |  | 1 | TRUE | wye
71 | LV_4204-1_0_3_load_196 | 98 | 0.00043454 | 0.00010891 | 0 | 0 |  | 1 | TRUE | wye
72 | LV_4204-1_0_3_load_82 | 99 | 0.00052484 | 0.00013154 | 0 | 0 |  | 1 | TRUE | wye
73 | LV_4204-1_0_3_load_190 | 100 | 0.00070446 | 0.00017656 | 0 | 0 |  | 1 | TRUE | wye
74 | LV_4204-1_0_3_load_84 | 102 | 0.0013488 | 0.00033804 | 0 | 0 |  | 1 | TRUE | wye
75 | LV_4204-1_0_3_load_86 | 104 | 0.001285 | 0.00032205 | 0 | 0 |  | 1 | TRUE | wye
76 | LV_4204-1_0_3_load_87 | 105 | 0.00077121 | 0.00019328 | 0 | 0 |  | 1 | TRUE | wye
77 | LV_4204-1_0_3_load_88 | 106 | 0.0018627 | 0.00046683 | 0 | 0 |  | 1 | TRUE | wye
78 | LV_4204-1_0_3_load_89 | 107 | 0.0018728 | 0.00046936 | 0 | 0 |  | 1 | TRUE | wye
79 | LV_4204-1_0_3_load_102 | 111 | 0.0012816 | 0.0003212 | 0 | 0 |  | 1 | TRUE | wye
80 | LV_4204-1_0_3_load_107 | 113 | 0.0011241 | 0.00028172 | 0 | 0 |  | 1 | TRUE | wye
81 | LV_4204-1_0_3_load_125 | 114 | 0.00073029 | 0.00018303 | 0 | 0 |  | 1 | TRUE | wye
82 | LV_4204-1_0_3_load_134 | 115 | 0.0019294 | 0.00048355 | 0 | 0 |  | 1 | TRUE | wye
83 | LV_4204-1_0_3_load_94 | 116 | 0.00069169 | 0.00017335 | 0 | 0 |  | 1 | TRUE | wye
84 | LV_4204-1_0_3_load_101 | 117 | 0.00086109 | 0.00021581 | 0 | 0 |  | 1 | TRUE | wye
85 | LV_4204-1_0_3_load_99 | 119 | 0.00087067 | 0.00021821 | 0 | 0 |  | 1 | TRUE | wye
86 | LV_4204-1_0_3_load_137 | 120 | 0.0024487 | 0.0006137 | 0 | 0 |  | 1 | TRUE | wye
87 | LV_4204-1_0_3_load_111 | 121 | 0.0015008 | 0.00037613 | 0 | 0 |  | 1 | TRUE | wye
88 | LV_4204-1_0_3_load_96 | 122 | 0.001285 | 0.00032205 | 0 | 0 |  | 1 | TRUE | wye
89 | LV_4204-1_0_3_load_97 | 123 | 0.0012835 | 0.00032168 | 0 | 0 |  | 1 | TRUE | wye
90 | LV_4204-1_0_3_load_98 | 124 | 0.0012839 | 0.00032177 | 0 | 0 |  | 1 | TRUE | wye
91 | LV_4204-1_0_3_load_104 | 125 | 0.0016528 | 0.00041424 | 0 | 0 |  | 1 | TRUE | wye
92 | LV_4204-1_0_3_load_128 | 127 | 0.0012748 | 0.0003195 | 0 | 0 |  | 1 | TRUE | wye
93 | LV_4204-1_0_3_load_132 | 128 | 0.0011539 | 0.00028921 | 0 | 0 |  | 1 | TRUE | wye
94 | LV_4204-1_0_3_load_110 | 129 | 0.0010125 | 0.00025376 | 0 | 0 |  | 1 | TRUE | wye
95 | LV_4204-1_0_3_load_127 | 130 | 0.0011766 | 0.00029489 | 0 | 0 |  | 1 | TRUE | wye
96 | LV_4204-1_0_3_load_126 | 131 | 0.0022278 | 0.00055834 | 0 | 0 |  | 1 | TRUE | wye
97 | LV_4204-1_0_3_load_133 | 132 | 0.0014764 | 0.00037002 | 0 | 0 |  | 1 | TRUE | wye
98 | LV_4204-1_0_3_load_108 | 133 | 0.0016889 | 0.00042327 | 0 | 0 |  | 1 | TRUE | wye
99 | LV_4204-1_0_3_load_112 | 135 | 0.0020626 | 0.00051693 | 0 | 0 |  | 1 | TRUE | wye
100 | LV_4204-1_0_3_load_113 | 136 | 0.0020711 | 0.00051906 | 0 | 0 |  | 1 | TRUE | wye
101 | LV_4204-1_0_3_load_114 | 137 | 0.00304 | 0.0007619 | 0 | 0 |  | 1 | TRUE | wye
102 | LV_4204-1_0_3_load_135 | 139 | 0.0029113 | 0.00072965 | 0 | 0 |  | 1 | TRUE | wye
103 | LV_4204-1_0_3_load_117 | 140 | 0.0029038 | 0.00072776 | 0 | 0 |  | 1 | TRUE | wye
104 | LV_4204-1_0_3_load_123 | 145 | 0.0053292 | 0.0013356 | 0 | 0 |  | 1 | TRUE | wye
105 | LV_4204-1_0_3_load_124 | 146 | 0.0012546 | 0.00031444 | 0 | 0 |  | 1 | TRUE | wye
106 | LV_4204-1_0_3_load_205 | 147 | 0.005387 | 0.0013501 | 0 | 0 |  | 1 | TRUE | wye
107 | LV_4204-1_0_3_load_178 | 150 | 0.0030861 | 0.00077344 | 0 | 0 |  | 1 | TRUE | wye
108 | LV_4204-1_0_3_load_130 | 151 | 0.0011786 | 0.00029539 | 0 | 0 |  | 1 | TRUE | wye
109 | LV_4204-1_0_3_load_206 | 153 | 0.0055182 | 0.001383 | 0 | 0 |  | 1 | TRUE | wye
110 | LV_4204-1_0_3_load_164 | 155 | 0.0021669 | 0.00054307 | 0 | 0 |  | 1 | TRUE | wye
111 | LV_4204-1_0_3_load_165 | 156 | 0.0016377 | 0.00041044 | 0 | 0 |  | 1 | TRUE | wye
112 | LV_4204-1_0_3_load_160 | 157 | 0.0031522 | 0.00079003 | 0 | 0 |  | 1 | TRUE | wye
113 | LV_4204-1_0_3_load_201 | 158 | 0.0014395 | 0.00036076 | 0 | 0 |  | 1 | TRUE | wye
114 | LV_4204-1_0_3_load_207 | 160 | 0.0068443 | 0.0017153 | 0 | 0 |  | 1 | TRUE | wye
115 | LV_4204-1_0_3_load_204 | 162 | 0.005579 | 0.0013982 | 0 | 0 |  | 1 | TRUE | wye
116 | LV_4204-1_0_3_load_177 | 163 | 0.0029051 | 0.00072809 | 0 | 0 |  | 1 | TRUE | wye
117 | LV_4204-1_0_3_load_129 | 164 | 0.0019986 | 0.00050089 | 0 | 0 |  | 1 | TRUE | wye
118 | LV_4204-1_0_3_load_141 | 165 | 0.0012381 | 0.00031029 | 0 | 0 |  | 1 | TRUE | wye
119 | LV_4204-1_0_3_load_142 | 166 | 0.00077456 | 0.00019412 | 0 | 0 |  | 1 | TRUE | wye
120 | LV_4204-1_0_3_load_144 | 167 | 0.001234 | 0.00030927 | 0 | 0 |  | 1 | TRUE | wye
121 | LV_4204-1_0_3_load_146 | 168 | 0.00089697 | 0.0002248 | 0 | 0 |  | 1 | TRUE | wye
122 | LV_4204-1_0_3_load_147 | 169 | 0.0004347 | 0.00010895 | 0 | 0 |  | 1 | TRUE | wye
123 | LV_4204-1_0_3_load_182 | 170 | 0.00078076 | 0.00019568 | 0 | 0 |  | 1 | TRUE | wye
124 | LV_4204-1_0_3_load_183 | 171 | 0.00049419 | 0.00012386 | 0 | 0 |  | 1 | TRUE | wye
125 | LV_4204-1_0_3_load_194 | 172 | 0.0004347 | 0.00010895 | 0 | 0 |  | 1 | TRUE | wye
126 | LV_4204-1_0_3_load_151 | 174 | 0.0018709 | 0.00046889 | 0 | 0 |  | 1 | TRUE | wye
127 | LV_4204-1_0_3_load_152 | 175 | 0.0016693 | 0.00041836 | 0 | 0 |  | 1 | TRUE | wye
128 | LV_4204-1_0_3_load_157 | 176 | 0.00080754 | 0.00020239 | 0 | 0 |  | 1 | TRUE | wye
129 | LV_4204-1_0_3_load_203 | 177 | 0.0017652 | 0.00044241 | 0 | 0 |  | 1 | TRUE | wye
130 | LV_4204-1_0_3_load_155 | 178 | 0.0016672 | 0.00041784 | 0 | 0 |  | 1 | TRUE | wye
131 | LV_4204-1_0_3_load_153 | 179 | 0.0012893 | 0.00032312 | 0 | 0 |  | 1 | TRUE | wye
132 | LV_4204-1_0_3_load_154 | 180 | 0.0014453 | 0.00036223 | 0 | 0 |  | 1 | TRUE | wye
133 | LV_4204-1_0_3_load_156 | 181 | 0.0015938 | 0.00039945 | 0 | 0 |  | 1 | TRUE | wye
134 | LV_4204-1_0_3_load_161 | 182 | 0.0027499 | 0.00068919 | 0 | 0 |  | 1 | TRUE | wye
135 | LV_4204-1_0_3_load_175 | 183 | 0.0013532 | 0.00033914 | 0 | 0 |  | 1 | TRUE | wye
136 | LV_4204-1_0_3_load_168 | 184 | 0.0013999 | 0.00035084 | 0 | 0 |  | 1 | TRUE | wye
137 | LV_4204-1_0_3_load_170 | 186 | 0.0019064 | 0.0004778 | 0 | 0 |  | 1 | TRUE | wye
138 | LV_4204-1_0_3_load_174 | 187 | 0.0018003 | 0.00045121 | 0 | 0 |  | 1 | TRUE | wye
139 | LV_4204-1_0_3_load_176 | 188 | 0.0016705 | 0.00041867 | 0 | 0 |  | 1 | TRUE | wye
140 | LV_4204-1_0_3_load_184 | 189 | 0.00085842 | 0.00021514 | 0 | 0 |  | 1 | TRUE | wye
141 | LV_4204-1_0_3_load_191 | 190 | 0.0011686 | 0.00029288 | 0 | 0 |  | 1 | TRUE | wye
142 | LV_4204-1_0_3_load_192 | 191 | 0.00025816 | 6.47e-05 | 0 | 0 |  | 1 | TRUE | wye
143 | LV_4204-1_0_3_load_186 | 193 | 0.00068138 | 0.00017077 | 0 | 0 |  | 1 | TRUE | wye
144 | LV_4204-1_0_3_load_187 | 194 | 0.00057876 | 0.00014505 | 0 | 0 |  | 1 | TRUE | wye
145 | LV_4204-1_0_3_load_189 | 195 | 0.00024314 | 6.0938e-05 | 0 | 0 |  | 1 | TRUE | wye
146 | LV_4204-1_0_3_load_202 | 196 | 0.0057353 | 0.0014374 | 0 | 0 |  | 1 | TRUE | wye

## ext_grid
| name | bus | vm_pu | va_degree | slack_weight | in_service
0 |  | 106 | 1 | 0 | 1 | TRUE

## line
| name | std_type | from_bus | to_bus | length_km | r_ohm_per_km | x_ohm_per_km | c_nf_per_km | g_us_per_km | max_i_ka | df | parallel | type | in_service
0 | LV_4204-1_0_3_line_0 |  | 0 | 1 | 0.42321 | 0.125 | 0.08 | 261 | 0 | 0.364 | 1 | 1 | cs | TRUE
1 | LV_4204-1_0_3_line_1 |  | 1 | 2 | 0.028187 | 0.125 | 0.08 | 261 | 0 | 0.364 | 1 | 1 | cs | TRUE
2 | LV_4204-1_0_3_line_2 |  | 1 | 3 | 0.063487 | 0.125 | 0.08 | 261 | 0 | 0.364 | 1 | 1 | cs | TRUE
3 | LV_4204-1_0_3_line_3 |  | 1 | 4 | 0.016899 | 0.125 | 0.08 | 261 | 0 | 0.364 | 1 | 1 | cs | TRUE
4 | LV_4204-1_0_3_line_4 |  | 2 | 38 | 0.0059773 | 0.125 | 0.08 | 261 | 0 | 0.364 | 1 | 1 | cs | TRUE
5 | LV_4204-1_0_3_line_5 |  | 3 | 39 | 0.021129 | 0.125 | 0.08 | 261 | 0 | 0.364 | 1 | 1 | cs | TRUE
6 | LV_4204-1_0_3_line_6 |  | 3 | 40 | 0.018315 | 0.125 | 0.08 | 261 | 0 | 0.364 | 1 | 1 | cs | TRUE
7 | LV_4204-1_0_3_line_7 |  | 4 | 34 | 0.024395 | 0.125 | 0.08 | 261 | 0 | 0.364 | 1 | 1 | cs | TRUE
8 | LV_4204-1_0_3_line_8 |  | 5 | 6 | 0.017677 | 0.125 | 0.08 | 261 | 0 | 0.364 | 1 | 1 | cs | TRUE
9 | LV_4204-1_0_3_line_9 |  | 5 | 7 | 0.016201 | 0.125 | 0.08 | 261 | 0 | 0.364 | 1 | 1 | cs | TRUE
10 | LV_4204-1_0_3_line_10 |  | 6 | 8 | 0.034073 | 0.125 | 0.08 | 261 | 0 | 0.364 | 1 | 1 | cs | TRUE
11 | LV_4204-1_0_3_line_11 |  | 7 | 9 | 0.0055447 | 0.125 | 0.08 | 261 | 0 | 0.364 | 1 | 1 | cs | TRUE
12 | LV_4204-1_0_3_line_12 |  | 8 | 13 | 0.014865 | 0.125 | 0.08 | 261 | 0 | 0.364 | 1 | 1 | cs | TRUE
13 | LV_4204-1_0_3_line_13 |  | 9 | 10 | 0.043814 | 0.125 | 0.08 | 261 | 0 | 0.364 | 1 | 1 | cs | TRUE
14 | LV_4204-1_0_3_line_14 |  | 10 | 11 | 0.011272 | 0.125 | 0.08 | 261 | 0 | 0.364 | 1 | 1 | cs | TRUE
15 | LV_4204-1_0_3_line_15 |  | 10 | 12 | 0.013618 | 0.125 | 0.08 | 261 | 0 | 0.364 | 1 | 1 | cs | TRUE
16 | LV_4204-1_0_3_line_16 |  | 11 | 18 | 0.0013208 | 0.125 | 0.08 | 261 | 0 | 0.364 | 1 | 1 | cs | TRUE
17 | LV_4204-1_0_3_line_17 |  | 12 | 19 | 0.022429 | 0.125 | 0.08 | 261 | 0 | 0.364 | 1 | 1 | cs | TRUE
18 | LV_4204-1_0_3_line_18 |  | 13 | 14 | 0.0074013 | 0.125 | 0.08 | 261 | 0 | 0.364 | 1 | 1 | cs | TRUE
19 | LV_4204-1_0_3_line_19 |  | 14 | 16 | 0.020047 | 0.125 | 0.08 | 261 | 0 | 0.364 | 1 | 1 | cs | TRUE
20 | LV_4204-1_0_3_line_20 |  | 14 | 46 | 0.030329 | 0.125 | 0.08 | 261 | 0 | 0.364 | 1 | 1 | cs | TRUE
21 | LV_4204-1_0_3_line_21 |  | 15 | 16 | 0.042965 | 0.125 | 0.08 | 261 | 0 | 0.364 | 1 | 1 | cs | TRUE
22 | LV_4204-1_0_3_line_22 |  | 15 | 17 | 0.013068 | 0.125 | 0.08 | 261 | 0 | 0.364 | 1 | 1 | cs | TRUE
23 | LV_4204-1_0_3_line_23 |  | 17 | 44 | 0.034238 | 0.125 | 0.08 | 261 | 0 | 0.364 | 1 | 1 | cs | TRUE
24 | LV_4204-1_0_3_line_24 |  | 18 | 20 | 0.0099922 | 0.125 | 0.08 | 261 | 0 | 0.364 | 1 | 1 | cs | TRUE
25 | LV_4204-1_0_3_line_25 |  | 19 | 21 | 0.02041 | 0.125 | 0.08 | 261 | 0 | 0.364 | 1 | 1 | cs | TRUE
26 | LV_4204-1_0_3_line_26 |  | 20 | 22 | 0.0096367 | 0.125 | 0.08 | 261 | 0 | 0.364 | 1 | 1 | cs | TRUE
27 | LV_4204-1_0_3_line_27 |  | 21 | 23 | 0.019379 | 0.125 | 0.08 | 261 | 0 | 0.364 | 1 | 1 | cs | TRUE
28 | LV_4204-1_0_3_line_28 |  | 22 | 43 | 0.016207 | 0.125 | 0.08 | 261 | 0 | 0.364 | 1 | 1 | cs | TRUE
29 | LV_4204-1_0_3_line_29 |  | 23 | 34 | 0.010078 | 0.125 | 0.08 | 261 | 0 | 0.364 | 1 | 1 | cs | TRUE
30 | LV_4204-1_0_3_line_30 |  | 24 | 25 | 0.029606 | 0.125 | 0.08 | 261 | 0 | 0.364 | 1 | 1 | cs | TRUE
31 | LV_4204-1_0_3_line_31 |  | 24 | 26 | 0.0048031 | 0.125 | 0.08 | 261 | 0 | 0.364 | 1 | 1 | cs | TRUE
32 | LV_4204-1_0_3_line_32 |  | 25 | 27 | 0.022932 | 0.125 | 0.08 | 261 | 0 | 0.364 | 1 | 1 | cs | TRUE
33 | LV_4204-1_0_3_line_33 |  | 26 | 28 | 0.020009 | 0.125 | 0.08 | 261 | 0 | 0.364 | 1 | 1 | cs | TRUE
34 | LV_4204-1_0_3_line_34 |  | 27 | 29 | 0.010454 | 0.125 | 0.08 | 261 | 0 | 0.364 | 1 | 1 | cs | TRUE
35 | LV_4204-1_0_3_line_35 |  | 28 | 30 | 0.029519 | 0.125 | 0.08 | 261 | 0 | 0.364 | 1 | 1 | cs | TRUE
36 | LV_4204-1_0_3_line_36 |  | 28 | 31 | 0.023547 | 0.125 | 0.08 | 261 | 0 | 0.364 | 1 | 1 | cs | TRUE
37 | LV_4204-1_0_3_line_37 |  | 29 | 32 | 0.008559 | 0.125 | 0.08 | 261 | 0 | 0.364 | 1 | 1 | cs | TRUE
38 | LV_4204-1_0_3_line_38 |  | 30 | 33 | 0.054271 | 0.125 | 0.08 | 261 | 0 | 0.364 | 1 | 1 | cs | TRUE
39 | LV_4204-1_0_3_line_39 |  | 32 | 44 | 0.029901 | 0.125 | 0.08 | 261 | 0 | 0.364 | 1 | 1 | cs | TRUE
40 | LV_4204-1_0_3_line_40 |  | 32 | 45 | 0.064759 | 0.125 | 0.08 | 261 | 0 | 0.364 | 1 | 1 | cs | TRUE
41 | LV_4204-1_0_3_line_41 |  | 33 | 49 | 0.079902 | 0.125 | 0.08 | 261 | 0 | 0.364 | 1 | 1 | cs | TRUE
42 | LV_4204-1_0_3_line_42 |  | 33 | 47 | 0.041582 | 0.125 | 0.08 | 261 | 0 | 0.364 | 1 | 1 | cs | TRUE
43 | LV_4204-1_0_3_line_43 |  | 35 | 36 | 0.015629 | 0.125 | 0.08 | 261 | 0 | 0.364 | 1 | 1 | cs | TRUE
44 | LV_4204-1_0_3_line_44 |  | 35 | 37 | 0.016812 | 0.125 | 0.08 | 261 | 0 | 0.364 | 1 | 1 | cs | TRUE
45 | LV_4204-1_0_3_line_45 |  | 36 | 41 | 0.011376 | 0.125 | 0.08 | 261 | 0 | 0.364 | 1 | 1 | cs | TRUE
46 | LV_4204-1_0_3_line_46 |  | 38 | 55 | 0.013622 | 0.125 | 0.08 | 261 | 0 | 0.364 | 1 | 1 | cs | TRUE
47 | LV_4204-1_0_3_line_47 |  | 38 | 56 | 0.024508 | 0.125 | 0.08 | 261 | 0 | 0.364 | 1 | 1 | cs | TRUE
48 | LV_4204-1_0_3_line_48 |  | 38 | 53 | 0.026553 | 0.125 | 0.08 | 261 | 0 | 0.364 | 1 | 1 | cs | TRUE
49 | LV_4204-1_0_3_line_49 |  | 39 | 117 | 0.01475 | 0.125 | 0.08 | 261 | 0 | 0.364 | 1 | 1 | cs | TRUE
50 | LV_4204-1_0_3_line_50 |  | 39 | 118 | 0.058208 | 0.125 | 0.08 | 261 | 0 | 0.364 | 1 | 1 | cs | TRUE
51 | LV_4204-1_0_3_line_51 |  | 40 | 116 | 0.0027446 | 0.125 | 0.08 | 261 | 0 | 0.364 | 1 | 1 | cs | TRUE
52 | LV_4204-1_0_3_line_52 |  | 41 | 42 | 0.011718 | 0.125 | 0.08 | 261 | 0 | 0.364 | 1 | 1 | cs | TRUE
53 | LV_4204-1_0_3_line_53 |  | 42 | 43 | 0.0067485 | 0.125 | 0.08 | 261 | 0 | 0.364 | 1 | 1 | cs | TRUE
54 | LV_4204-1_0_3_line_54 |  | 47 | 48 | 0.051831 | 0.125 | 0.08 | 261 | 0 | 0.364 | 1 | 1 | cs | TRUE
55 | LV_4204-1_0_3_line_55 |  | 50 | 51 | 0.04018 | 0.125 | 0.08 | 261 | 0 | 0.364 | 1 | 1 | cs | TRUE
56 | LV_4204-1_0_3_line_56 |  | 51 | 52 | 0.020099 | 0.125 | 0.08 | 261 | 0 | 0.364 | 1 | 1 | cs | TRUE
57 | LV_4204-1_0_3_line_57 |  | 52 | 124 | 0.0038615 | 0.125 | 0.08 | 261 | 0 | 0.364 | 1 | 1 | cs | TRUE
58 | LV_4204-1_0_3_line_58 |  | 53 | 54 | 0.023039 | 0.125 | 0.08 | 261 | 0 | 0.364 | 1 | 1 | cs | TRUE
59 | LV_4204-1_0_3_line_59 |  | 55 | 58 | 0.018239 | 0.125 | 0.08 | 261 | 0 | 0.364 | 1 | 1 | cs | TRUE
60 | LV_4204-1_0_3_line_60 |  | 57 | 58 | 0.03871 | 0.125 | 0.08 | 261 | 0 | 0.364 | 1 | 1 | cs | TRUE
61 | LV_4204-1_0_3_line_61 |  | 59 | 60 | 0.019941 | 0.125 | 0.08 | 261 | 0 | 0.364 | 1 | 1 | cs | TRUE
62 | LV_4204-1_0_3_line_62 |  | 59 | 61 | 0.030188 | 0.125 | 0.08 | 261 | 0 | 0.364 | 1 | 1 | cs | TRUE
63 | LV_4204-1_0_3_line_63 |  | 60 | 62 | 0.030763 | 0.125 | 0.08 | 261 | 0 | 0.364 | 1 | 1 | cs | TRUE
64 | LV_4204-1_0_3_line_64 |  | 60 | 63 | 0.032926 | 0.125 | 0.08 | 261 | 0 | 0.364 | 1 | 1 | cs | TRUE
65 | LV_4204-1_0_3_line_65 |  | 61 | 64 | 0.036709 | 0.125 | 0.08 | 261 | 0 | 0.364 | 1 | 1 | cs | TRUE
66 | LV_4204-1_0_3_line_66 |  | 62 | 65 | 0.027556 | 0.125 | 0.08 | 261 | 0 | 0.364 | 1 | 1 | cs | TRUE
67 | LV_4204-1_0_3_line_67 |  | 62 | 66 | 0.014867 | 0.125 | 0.08 | 261 | 0 | 0.364 | 1 | 1 | cs | TRUE
68 | LV_4204-1_0_3_line_68 |  | 63 | 67 | 0.011117 | 0.125 | 0.08 | 261 | 0 | 0.364 | 1 | 1 | cs | TRUE
69 | LV_4204-1_0_3_line_69 |  | 65 | 68 | 0.018113 | 0.125 | 0.08 | 261 | 0 | 0.364 | 1 | 1 | cs | TRUE
70 | LV_4204-1_0_3_line_70 |  | 66 | 69 | 0.029265 | 0.125 | 0.08 | 261 | 0 | 0.364 | 1 | 1 | cs | TRUE
71 | LV_4204-1_0_3_line_71 |  | 68 | 183 | 0.023414 | 0.125 | 0.08 | 261 | 0 | 0.364 | 1 | 1 | cs | TRUE
72 | LV_4204-1_0_3_line_72 |  | 68 | 182 | 0.0028385 | 0.125 | 0.08 | 261 | 0 | 0.364 | 1 | 1 | cs | TRUE
73 | LV_4204-1_0_3_line_73 |  | 70 | 71 | 0.015812 | 0.125 | 0.08 | 261 | 0 | 0.364 | 1 | 1 | cs | TRUE
74 | LV_4204-1_0_3_line_74 |  | 71 | 72 | 0.028042 | 0.125 | 0.08 | 261 | 0 | 0.364 | 1 | 1 | cs | TRUE
75 | LV_4204-1_0_3_line_75 |  | 72 | 73 | 0.076843 | 0.125 | 0.08 | 261 | 0 | 0.364 | 1 | 1 | cs | TRUE
76 | LV_4204-1_0_3_line_76 |  | 73 | 74 | 0.021569 | 0.125 | 0.08 | 261 | 0 | 0.364 | 1 | 1 | cs | TRUE
77 | LV_4204-1_0_3_line_77 |  | 74 | 75 | 0.019091 | 0.125 | 0.08 | 261 | 0 | 0.364 | 1 | 1 | cs | TRUE
78 | LV_4204-1_0_3_line_78 |  | 75 | 76 | 0.014785 | 0.125 | 0.08 | 261 | 0 | 0.364 | 1 | 1 | cs | TRUE
79 | LV_4204-1_0_3_line_79 |  | 75 | 77 | 0.033062 | 0.125 | 0.08 | 261 | 0 | 0.364 | 1 | 1 | cs | TRUE
80 | LV_4204-1_0_3_line_80 |  | 75 | 78 | 0.015366 | 0.125 | 0.08 | 261 | 0 | 0.364 | 1 | 1 | cs | TRUE
81 | LV_4204-1_0_3_line_81 |  | 76 | 94 | 0.016535 | 0.125 | 0.08 | 261 | 0 | 0.364 | 1 | 1 | cs | TRUE
82 | LV_4204-1_0_3_line_82 |  | 77 | 95 | 0.0079947 | 0.125 | 0.08 | 261 | 0 | 0.364 | 1 | 1 | cs | TRUE
83 | LV_4204-1_0_3_line_83 |  | 78 | 81 | 0.02746 | 0.125 | 0.08 | 261 | 0 | 0.364 | 1 | 1 | cs | TRUE
84 | LV_4204-1_0_3_line_84 |  | 79 | 80 | 0.01678 | 0.125 | 0.08 | 261 | 0 | 0.364 | 1 | 1 | cs | TRUE
85 | LV_4204-1_0_3_line_85 |  | 79 | 81 | 0.013697 | 0.125 | 0.08 | 261 | 0 | 0.364 | 1 | 1 | cs | TRUE
86 | LV_4204-1_0_3_line_86 |  | 80 | 82 | 0.0196 | 0.125 | 0.08 | 261 | 0 | 0.364 | 1 | 1 | cs | TRUE
87 | LV_4204-1_0_3_line_87 |  | 80 | 83 | 0.040969 | 0.125 | 0.08 | 261 | 0 | 0.364 | 1 | 1 | cs | TRUE
88 | LV_4204-1_0_3_line_88 |  | 80 | 84 | 0.020864 | 0.125 | 0.08 | 261 | 0 | 0.364 | 1 | 1 | cs | TRUE
89 | LV_4204-1_0_3_line_89 |  | 81 | 85 | 0.011091 | 0.125 | 0.08 | 261 | 0 | 0.364 | 1 | 1 | cs | TRUE
90 | LV_4204-1_0_3_line_90 |  | 82 | 86 | 0.013695 | 0.125 | 0.08 | 261 | 0 | 0.364 | 1 | 1 | cs | TRUE
91 | LV_4204-1_0_3_line_91 |  | 83 | 87 | 0.029293 | 0.125 | 0.08 | 261 | 0 | 0.364 | 1 | 1 | cs | TRUE
92 | LV_4204-1_0_3_line_92 |  | 84 | 88 | 0.020142 | 0.125 | 0.08 | 261 | 0 | 0.364 | 1 | 1 | cs | TRUE
93 | LV_4204-1_0_3_line_93 |  | 85 | 89 | 0.0016228 | 0.125 | 0.08 | 261 | 0 | 0.364 | 1 | 1 | cs | TRUE
94 | LV_4204-1_0_3_line_94 |  | 86 | 90 | 0.013977 | 0.125 | 0.08 | 261 | 0 | 0.364 | 1 | 1 | cs | TRUE
95 | LV_4204-1_0_3_line_95 |  | 87 | 91 | 0.0096979 | 0.125 | 0.08 | 261 | 0 | 0.364 | 1 | 1 | cs | TRUE
96 | LV_4204-1_0_3_line_96 |  | 88 | 92 | 0.0033263 | 0.125 | 0.08 | 261 | 0 | 0.364 | 1 | 1 | cs | TRUE
97 | LV_4204-1_0_3_line_97 |  | 89 | 93 | 0.0021844 | 0.125 | 0.08 | 261 | 0 | 0.364 | 1 | 1 | cs | TRUE
98 | LV_4204-1_0_3_line_98 |  | 91 | 137 | 0.013093 | 0.125 | 0.08 | 261 | 0 | 0.364 | 1 | 1 | cs | TRUE
99 | LV_4204-1_0_3_line_99 |  | 92 | 173 | 0.015216 | 0.125 | 0.08 | 261 | 0 | 0.364 | 1 | 1 | cs | TRUE
100 | LV_4204-1_0_3_line_100 |  | 94 | 96 | 0.0029584 | 0.125 | 0.08 | 261 | 0 | 0.364 | 1 | 1 | cs | TRUE
101 | LV_4204-1_0_3_line_101 |  | 94 | 97 | 0.013303 | 0.125 | 0.08 | 261 | 0 | 0.364 | 1 | 1 | cs | TRUE
102 | LV_4204-1_0_3_line_102 |  | 95 | 98 | 0.0064797 | 0.125 | 0.08 | 261 | 0 | 0.364 | 1 | 1 | cs | TRUE
103 | LV_4204-1_0_3_line_103 |  | 96 | 100 | 0.0097444 | 0.125 | 0.08 | 261 | 0 | 0.364 | 1 | 1 | cs | TRUE
104 | LV_4204-1_0_3_line_104 |  | 97 | 99 | 0.012092 | 0.125 | 0.08 | 261 | 0 | 0.364 | 1 | 1 | cs | TRUE
105 | LV_4204-1_0_3_line_105 |  | 98 | 172 | 0.013295 | 0.125 | 0.08 | 261 | 0 | 0.364 | 1 | 1 | cs | TRUE
106 | LV_4204-1_0_3_line_106 |  | 100 | 101 | 0.015029 | 0.125 | 0.08 | 261 | 0 | 0.364 | 1 | 1 | cs | TRUE
107 | LV_4204-1_0_3_line_107 |  | 101 | 190 | 0.023236 | 0.125 | 0.08 | 261 | 0 | 0.364 | 1 | 1 | cs | TRUE
108 | LV_4204-1_0_3_line_108 |  | 101 | 193 | 0.011922 | 0.125 | 0.08 | 261 | 0 | 0.364 | 1 | 1 | cs | TRUE
109 | LV_4204-1_0_3_line_109 |  | 102 | 103 | 0.038604 | 0.125 | 0.08 | 261 | 0 | 0.364 | 1 | 1 | cs | TRUE
110 | LV_4204-1_0_3_line_110 |  | 102 | 104 | 0.0044677 | 0.125 | 0.08 | 261 | 0 | 0.364 | 1 | 1 | cs | TRUE
111 | LV_4204-1_0_3_line_111 |  | 103 | 105 | 0.025049 | 0.125 | 0.08 | 261 | 0 | 0.364 | 1 | 1 | cs | TRUE
112 | LV_4204-1_0_3_line_112 |  | 103 | 106 | 0.012828 | 0.125 | 0.08 | 261 | 0 | 0.364 | 1 | 1 | cs | TRUE
113 | LV_4204-1_0_3_line_113 |  | 105 | 107 | 0.016431 | 0.125 | 0.08 | 261 | 0 | 0.364 | 1 | 1 | cs | TRUE
114 | LV_4204-1_0_3_line_114 |  | 106 | 108 | 0.0052783 | 0.125 | 0.08 | 261 | 0 | 0.364 | 1 | 2 | cs | TRUE
115 | LV_4204-1_0_3_line_115 |  | 107 | 109 | 0.022111 | 0.125 | 0.08 | 261 | 0 | 0.364 | 1 | 1 | cs | TRUE
116 | LV_4204-1_0_3_line_116 |  | 108 | 110 | 0.021168 | 0.125 | 0.08 | 261 | 0 | 0.364 | 1 | 2 | cs | TRUE
117 | LV_4204-1_0_3_line_117 |  | 108 | 111 | 0.0114 | 0.125 | 0.08 | 261 | 0 | 0.364 | 1 | 1 | cs | TRUE
118 | LV_4204-1_0_3_line_118 |  | 109 | 112 | 0.0145 | 0.125 | 0.08 | 261 | 0 | 0.364 | 1 | 1 | cs | TRUE
119 | LV_4204-1_0_3_line_119 |  | 109 | 113 | 0.024028 | 0.125 | 0.08 | 261 | 0 | 0.364 | 1 | 1 | cs | TRUE
120 | LV_4204-1_0_3_line_120 |  | 110 | 126 | 0.004171 | 0.125 | 0.08 | 261 | 0 | 0.364 | 1 | 1 | cs | TRUE
121 | LV_4204-1_0_3_line_121 |  | 110 | 127 | 0.031313 | 0.125 | 0.08 | 261 | 0 | 0.364 | 1 | 1 | cs | TRUE
122 | LV_4204-1_0_3_line_122 |  | 111 | 125 | 0.023236 | 0.125 | 0.08 | 261 | 0 | 0.364 | 1 | 1 | cs | TRUE
123 | LV_4204-1_0_3_line_123 |  | 112 | 114 | 0.0098486 | 0.125 | 0.08 | 261 | 0 | 0.364 | 1 | 1 | cs | TRUE
124 | LV_4204-1_0_3_line_124 |  | 113 | 115 | 0.010659 | 0.125 | 0.08 | 261 | 0 | 0.364 | 1 | 1 | cs | TRUE
125 | LV_4204-1_0_3_line_125 |  | 114 | 131 | 0.0032012 | 0.125 | 0.08 | 261 | 0 | 0.364 | 1 | 1 | cs | TRUE
126 | LV_4204-1_0_3_line_126 |  | 115 | 132 | 0.014628 | 0.125 | 0.08 | 261 | 0 | 0.364 | 1 | 1 | cs | TRUE
127 | LV_4204-1_0_3_line_127 |  | 117 | 119 | 0.0056611 | 0.125 | 0.08 | 261 | 0 | 0.364 | 1 | 1 | cs | TRUE
128 | LV_4204-1_0_3_line_128 |  | 118 | 120 | 0.074657 | 0.125 | 0.08 | 261 | 0 | 0.364 | 1 | 1 | cs | TRUE
129 | LV_4204-1_0_3_line_129 |  | 118 | 121 | 0.027746 | 0.125 | 0.08 | 261 | 0 | 0.364 | 1 | 1 | cs | TRUE
130 | LV_4204-1_0_3_line_130 |  | 119 | 123 | 0.017133 | 0.125 | 0.08 | 261 | 0 | 0.364 | 1 | 1 | cs | TRUE
131 | LV_4204-1_0_3_line_131 |  | 121 | 134 | 0.0099262 | 0.125 | 0.08 | 261 | 0 | 0.364 | 1 | 1 | cs | TRUE
132 | LV_4204-1_0_3_line_132 |  | 122 | 123 | 0.0058466 | 0.125 | 0.08 | 261 | 0 | 0.364 | 1 | 1 | cs | TRUE
133 | LV_4204-1_0_3_line_133 |  | 122 | 124 | 0.020965 | 0.125 | 0.08 | 261 | 0 | 0.364 | 1 | 1 | cs | TRUE
134 | LV_4204-1_0_3_line_134 |  | 126 | 128 | 0.033692 | 0.125 | 0.08 | 261 | 0 | 0.364 | 1 | 1 | cs | TRUE
135 | LV_4204-1_0_3_line_135 |  | 126 | 129 | 0.011304 | 0.125 | 0.08 | 261 | 0 | 0.364 | 1 | 1 | cs | TRUE
136 | LV_4204-1_0_3_line_136 |  | 127 | 130 | 0.0054215 | 0.125 | 0.08 | 261 | 0 | 0.364 | 1 | 1 | cs | TRUE
137 | LV_4204-1_0_3_line_137 |  | 129 | 134 | 0.0087467 | 0.125 | 0.08 | 261 | 0 | 0.364 | 1 | 1 | cs | TRUE
138 | LV_4204-1_0_3_line_138 |  | 130 | 164 | 0.017583 | 0.125 | 0.08 | 261 | 0 | 0.364 | 1 | 1 | cs | TRUE
139 | LV_4204-1_0_3_line_139 |  | 132 | 138 | 0.0077425 | 0.125 | 0.08 | 261 | 0 | 0.364 | 1 | 1 | cs | TRUE
140 | LV_4204-1_0_3_line_140 |  | 133 | 134 | 0.032647 | 0.125 | 0.08 | 261 | 0 | 0.364 | 1 | 1 | cs | TRUE
141 | LV_4204-1_0_3_line_141 |  | 135 | 136 | 0.0066081 | 0.125 | 0.08 | 261 | 0 | 0.364 | 1 | 1 | cs | TRUE
142 | LV_4204-1_0_3_line_142 |  | 135 | 137 | 0.01469 | 0.125 | 0.08 | 261 | 0 | 0.364 | 1 | 1 | cs | TRUE
143 | LV_4204-1_0_3_line_143 |  | 136 | 138 | 0.023866 | 0.125 | 0.08 | 261 | 0 | 0.364 | 1 | 1 | cs | TRUE
144 | LV_4204-1_0_3_line_144 |  | 138 | 139 | 0.014622 | 0.125 | 0.08 | 261 | 0 | 0.364 | 1 | 1 | cs | TRUE
145 | LV_4204-1_0_3_line_145 |  | 140 | 141 | 0.018244 | 0.125 | 0.08 | 261 | 0 | 0.364 | 1 | 1 | cs | TRUE
146 | LV_4204-1_0_3_line_146 |  | 140 | 142 | 0.0058385 | 0.125 | 0.08 | 261 | 0 | 0.364 | 1 | 1 | cs | TRUE
147 | LV_4204-1_0_3_line_147 |  | 141 | 143 | 0.015377 | 0.125 | 0.08 | 261 | 0 | 0.364 | 1 | 1 | cs | TRUE
148 | LV_4204-1_0_3_line_148 |  | 141 | 144 | 0.010487 | 0.125 | 0.08 | 261 | 0 | 0.364 | 1 | 1 | cs | TRUE
149 | LV_4204-1_0_3_line_149 |  | 142 | 145 | 0.016052 | 0.125 | 0.08 | 261 | 0 | 0.364 | 1 | 1 | cs | TRUE
150 | LV_4204-1_0_3_line_150 |  | 142 | 146 | 0.010105 | 0.125 | 0.08 | 261 | 0 | 0.364 | 1 | 1 | cs | TRUE
151 | LV_4204-1_0_3_line_151 |  | 143 | 147 | 0.002014 | 0.125 | 0.08 | 261 | 0 | 0.364 | 1 | 1 | cs | TRUE
152 | LV_4204-1_0_3_line_152 |  | 143 | 148 | 0.032163 | 0.125 | 0.08 | 261 | 0 | 0.364 | 1 | 1 | cs | TRUE
153 | LV_4204-1_0_3_line_153 |  | 144 | 149 | 0.026899 | 0.125 | 0.08 | 261 | 0 | 0.364 | 1 | 1 | cs | TRUE
154 | LV_4204-1_0_3_line_154 |  | 144 | 150 | 0.033622 | 0.125 | 0.08 | 261 | 0 | 0.364 | 1 | 1 | cs | TRUE
155 | LV_4204-1_0_3_line_155 |  | 146 | 151 | 0.0096752 | 0.125 | 0.08 | 261 | 0 | 0.364 | 1 | 1 | cs | TRUE
156 | LV_4204-1_0_3_line_156 |  | 148 | 160 | 0.004266 | 0.125 | 0.08 | 261 | 0 | 0.364 | 1 | 1 | cs | TRUE
157 | LV_4204-1_0_3_line_157 |  | 148 | 161 | 0.014469 | 0.125 | 0.08 | 261 | 0 | 0.364 | 1 | 1 | cs | TRUE
158 | LV_4204-1_0_3_line_158 |  | 149 | 162 | 0.001845 | 0.125 | 0.08 | 261 | 0 | 0.364 | 1 | 1 | cs | TRUE
159 | LV_4204-1_0_3_line_159 |  | 149 | 152 | 0.025949 | 0.125 | 0.08 | 261 | 0 | 0.364 | 1 | 1 | cs | TRUE
160 | LV_4204-1_0_3_line_160 |  | 150 | 163 | 0.07056 | 0.125 | 0.08 | 261 | 0 | 0.364 | 1 | 1 | cs | TRUE
161 | LV_4204-1_0_3_line_161 |  | 151 | 164 | 0.0005237 | 0.125 | 0.08 | 261 | 0 | 0.364 | 1 | 1 | cs | TRUE
162 | LV_4204-1_0_3_line_162 |  | 152 | 153 | 0.002465 | 0.125 | 0.08 | 261 | 0 | 0.364 | 1 | 1 | cs | TRUE
163 | LV_4204-1_0_3_line_163 |  | 154 | 155 | 0.029049 | 0.125 | 0.08 | 261 | 0 | 0.364 | 1 | 1 | cs | TRUE
164 | LV_4204-1_0_3_line_164 |  | 154 | 156 | 0.016576 | 0.125 | 0.08 | 261 | 0 | 0.364 | 1 | 1 | cs | TRUE
165 | LV_4204-1_0_3_line_165 |  | 154 | 157 | 0.014947 | 0.125 | 0.08 | 261 | 0 | 0.364 | 1 | 1 | cs | TRUE
166 | LV_4204-1_0_3_line_166 |  | 156 | 184 | 0.024965 | 0.125 | 0.08 | 261 | 0 | 0.364 | 1 | 1 | cs | TRUE
167 | LV_4204-1_0_3_line_167 |  | 157 | 182 | 0.028684 | 0.125 | 0.08 | 261 | 0 | 0.364 | 1 | 1 | cs | TRUE
168 | LV_4204-1_0_3_line_168 |  | 158 | 159 | 0.016962 | 0.125 | 0.08 | 261 | 0 | 0.364 | 1 | 1 | cs | TRUE
169 | LV_4204-1_0_3_line_169 |  | 159 | 196 | 0.000926 | 0.125 | 0.08 | 261 | 0 | 0.364 | 1 | 1 | cs | TRUE
170 | LV_4204-1_0_3_line_170 |  | 159 | 161 | 0.010031 | 0.125 | 0.08 | 261 | 0 | 0.364 | 1 | 1 | cs | TRUE
171 | LV_4204-1_0_3_line_171 |  | 161 | 183 | 0.02615 | 0.125 | 0.08 | 261 | 0 | 0.364 | 1 | 1 | cs | TRUE
172 | LV_4204-1_0_3_line_172 |  | 163 | 188 | 0.019252 | 0.125 | 0.08 | 261 | 0 | 0.364 | 1 | 1 | cs | TRUE
173 | LV_4204-1_0_3_line_173 |  | 165 | 166 | 0.01976 | 0.125 | 0.08 | 261 | 0 | 0.364 | 1 | 1 | cs | TRUE
174 | LV_4204-1_0_3_line_174 |  | 166 | 167 | 0.0033869 | 0.125 | 0.08 | 261 | 0 | 0.364 | 1 | 1 | cs | TRUE
175 | LV_4204-1_0_3_line_175 |  | 167 | 168 | 0.017135 | 0.125 | 0.08 | 261 | 0 | 0.364 | 1 | 1 | cs | TRUE
176 | LV_4204-1_0_3_line_176 |  | 168 | 169 | 0.0015364 | 0.125 | 0.08 | 261 | 0 | 0.364 | 1 | 1 | cs | TRUE
177 | LV_4204-1_0_3_line_177 |  | 169 | 172 | 9.9328e-05 | 0.125 | 0.08 | 261 | 0 | 0.364 | 1 | 1 | cs | TRUE
178 | LV_4204-1_0_3_line_178 |  | 170 | 171 | 0.019779 | 0.125 | 0.08 | 261 | 0 | 0.364 | 1 | 1 | cs | TRUE
179 | LV_4204-1_0_3_line_179 |  | 171 | 189 | 0.00381 | 0.125 | 0.08 | 261 | 0 | 0.364 | 1 | 1 | cs | TRUE
180 | LV_4204-1_0_3_line_180 |  | 173 | 174 | 0.0063595 | 0.125 | 0.08 | 261 | 0 | 0.364 | 1 | 1 | cs | TRUE
181 | LV_4204-1_0_3_line_181 |  | 173 | 175 | 0.013015 | 0.125 | 0.08 | 261 | 0 | 0.364 | 1 | 1 | cs | TRUE
182 | LV_4204-1_0_3_line_182 |  | 174 | 176 | 0.024329 | 0.125 | 0.08 | 261 | 0 | 0.364 | 1 | 1 | cs | TRUE
183 | LV_4204-1_0_3_line_183 |  | 175 | 177 | 0.034819 | 0.125 | 0.08 | 261 | 0 | 0.364 | 1 | 1 | cs | TRUE
184 | LV_4204-1_0_3_line_184 |  | 176 | 178 | 0.0016166 | 0.125 | 0.08 | 261 | 0 | 0.364 | 1 | 1 | cs | TRUE
185 | LV_4204-1_0_3_line_185 |  | 178 | 179 | 0.019512 | 0.125 | 0.08 | 261 | 0 | 0.364 | 1 | 1 | cs | TRUE
186 | LV_4204-1_0_3_line_186 |  | 179 | 180 | 0.0022748 | 0.125 | 0.08 | 261 | 0 | 0.364 | 1 | 1 | cs | TRUE
187 | LV_4204-1_0_3_line_187 |  | 180 | 181 | 0.022425 | 0.125 | 0.08 | 261 | 0 | 0.364 | 1 | 1 | cs | TRUE
188 | LV_4204-1_0_3_line_188 |  | 184 | 185 | 0.016082 | 0.125 | 0.08 | 261 | 0 | 0.364 | 1 | 1 | cs | TRUE
189 | LV_4204-1_0_3_line_189 |  | 185 | 186 | 0.015053 | 0.125 | 0.08 | 261 | 0 | 0.364 | 1 | 1 | cs | TRUE
190 | LV_4204-1_0_3_line_190 |  | 186 | 187 | 0.025378 | 0.125 | 0.08 | 261 | 0 | 0.364 | 1 | 1 | cs | TRUE
191 | LV_4204-1_0_3_line_191 |  | 189 | 190 | 0.023161 | 0.125 | 0.08 | 261 | 0 | 0.364 | 1 | 1 | cs | TRUE
192 | LV_4204-1_0_3_line_192 |  | 191 | 192 | 0.013399 | 0.125 | 0.08 | 261 | 0 | 0.364 | 1 | 1 | cs | TRUE
193 | LV_4204-1_0_3_line_193 |  | 192 | 195 | 0.012105 | 0.125 | 0.08 | 261 | 0 | 0.364 | 1 | 1 | cs | TRUE
194 | LV_4204-1_0_3_line_194 |  | 193 | 194 | 0.011125 | 0.125 | 0.08 | 261 | 0 | 0.364 | 1 | 1 | cs | TRUE
195 | LV_4204-1_0_3_line_195 |  | 194 | 195 | 0.01064 | 0.125 | 0.08 | 261 | 0 | 0.364 | 1 | 1 | cs | TRUE

## trafo
| name | std_type | hv_bus | lv_bus | sn_mva | vn_hv_kv | vn_lv_kv | vk_percent | vkr_percent | pfe_kw | i0_percent | shift_degree | tap_side | tap_neutral | tap_min | tap_max | tap_step_percent | tap_step_degree | tap_pos | tap_phase_shifter | parallel | df | in_service
0 | LV_4204-1_0_3_trafo_88 | 0.63 MVA 20/0.4 kV | 197 | 106 | 0.63 | 20 | 0.4 | 6 | 1.206 | 1.65 | 0.2619 | 150 | hv | 0 | -2 | 2 | 2.5 | 0 | 0 | FALSE | 1 | 1 | TRUE

## line_geodata
| x0 | y0 | x1 | y1 | x2 | y2 | x3 | y3 | x4 | y4 | x5 | y5
0 | 2655147.9818 | 1251216.6901 | 2654796.6038 | 1250980.8084
1 | 2655147.9818 | 1251216.6901 | 2655172.2607 | 1251225.9002 | 2655174.4801 | 1251225.9118
2 | 2655181.3189 | 1251162.6073 | 2655147.9818 | 1251216.6901
3 | 2655147.9818 | 1251216.6901 | 2655139.4451 | 1251231.2875
4 | 2655180.4573 | 1251225.9431 | 2655174.4801 | 1251225.9118
5 | 2655192.9338 | 1251144.9365 | 2655181.3189 | 1251162.6073
6 | 2655181.3189 | 1251162.6073 | 2655196.8316 | 1251172.3442
7 | 2655139.4451 | 1251231.2875 | 2655159.3324 | 1251245.415
8 | 2655077.7192 | 1251332.684 | 2655092.8788 | 1251341.7753
9 | 2655103.7939 | 1251350.8499 | 2655104.9131 | 1251348.9924 | 2655092.8788 | 1251341.7753
10 | 2655059.8554 | 1251361.727 | 2655077.7192 | 1251332.684
11 | 2655103.7939 | 1251350.8499 | 2655108.6101 | 1251353.5972
12 | 2655059.8554 | 1251361.727 | 2655072.3987 | 1251369.7045
13 | 2655132.8888 | 1251317.1254 | 2655108.6101 | 1251353.5972
14 | 2655132.8888 | 1251317.1254 | 2655133.5752 | 1251318.6267 | 2655142.0166 | 1251323.243
15 | 2655135.7446 | 1251304.7265 | 2655131.9699 | 1251311.0732 | 2655132.0588 | 1251315.3103 | 2655132.8888 | 1251317.1254
16 | 2655143.1755 | 1251323.8767 | 2655142.0166 | 1251323.243
17 | 2655135.7446 | 1251304.7265 | 2655147.2097 | 1251285.4494
18 | 2655078.6439 | 1251373.6765 | 2655072.3987 | 1251369.7045
19 | 2655078.6439 | 1251373.6765 | 2655082.1404 | 1251384.0272 | 2655082.6142 | 1251393.138
20 | 2655078.6439 | 1251373.6765 | 2655082.7928 | 1251370.6796 | 2655102.9535 | 1251382.7753 | 2655103.9257 | 1251381.3056
21 | 2655092.3606 | 1251434.9829 | 2655082.6142 | 1251393.138
22 | 2655086.6941 | 1251446.7586 | 2655092.3606 | 1251434.9829
23 | 2655068.8039 | 1251475.825 | 2655071.5581 | 1251472.5792 | 2655082.2949 | 1251455.9007 | 2655086.6941 | 1251446.7586
24 | 2655143.1755 | 1251323.8767 | 2655147.8059 | 1251326.4089 | 2655152.5045 | 1251326.7973 | 2655152.5045 | 1251326.7973
25 | 2655157.6427 | 1251267.9074 | 2655147.2097 | 1251285.4494
26 | 2655159.1757 | 1251320.4867 | 2655156.3846 | 1251325.1211 | 2655152.5045 | 1251326.7973
27 | 2655167.5487 | 1251251.2516 | 2655157.6427 | 1251267.9074
28 | 2655159.1757 | 1251320.4867 | 2655167.5368 | 1251306.6034
29 | 2655167.5487 | 1251251.2516 | 2655159.3324 | 1251245.415
30 | 2655020.0048 | 1251528.3369 | 2655017.5774 | 1251530.318 | 2655013.814 | 1251534.8862 | 2655003.8696 | 1251550.7939 | 2655002.5306 | 1251551.9879
31 | 2654998.9457 | 1251555.1846 | 2655002.5306 | 1251551.9879
32 | 2655037.1569 | 1251513.1211 | 2655022.6424 | 1251526.1843 | 2655020.0048 | 1251528.3369
33 | 2654998.9457 | 1251555.1846 | 2654989.2953 | 1251555.6843 | 2654980.4781 | 1251550.1765
34 | 2655037.1569 | 1251513.1211 | 2655043.9204 | 1251505.1503
35 | 2654955.4448 | 1251534.5335 | 2654969.1396 | 1251543.0887 | 2654980.4781 | 1251550.1765
36 | 2654980.4781 | 1251550.1765 | 2654969.6949 | 1251571.1097
37 | 2655049.458 | 1251498.6242 | 2655043.9204 | 1251505.1503
38 | 2654955.4448 | 1251534.5335 | 2654903.5957 | 1251550.5643
39 | 2655068.8039 | 1251475.825 | 2655049.458 | 1251498.6242
40 | 2655049.458 | 1251498.6242 | 2655006.2836 | 1251450.3566
41 | 2654903.5957 | 1251550.5643 | 2654857.2901 | 1251531.1889 | 2654841.397 | 1251522.825 | 2654832.6168 | 1251515.0212
42 | 2654903.5957 | 1251550.5643 | 2654891.2095 | 1251516.4371 | 2654891.0465 | 1251511.1631
43 | 2655188.9563 | 1251267.2731 | 2655189.4726 | 1251270.1799 | 2655182.9324 | 1251281.0396
44 | 2655188.9563 | 1251267.2731 | 2655193.6137 | 1251267.2275 | 2655198.8978 | 1251270.4122 | 2655203.9877 | 1251273.561
45 | 2655182.9324 | 1251281.0396 | 2655177.0637 | 1251290.7844
46 | 2655180.4573 | 1251225.9431 | 2655188.5818 | 1251219.1474 | 2655190.1863 | 1251216.5774
47 | 2655180.4573 | 1251225.9431 | 2655188.5818 | 1251219.1474 | 2655195.9516 | 1251207.3431
48 | 2655180.4573 | 1251225.9431 | 2655206.355 | 1251231.8067
49 | 2655192.9338 | 1251144.9365 | 2655203.6455 | 1251155.0768
50 | 2655192.9338 | 1251144.9365 | 2655224.9307 | 1251096.2563
51 | 2655199.1562 | 1251173.8033 | 2655196.8316 | 1251172.3442
52 | 2655171.0184 | 1251300.8224 | 2655177.0637 | 1251290.7844
53 | 2655167.5368 | 1251306.6034 | 2655171.0184 | 1251300.8224
54 | 2654900.563 | 1251460.8185 | 2654894.815 | 1251476.7541 | 2654890.5649 | 1251495.5833 | 2654891.0465 | 1251511.1631
55 | 2655260.5185 | 1251201.6275 | 2655286.5221 | 1251232.2578
56 | 2655260.5185 | 1251201.6275 | 2655244.6293 | 1251189.3187
57 | 2655241.5766 | 1251186.9539 | 2655244.6293 | 1251189.3187
58 | 2655206.355 | 1251231.8067 | 2655212.9279 | 1251233.2949 | 2655218.4353 | 1251231.1447 | 2655220.6913 | 1251227.1852 | 2655222.7858 | 1251221.7436
59 | 2655190.1863 | 1251216.5774 | 2655199.8453 | 1251201.1064 | 2655199.8453 | 1251201.1064
60 | 2655225.7416 | 1251214.0646 | 2655226.717 | 1251211.5305 | 2655226.4375 | 1251205.8907 | 2655213.4224 | 1251197.2413 | 2655205.3221 | 1251197.3882 | 2655199.8453 | 1251201.1064
61 | 2655368.7458 | 1250902.2412 | 2655380.6092 | 1250886.2125
62 | 2655398.5686 | 1250861.9474 | 2655380.6092 | 1250886.2125
63 | 2655368.7458 | 1250902.2412 | 2655350.4213 | 1250926.9872
64 | 2655368.7458 | 1250902.2412 | 2655384.3581 | 1250906.8346 | 2655399.4189 | 1250913.9391
65 | 2655398.5686 | 1250861.9474 | 2655408.1734 | 1250868.8642 | 2655424.2877 | 1250880.3227 | 2655421.4919 | 1250884.6662
66 | 2655334.0309 | 1250949.1384 | 2655343.5639 | 1250936.2629 | 2655350.4213 | 1250926.9872
67 | 2655350.4213 | 1250926.9872 | 2655362.0735 | 1250936.2213
68 | 2655399.4189 | 1250913.9391 | 2655409.4735 | 1250918.682
69 | 2655334.0309 | 1250949.1384 | 2655347.9239 | 1250960.8095
70 | 2655387.186 | 1250949.1236 | 2655376.8859 | 1250947.9599 | 2655362.0735 | 1250936.2213
71 | 2655347.9239 | 1250960.8095 | 2655332.8712 | 1250978.7439
72 | 2655347.9239 | 1250960.8095 | 2655350.0969 | 1250962.6357
73 | 2655452.4669 | 1251264.0962 | 2655448.2756 | 1251279.3424
74 | 2655452.4669 | 1251264.0962 | 2655463.686 | 1251238.3966
75 | 2655463.686 | 1251238.3966 | 2655464.7311 | 1251236.0026 | 2655483.7676 | 1251196.4311 | 2655488.6966 | 1251187.5488 | 2655497.6326 | 1251169.4776
76 | 2655507.1931 | 1251150.1436 | 2655497.6326 | 1251169.4776
77 | 2655515.6555 | 1251133.0301 | 2655507.1931 | 1251150.1436
78 | 2655515.6555 | 1251133.0301 | 2655529.6311 | 1251137.8534
79 | 2655515.6555 | 1251133.0301 | 2655530.2029 | 1251103.3408
80 | 2655515.6555 | 1251133.0301 | 2655501.9069 | 1251126.1686
81 | 2655545.2613 | 1251143.2478 | 2655529.6311 | 1251137.8534
82 | 2655533.7206 | 1251096.1616 | 2655530.2029 | 1251103.3408
83 | 2655477.3165 | 1251113.9469 | 2655490.0665 | 1251120.2595 | 2655501.9069 | 1251126.1686
84 | 2655449.9751 | 1251100.4818 | 2655465.0285 | 1251107.8953
85 | 2655477.3165 | 1251113.9469 | 2655465.0285 | 1251107.8953
86 | 2655449.9751 | 1251100.4818 | 2655441.3458 | 1251118.0802
87 | 2655449.9751 | 1251100.4818 | 2655413.2676 | 1251082.2884
88 | 2655449.9751 | 1251100.4818 | 2655459.39 | 1251081.8624
89 | 2655477.3165 | 1251113.9469 | 2655482.4434 | 1251104.1116
90 | 2655435.3163 | 1251130.3766 | 2655441.3458 | 1251118.0802
91 | 2655413.2676 | 1251082.2884 | 2655399.809 | 1251075.6179 | 2655394.6831 | 1251076.504 | 2655390.692 | 1251084.649
92 | 2655459.39 | 1251081.8624 | 2655468.4788 | 1251063.8876
93 | 2655482.4434 | 1251104.1116 | 2655483.1936 | 1251102.6726
94 | 2655435.3163 | 1251130.3766 | 2655422.7239 | 1251124.3103
95 | 2655390.692 | 1251084.649 | 2655386.4248 | 1251093.3576
96 | 2655468.4788 | 1251063.8876 | 2655469.9798 | 1251060.9193
97 | 2655484.2033 | 1251100.7355 | 2655483.1936 | 1251102.6726
98 | 2655380.6637 | 1251105.1147 | 2655386.4248 | 1251093.3576
99 | 2655476.8457 | 1251047.3409 | 2655469.9798 | 1251060.9193
100 | 2655545.2613 | 1251143.2478 | 2655548.2196 | 1251143.2482
101 | 2655545.2613 | 1251143.2478 | 2655534.2914 | 1251150.7725
102 | 2655533.7206 | 1251096.1616 | 2655536.5717 | 1251090.3429
103 | 2655557.964 | 1251143.2497 | 2655548.2196 | 1251143.2482
104 | 2655530.1088 | 1251158.9278 | 2655536.5943 | 1251153.9073 | 2655534.2914 | 1251150.7725
105 | 2655536.5717 | 1251090.3429 | 2655542.4216 | 1251078.4041
106 | 2655572.9927 | 1251143.2521 | 2655557.964 | 1251143.2497
107 | 2655572.9927 | 1251143.2521 | 2655572.9509 | 1251127.5853 | 2655576.3593 | 1251120.8266
108 | 2655572.9927 | 1251143.2521 | 2655584.9127 | 1251143.0629
109 | 2655311.5953 | 1251141.8068 | 2655302.8974 | 1251157.4476 | 2655303.0223 | 1251161.8629 | 2655300.5414 | 1251167.2658 | 2655294.098 | 1251175.3591
110 | 2655291.3153 | 1251178.8544 | 2655294.098 | 1251175.3591
111 | 2655311.5953 | 1251141.8068 | 2655322.8662 | 1251151.3297 | 2655323.8211 | 1251156.5755 | 2655323.263 | 1251161.5062
112 | 2655311.5953 | 1251141.8068 | 2655301.8009 | 1251133.5228
113 | 2655323.263 | 1251161.5062 | 2655321.4151 | 1251177.8331
114 | 2655297.7708 | 1251130.1142 | 2655301.8009 | 1251133.5228
115 | 2655330.9635 | 1251194.3461 | 2655321.5049 | 1251188.7985 | 2655320.5551 | 1251185.4317 | 2655321.4151 | 1251177.8331
116 | 2655297.7708 | 1251130.1142 | 2655281.572 | 1251116.4315
117 | 2655297.7708 | 1251130.1142 | 2655290.3087 | 1251138.7326
118 | 2655343.3773 | 1251201.9005 | 2655330.9635 | 1251194.3461
119 | 2655330.9635 | 1251194.3461 | 2655343.3264 | 1251173.7424
120 | 2655278.1984 | 1251113.965 | 2655281.572 | 1251116.4315
121 | 2655281.572 | 1251116.4315 | 2655302.0014 | 1251092.701
122 | 2655274.61 | 1251151.5131 | 2655279.5795 | 1251145.5441 | 2655282.5866 | 1251147.6514 | 2655290.3087 | 1251138.7326
123 | 2655343.3773 | 1251201.9005 | 2655348.2706 | 1251193.3536
124 | 2655348.8108 | 1251164.6021 | 2655343.3264 | 1251173.7424
125 | 2655349.8611 | 1251190.5754 | 2655348.2706 | 1251193.3536
126 | 2655348.8108 | 1251164.6021 | 2655355.292 | 1251153.8007 | 2655356.3664 | 1251152.0769
127 | 2655203.6455 | 1251155.0768 | 2655207.7567 | 1251158.9687
128 | 2655224.9307 | 1251096.2563 | 2655269.4013 | 1251036.2893
129 | 2655224.9307 | 1251096.2563 | 2655233.0691 | 1251100.9465 | 2655251.3505 | 1251102.5674
130 | 2655220.3809 | 1251170.5342 | 2655218.1407 | 1251168.7989 | 2655207.7567 | 1251158.9687
131 | 2655261.2379 | 1251103.444 | 2655251.3505 | 1251102.5674
132 | 2655225.0029 | 1251174.1148 | 2655220.3809 | 1251170.5342
133 | 2655241.5766 | 1251186.9539 | 2655225.0029 | 1251174.1148
134 | 2655278.1984 | 1251113.965 | 2655257.0528 | 1251140.2416
135 | 2655278.1984 | 1251113.965 | 2655269.0782 | 1251107.2866
136 | 2655305.5385 | 1251088.5922 | 2655302.0014 | 1251092.701
137 | 2655261.2379 | 1251103.444 | 2655268.355 | 1251106.7571 | 2655269.0782 | 1251107.2866
138 | 2655305.5385 | 1251088.5922 | 2655317.0102 | 1251075.2668
139 | 2655360.3217 | 1251145.4307 | 2655359.7978 | 1251146.5711 | 2655356.3664 | 1251152.0769
140 | 2655261.2379 | 1251103.444 | 2655240.498 | 1251128.6563
141 | 2655374.1995 | 1251118.3066 | 2655371.2919 | 1251124.2406
142 | 2655374.1995 | 1251118.3066 | 2655380.6637 | 1251105.1147
143 | 2655360.3217 | 1251145.4307 | 2655366.8662 | 1251133.2723 | 2655371.2919 | 1251124.2406
144 | 2655360.3217 | 1251145.4307 | 2655373.3318 | 1251152.1791
145 | 2655346.2084 | 1251041.8384 | 2655334.1241 | 1251055.5058
146 | 2655330.2567 | 1251059.8798 | 2655334.1241 | 1251055.5058
147 | 2655334.4126 | 1251031.9326 | 2655346.2084 | 1251041.8384
148 | 2655354.7189 | 1251047.8998 | 2655350.2488 | 1251044.0332 | 2655346.2084 | 1251041.8384
149 | 2655330.2567 | 1251059.8798 | 2655342.6685 | 1251070.1027
150 | 2655330.2567 | 1251059.8798 | 2655323.6642 | 1251067.5376
151 | 2655335.785 | 1251030.4555 | 2655334.4126 | 1251031.9326
152 | 2655333.147 | 1251009.0271 | 2655322.5569 | 1251021.9595 | 2655334.4126 | 1251031.9326
153 | 2655374.7275 | 1251042.4162 | 2655366.0501 | 1251052.5978 | 2655358.2029 | 1251046.6315 | 2655354.7189 | 1251047.8998
154 | 2655354.7189 | 1251047.8998 | 2655368.1998 | 1251059.2224 | 2655371.2885 | 1251059.0623 | 2655379.1421 | 1251048.7976
155 | 2655317.3519 | 1251074.8699 | 2655323.6642 | 1251067.5376
156 | 2655329.7901 | 1251006.3829 | 2655333.147 | 1251009.0271
157 | 2655342.3321 | 1250997.8273 | 2655333.147 | 1251009.0271
158 | 2655373.228 | 1251041.3348 | 2655374.7275 | 1251042.4162
159 | 2655392.9396 | 1251024.8186 | 2655384.668 | 1251034.3813 | 2655380.8177 | 1251035.2681 | 2655374.7275 | 1251042.4162
160 | 2655436.165 | 1251007.907 | 2655434.2983 | 1251009.261 | 2655398.6903 | 1251031.388 | 2655383.0717 | 1251043.6617 | 2655379.1421 | 1251048.7976
161 | 2655317.3519 | 1251074.8699 | 2655317.0102 | 1251075.2668
162 | 2655391.0371 | 1251023.2442 | 2655392.9396 | 1251024.8186
163 | 2655383.4987 | 1250990.7068 | 2655405.482 | 1251009.7698
164 | 2655383.4987 | 1250990.7068 | 2655393.7478 | 1250977.6792
165 | 2655383.4987 | 1250990.7068 | 2655372.0561 | 1250981.0903
166 | 2655409.1837 | 1250958.0586 | 2655393.7478 | 1250977.6792
167 | 2655350.0969 | 1250962.6357 | 2655372.0561 | 1250981.0903
168 | 2655349.7931 | 1250999.8984 | 2655362.6867 | 1251010.9197
169 | 2655350.321 | 1250999.1361 | 2655349.7931 | 1250999.8984
170 | 2655342.3321 | 1250997.8273 | 2655344.656 | 1250995.503 | 2655349.7931 | 1250999.8984
171 | 2655342.3321 | 1250997.8273 | 2655330.1475 | 1250987.5176 | 2655329.2379 | 1250983.0727 | 2655332.8712 | 1250978.7439
172 | 2655451.7494 | 1250996.6031 | 2655436.165 | 1251007.907
173 | 2655552.1711 | 1251058.5067 | 2655560.8654 | 1251040.7627
174 | 2655552.1711 | 1251058.5067 | 2655550.6808 | 1251061.5481
175 | 2655543.1413 | 1251076.9352 | 2655550.6808 | 1251061.5481
176 | 2655543.1413 | 1251076.9352 | 2655542.4653 | 1251078.3149
177 | 2655542.4216 | 1251078.4041 | 2655542.4653 | 1251078.3149
178 | 2655597.4096 | 1251079.0844 | 2655588.5037 | 1251096.7446
179 | 2655588.5037 | 1251096.7446 | 2655586.7881 | 1251100.1465
180 | 2655476.8457 | 1251047.3409 | 2655479.6454 | 1251041.6308
181 | 2655476.8457 | 1251047.3409 | 2655464.8631 | 1251042.2598
182 | 2655479.6454 | 1251041.6308 | 2655490.3562 | 1251019.7859
183 | 2655437.887 | 1251041.9839 | 2655444.2464 | 1251044.7897 | 2655448.7723 | 1251035.4367 | 2655464.8631 | 1251042.2598
184 | 2655491.0678 | 1251018.3344 | 2655490.3562 | 1251019.7859
185 | 2655491.0678 | 1251018.3344 | 2655499.6576 | 1251000.8154
186 | 2655500.6591 | 1250998.7729 | 2655499.6576 | 1251000.8154
187 | 2655510.5313 | 1250978.6382 | 2655500.6591 | 1250998.7729
188 | 2655419.1272 | 1250945.4195 | 2655409.1837 | 1250958.0586
189 | 2655419.1272 | 1250945.4195 | 2655431.8486 | 1250953.4671
190 | 2655453.2958 | 1250967.0347 | 2655431.8486 | 1250953.4671
191 | 2655586.7881 | 1251100.1465 | 2655576.3593 | 1251120.8266
192 | 2655618.7783 | 1251142.5253 | 2655618.4758 | 1251129.1293
193 | 2655618.7783 | 1251142.5253 | 2655606.6748 | 1251142.7175
194 | 2655584.9127 | 1251143.0629 | 2655596.0364 | 1251142.8863
195 | 2655606.6748 | 1251142.7175 | 2655596.0364 | 1251142.8863

## bus_geodata
| x | y | coords
0 | 2654796.6038 | 1250980.8084
1 | 2655147.9818 | 1251216.6901
2 | 2655174.4801 | 1251225.9118
3 | 2655181.3189 | 1251162.6073
4 | 2655139.4451 | 1251231.2875
5 | 2655092.8788 | 1251341.7753
6 | 2655077.7192 | 1251332.684
7 | 2655103.7939 | 1251350.8499
8 | 2655059.8554 | 1251361.727
9 | 2655108.6101 | 1251353.5972
10 | 2655132.8888 | 1251317.1254
11 | 2655142.0166 | 1251323.243
12 | 2655135.7446 | 1251304.7265
13 | 2655072.3987 | 1251369.7045
14 | 2655078.6439 | 1251373.6765
15 | 2655092.3606 | 1251434.9829
16 | 2655082.6142 | 1251393.138
17 | 2655086.6941 | 1251446.7586
18 | 2655143.1755 | 1251323.8767
19 | 2655147.2097 | 1251285.4494
20 | 2655152.5045 | 1251326.7973
21 | 2655157.6427 | 1251267.9074
22 | 2655159.1757 | 1251320.4867
23 | 2655167.5487 | 1251251.2516
24 | 2655002.5306 | 1251551.9879
25 | 2655020.0048 | 1251528.3369
26 | 2654998.9457 | 1251555.1846
27 | 2655037.1569 | 1251513.1211
28 | 2654980.4781 | 1251550.1765
29 | 2655043.9204 | 1251505.1503
30 | 2654955.4448 | 1251534.5335
31 | 2654969.6949 | 1251571.1097
32 | 2655049.458 | 1251498.6242
33 | 2654903.5957 | 1251550.5643
34 | 2655159.3324 | 1251245.415
35 | 2655188.9563 | 1251267.2731
36 | 2655182.9324 | 1251281.0396
37 | 2655203.9877 | 1251273.561
38 | 2655180.4573 | 1251225.9431
39 | 2655192.9338 | 1251144.9365
40 | 2655196.8316 | 1251172.3442
41 | 2655177.0637 | 1251290.7844
42 | 2655171.0184 | 1251300.8224
43 | 2655167.5368 | 1251306.6034
44 | 2655068.8039 | 1251475.825
45 | 2655006.2836 | 1251450.3566
46 | 2655103.9257 | 1251381.3056
47 | 2654891.0465 | 1251511.1631
48 | 2654900.563 | 1251460.8185
49 | 2654832.6168 | 1251515.0212
50 | 2655286.5221 | 1251232.2578
51 | 2655260.5185 | 1251201.6275
52 | 2655244.6293 | 1251189.3187
53 | 2655206.355 | 1251231.8067
54 | 2655222.7858 | 1251221.7436
55 | 2655190.1863 | 1251216.5774
56 | 2655195.9516 | 1251207.3431
57 | 2655225.7416 | 1251214.0646
58 | 2655199.8453 | 1251201.1064
59 | 2655380.6092 | 1250886.2125
60 | 2655368.7458 | 1250902.2412
61 | 2655398.5686 | 1250861.9474
62 | 2655350.4213 | 1250926.9872
63 | 2655399.4189 | 1250913.9391
64 | 2655421.4919 | 1250884.6662
65 | 2655334.0309 | 1250949.1384
66 | 2655362.0735 | 1250936.2213
67 | 2655409.4735 | 1250918.682
68 | 2655347.9239 | 1250960.8095
69 | 2655387.186 | 1250949.1236
70 | 2655448.2756 | 1251279.3424
71 | 2655452.4669 | 1251264.0962
72 | 2655463.686 | 1251238.3966
73 | 2655497.6326 | 1251169.4776
74 | 2655507.1931 | 1251150.1436
75 | 2655515.6555 | 1251133.0301
76 | 2655529.6311 | 1251137.8534
77 | 2655530.2029 | 1251103.3408
78 | 2655501.9069 | 1251126.1686
79 | 2655465.0285 | 1251107.8953
80 | 2655449.9751 | 1251100.4818
81 | 2655477.3165 | 1251113.9469
82 | 2655441.3458 | 1251118.0802
83 | 2655413.2676 | 1251082.2884
84 | 2655459.39 | 1251081.8624
85 | 2655482.4434 | 1251104.1116
86 | 2655435.3163 | 1251130.3766
87 | 2655390.692 | 1251084.649
88 | 2655468.4788 | 1251063.8876
89 | 2655483.1936 | 1251102.6726
90 | 2655422.7239 | 1251124.3103
91 | 2655386.4248 | 1251093.3576
92 | 2655469.9798 | 1251060.9193
93 | 2655484.2033 | 1251100.7355
94 | 2655545.2613 | 1251143.2478
95 | 2655533.7206 | 1251096.1616
96 | 2655548.2196 | 1251143.2482
97 | 2655534.2914 | 1251150.7725
98 | 2655536.5717 | 1251090.3429
99 | 2655530.1088 | 1251158.9278
100 | 2655557.964 | 1251143.2498
101 | 2655572.9927 | 1251143.2521
102 | 2655294.098 | 1251175.3591
103 | 2655311.5953 | 1251141.8068
104 | 2655291.3153 | 1251178.8544
105 | 2655323.263 | 1251161.5062
106 | 2655301.8009 | 1251133.5228
107 | 2655321.4151 | 1251177.8331
108 | 2655297.7708 | 1251130.1142
109 | 2655330.9635 | 1251194.3461
110 | 2655281.572 | 1251116.4315
111 | 2655290.3087 | 1251138.7326
112 | 2655343.3773 | 1251201.9005
113 | 2655343.3264 | 1251173.7424
114 | 2655348.2706 | 1251193.3536
115 | 2655348.8108 | 1251164.6021
116 | 2655199.1562 | 1251173.8033
117 | 2655203.6455 | 1251155.0768
118 | 2655224.9307 | 1251096.2563
119 | 2655207.7567 | 1251158.9687
120 | 2655269.4013 | 1251036.2893
121 | 2655251.3505 | 1251102.5674
122 | 2655225.0029 | 1251174.1148
123 | 2655220.3809 | 1251170.5342
124 | 2655241.5766 | 1251186.9539
125 | 2655274.61 | 1251151.5131
126 | 2655278.1984 | 1251113.965
127 | 2655302.0014 | 1251092.701
128 | 2655257.0528 | 1251140.2416
129 | 2655269.0782 | 1251107.2866
130 | 2655305.5385 | 1251088.5922
131 | 2655349.8611 | 1251190.5754
132 | 2655356.3664 | 1251152.0769
133 | 2655240.498 | 1251128.6563
134 | 2655261.2379 | 1251103.444
135 | 2655374.1995 | 1251118.3066
136 | 2655371.2919 | 1251124.2406
137 | 2655380.6637 | 1251105.1147
138 | 2655360.3217 | 1251145.4307
139 | 2655373.3318 | 1251152.1791
140 | 2655334.1241 | 1251055.5058
141 | 2655346.2084 | 1251041.8384
142 | 2655330.2567 | 1251059.8798
143 | 2655334.4126 | 1251031.9326
144 | 2655354.7189 | 1251047.8998
145 | 2655342.6685 | 1251070.1027
146 | 2655323.6642 | 1251067.5376
147 | 2655335.785 | 1251030.4555
148 | 2655333.147 | 1251009.0271
149 | 2655374.7275 | 1251042.4162
150 | 2655379.1421 | 1251048.7976
151 | 2655317.3519 | 1251074.8699
152 | 2655392.9396 | 1251024.8186
153 | 2655391.0371 | 1251023.2442
154 | 2655383.4987 | 1250990.7068
155 | 2655405.482 | 1251009.7698
156 | 2655393.7478 | 1250977.6792
157 | 2655372.0561 | 1250981.0903
158 | 2655362.6867 | 1251010.9197
159 | 2655349.7931 | 1250999.8984
160 | 2655329.7901 | 1251006.3829
161 | 2655342.3321 | 1250997.8273
162 | 2655373.228 | 1251041.3348
163 | 2655436.165 | 1251007.907
164 | 2655317.0102 | 1251075.2668
165 | 2655560.8654 | 1251040.7627
166 | 2655552.1711 | 1251058.5067
167 | 2655550.6808 | 1251061.5481
168 | 2655543.1413 | 1251076.9352
169 | 2655542.4653 | 1251078.3149
170 | 2655597.4096 | 1251079.0844
171 | 2655588.5037 | 1251096.7446
172 | 2655542.4216 | 1251078.4041
173 | 2655476.8457 | 1251047.3409
174 | 2655479.6454 | 1251041.6308
175 | 2655464.8631 | 1251042.2598
176 | 2655490.3562 | 1251019.7859
177 | 2655437.887 | 1251041.9839
178 | 2655491.0678 | 1251018.3344
179 | 2655499.6576 | 1251000.8154
180 | 2655500.6591 | 1250998.7729
181 | 2655510.5313 | 1250978.6382
182 | 2655350.0969 | 1250962.6357
183 | 2655332.8712 | 1250978.7439
184 | 2655409.1837 | 1250958.0586
185 | 2655419.1272 | 1250945.4195
186 | 2655431.8486 | 1250953.4671
187 | 2655453.2958 | 1250967.0347
188 | 2655451.7494 | 1250996.6031
189 | 2655586.7881 | 1251100.1465
190 | 2655576.3593 | 1251120.8266
191 | 2655618.4758 | 1251129.1293
192 | 2655618.7783 | 1251142.5253
193 | 2655584.9127 | 1251143.0629
194 | 2655596.0364 | 1251142.8863
195 | 2655606.6748 | 1251142.7175
196 | 2655350.321 | 1250999.1361
197 | 2655301.8009 | 1251133.5228

## line_std_types
| c_nf_per_km | r_ohm_per_km | x_ohm_per_km | max_i_ka | type | q_mm2 | alpha | voltage_rating
NAYY 4x50 SE | 210 | 0.642 | 0.083 | 0.142 | cs | 50 | 0.00403 | LV
NAYY 4x120 SE | 264 | 0.225 | 0.08 | 0.242 | cs | 120 | 0.00403 | LV
NAYY 4x150 SE | 261 | 0.208 | 0.08 | 0.27 | cs | 150 | 0.00403 | LV
NA2XS2Y 1x95 RM/25 12/20 kV | 216 | 0.313 | 0.132 | 0.252 | cs | 95 | 0.00403 | MV
NA2XS2Y 1x185 RM/25 12/20 kV | 273 | 0.161 | 0.117 | 0.362 | cs | 185 | 0.00403 | MV
NA2XS2Y 1x240 RM/25 12/20 kV | 304 | 0.122 | 0.112 | 0.421 | cs | 240 | 0.00403 | MV
NA2XS2Y 1x95 RM/25 6/10 kV | 315 | 0.313 | 0.123 | 0.249 | cs | 95 | 0.00403 | MV
NA2XS2Y 1x185 RM/25 6/10 kV | 406 | 0.161 | 0.11 | 0.358 | cs | 185 | 0.00403 | MV
NA2XS2Y 1x240 RM/25 6/10 kV | 456 | 0.122 | 0.105 | 0.416 | cs | 240 | 0.00403 | MV
NA2XS2Y 1x150 RM/25 12/20 kV | 250 | 0.206 | 0.116 | 0.319 | cs | 150 | 0.00403 | MV
NA2XS2Y 1x120 RM/25 12/20 kV | 230 | 0.253 | 0.119 | 0.283 | cs | 120 | 0.00403 | MV
NA2XS2Y 1x70 RM/25 12/20 kV | 190 | 0.443 | 0.132 | 0.22 | cs | 70 | 0.00403 | MV
NA2XS2Y 1x150 RM/25 6/10 kV | 360 | 0.206 | 0.11 | 0.315 | cs | 150 | 0.00403 | MV
NA2XS2Y 1x120 RM/25 6/10 kV | 340 | 0.253 | 0.113 | 0.28 | cs | 120 | 0.00403 | MV
NA2XS2Y 1x70 RM/25 6/10 kV | 280 | 0.443 | 0.123 | 0.217 | cs | 70 | 0.00403 | MV
N2XS(FL)2Y 1x120 RM/35 64/110 kV | 112 | 0.153 | 0.166 | 0.366 | cs | 120 | 0.00393 | HV
N2XS(FL)2Y 1x185 RM/35 64/110 kV | 125 | 0.099 | 0.156 | 0.457 | cs | 185 | 0.00393 | HV
N2XS(FL)2Y 1x240 RM/35 64/110 kV | 135 | 0.075 | 0.149 | 0.526 | cs | 240 | 0.00393 | HV
N2XS(FL)2Y 1x300 RM/35 64/110 kV | 144 | 0.06 | 0.144 | 0.588 | cs | 300 | 0.00393 | HV
15-AL1/3-ST1A 0.4 | 11 | 1.8769 | 0.35 | 0.105 | ol | 16 | 0.00403 | LV
24-AL1/4-ST1A 0.4 | 11.25 | 1.2012 | 0.335 | 0.14 | ol | 24 | 0.00403 | LV
48-AL1/8-ST1A 0.4 | 12.2 | 0.5939 | 0.3 | 0.21 | ol | 48 | 0.00403 | LV
94-AL1/15-ST1A 0.4 | 13.2 | 0.306 | 0.29 | 0.35 | ol | 94 | 0.00403 | LV
34-AL1/6-ST1A 10.0 | 9.7 | 0.8342 | 0.36 | 0.17 | ol | 34 | 0.00403 | MV
48-AL1/8-ST1A 10.0 | 10.1 | 0.5939 | 0.35 | 0.21 | ol | 48 | 0.00403 | MV
70-AL1/11-ST1A 10.0 | 10.4 | 0.4132 | 0.339 | 0.29 | ol | 70 | 0.00403 | MV
94-AL1/15-ST1A 10.0 | 10.75 | 0.306 | 0.33 | 0.35 | ol | 94 | 0.00403 | MV
122-AL1/20-ST1A 10.0 | 11.1 | 0.2376 | 0.323 | 0.41 | ol | 122 | 0.00403 | MV
149-AL1/24-ST1A 10.0 | 11.25 | 0.194 | 0.315 | 0.47 | ol | 149 | 0.00403 | MV
34-AL1/6-ST1A 20.0 | 9.15 | 0.8342 | 0.382 | 0.17 | ol | 34 | 0.00403 | MV
48-AL1/8-ST1A 20.0 | 9.5 | 0.5939 | 0.372 | 0.21 | ol | 48 | 0.00403 | MV
70-AL1/11-ST1A 20.0 | 9.7 | 0.4132 | 0.36 | 0.29 | ol | 70 | 0.00403 | MV
94-AL1/15-ST1A 20.0 | 10 | 0.306 | 0.35 | 0.35 | ol | 94 | 0.00403 | MV
122-AL1/20-ST1A 20.0 | 10.3 | 0.2376 | 0.344 | 0.41 | ol | 122 | 0.00403 | MV
149-AL1/24-ST1A 20.0 | 10.5 | 0.194 | 0.337 | 0.47 | ol | 149 | 0.00403 | MV
184-AL1/30-ST1A 20.0 | 10.75 | 0.1571 | 0.33 | 0.535 | ol | 184 | 0.00403 | MV
243-AL1/39-ST1A 20.0 | 11 | 0.1188 | 0.32 | 0.645 | ol | 243 | 0.00403 | MV
48-AL1/8-ST1A 110.0 | 8 | 0.5939 | 0.46 | 0.21 | ol | 48 | 0.00403 | HV
70-AL1/11-ST1A 110.0 | 8.4 | 0.4132 | 0.45 | 0.29 | ol | 70 | 0.00403 | HV
94-AL1/15-ST1A 110.0 | 8.65 | 0.306 | 0.44 | 0.35 | ol | 94 | 0.00403 | HV
122-AL1/20-ST1A 110.0 | 8.5 | 0.2376 | 0.43 | 0.41 | ol | 122 | 0.00403 | HV
149-AL1/24-ST1A 110.0 | 8.75 | 0.194 | 0.41 | 0.47 | ol | 149 | 0.00403 | HV
184-AL1/30-ST1A 110.0 | 8.8 | 0.1571 | 0.4 | 0.535 | ol | 184 | 0.00403 | HV
243-AL1/39-ST1A 110.0 | 9 | 0.1188 | 0.39 | 0.645 | ol | 243 | 0.00403 | HV
305-AL1/39-ST1A 110.0 | 9.2 | 0.0949 | 0.38 | 0.74 | ol | 305 | 0.00403 | HV
490-AL1/64-ST1A 110.0 | 9.75 | 0.059 | 0.37 | 0.96 | ol | 490 | 0.00403 | HV
679-AL1/86-ST1A 110.0 | 9.95 | 0.042 | 0.36 | 1.15 | ol | 679 | 0.00403 | HV
490-AL1/64-ST1A 220.0 | 10 | 0.059 | 0.285 | 0.96 | ol | 490 | 0.00403 | HV
679-AL1/86-ST1A 220.0 | 11.7 | 0.042 | 0.275 | 1.15 | ol | 679 | 0.00403 | HV
490-AL1/64-ST1A 380.0 | 11 | 0.059 | 0.253 | 0.96 | ol | 490 | 0.00403 | HV
679-AL1/86-ST1A 380.0 | 14.6 | 0.042 | 0.25 | 1.15 | ol | 679 | 0.00403 | HV

## trafo_std_types
| i0_percent | pfe_kw | vkr_percent | sn_mva | vn_lv_kv | vn_hv_kv | vk_percent | shift_degree | vector_group | tap_side | tap_neutral | tap_min | tap_max | tap_step_degree | tap_step_percent | tap_phase_shifter
160 MVA 380/110 kV | 0.06 | 60 | 0.25 | 160 | 110 | 380 | 12.2 | 0 | Yy0 | hv | 0 | -9 | 9 | 0 | 1.5 | FALSE
100 MVA 220/110 kV | 0.06 | 55 | 0.26 | 100 | 110 | 220 | 12 | 0 | Yy0 | hv | 0 | -9 | 9 | 0 | 1.5 | FALSE
63 MVA 110/20 kV | 0.04 | 22 | 0.32 | 63 | 20 | 110 | 18 | 150 | YNd5 | hv | 0 | -9 | 9 | 0 | 1.5 | FALSE
40 MVA 110/20 kV | 0.05 | 18 | 0.34 | 40 | 20 | 110 | 16.2 | 150 | YNd5 | hv | 0 | -9 | 9 | 0 | 1.5 | FALSE
25 MVA 110/20 kV | 0.07 | 14 | 0.41 | 25 | 20 | 110 | 12 | 150 | YNd5 | hv | 0 | -9 | 9 | 0 | 1.5 | FALSE
63 MVA 110/10 kV | 0.04 | 22 | 0.32 | 63 | 10 | 110 | 18 | 150 | YNd5 | hv | 0 | -9 | 9 | 0 | 1.5 | FALSE
40 MVA 110/10 kV | 0.05 | 18 | 0.34 | 40 | 10 | 110 | 16.2 | 150 | YNd5 | hv | 0 | -9 | 9 | 0 | 1.5 | FALSE
25 MVA 110/10 kV | 0.07 | 14 | 0.41 | 25 | 10 | 110 | 12 | 150 | YNd5 | hv | 0 | -9 | 9 | 0 | 1.5 | FALSE
0.25 MVA 20/0.4 kV | 0.32 | 0.8 | 1.44 | 0.25 | 0.4 | 20 | 6 | 150 | Yzn5 | hv | 0 | -2 | 2 | 0 | 2.5 | FALSE
0.4 MVA 20/0.4 kV | 0.3375 | 1.35 | 1.425 | 0.4 | 0.4 | 20 | 6 | 150 | Dyn5 | hv | 0 | -2 | 2 | 0 | 2.5 | FALSE
0.63 MVA 20/0.4 kV | 0.2619 | 1.65 | 1.206 | 0.63 | 0.4 | 20 | 6 | 150 | Dyn5 | hv | 0 | -2 | 2 | 0 | 2.5 | FALSE
0.25 MVA 10/0.4 kV | 0.24 | 0.6 | 1.2 | 0.25 | 0.4 | 10 | 4 | 150 | Dyn5 | hv | 0 | -2 | 2 | 0 | 2.5 | FALSE
0.4 MVA 10/0.4 kV | 0.2375 | 0.95 | 1.325 | 0.4 | 0.4 | 10 | 4 | 150 | Dyn5 | hv | 0 | -2 | 2 | 0 | 2.5 | FALSE
0.63 MVA 10/0.4 kV | 0.1873 | 1.18 | 1.0794 | 0.63 | 0.4 | 10 | 4 | 150 | Dyn5 | hv | 0 | -2 | 2 | 0 | 2.5 | FALSE

## trafo3w_std_types
| sn_hv_mva | sn_mv_mva | sn_lv_mva | vn_hv_kv | vn_mv_kv | vn_lv_kv | vk_hv_percent | vk_mv_percent | vk_lv_percent | vkr_hv_percent | vkr_mv_percent | vkr_lv_percent | pfe_kw | i0_percent | shift_mv_degree | shift_lv_degree | vector_group | tap_side | tap_neutral | tap_min | tap_max | tap_step_percent
63/25/38 MVA 110/20/10 kV | 63 | 25 | 38 | 110 | 20 | 10 | 10.4 | 10.4 | 10.4 | 0.28 | 0.32 | 0.35 | 35 | 0.89 | 0 | 0 | YN0yn0yn0 | hv | 0 | -10 | 10 | 1.2
63/25/38 MVA 110/10/10 kV | 63 | 25 | 38 | 110 | 10 | 10 | 10.4 | 10.4 | 10.4 | 0.28 | 0.32 | 0.35 | 35 | 0.89 | 0 | 0 | YN0yn0yn0 | hv | 0 | -10 | 10 | 1.2

## fuse_std_types
| fuse_type | i_rated_a | t_avg | t_min | t_total | x_avg | x_min | x_total
HV 100A | HV 100A | 100 | 0 | [10.0, 3.64, 0.854, 0.281, 0.1, 0.0531, 0.022, 0.01] | [10.0, 4.267, 1.21, 0.403, 0.1, 0.058, 0.022, 0.01] | 0 | [300.0, 350.0, 450.0, 550.0, 700.0, 850.0, 1200.0, 1752.0] | [600.0, 700.0, 900.0, 1150.0, 1665.0, 2000.0, 3000.0, 4313.0]
HV 10A | HV 10A | 10 | 0 | [10.0, 1675.0, 0.344, 0.156, 0.1, 0.0417, 0.0171, 0.01] | [10.0, 1.3, 0.3, 0.155, 0.1, 0.0555, 0.023, 0.01] | 0 | [30.0, 32.0, 35.0, 37.0, 39.0, 50.0, 70.0, 88.0] | [60.0, 70.0, 80.0, 87.0, 94.0, 110.0, 150.0, 216.0]
HV 125A | HV 125A | 125 | 0 | [10.0, 1.82, 0.344, 0.1, 0.0467, 0.0269, 0.01] | [10.0, 2.478, 0.426, 0.1, 0.0427, 0.0211, 0.01] | 0 | [375.0, 500.0, 700.0, 925.0, 1200.0, 1500.0, 2341.0] | [750.0, 1000.0, 1500.0, 2200.0, 3000.0, 4000.0, 5765.0]
HV 160A | HV 160A | 160 | 0 | [10.0, 4.15, 1.03, 0.198, 0.1, 0.051, 0.0172, 0.01] | [10.0, 2.3, 0.734, 0.274, 0.1, 0.046, 0.0177, 0.01] | 0 | [480.0, 550.0, 700.0, 1000.0, 1260.0, 1600.0, 2500.0, 3227.0] | [960.0, 1300.0, 1700.0, 2200.0, 2996.0, 4000.0, 6000.0, 7946.0]
HV 16A | HV 16A | 16 | 0 | [10.0, 0.352, 0.164, 0.1, 0.0649, 0.0342, 0.01] | [10.0, 2.34, 0.722, 0.181, 0.1, 0.055, 0.0296, 0.01] | 0 | [48.0, 60.0, 65.0, 71.0, 80.0, 100.0, 162.0] | [96.0, 110.0, 125.0, 150.0, 168.0, 200.0, 250.0, 398.0]
HV 200A | HV 200A | 200 | 0 | [10.0, 4.267, 1.21, 0.403, 0.1, 0.058, 0.022, 0.01] | [10.0, 3.73, 1.654, 0.328, 0.1, 0.0531, 0.019, 0.01] | 0 | [600.0, 700.0, 900.0, 1150.0, 1665.0, 2000.0, 3000.0, 4313.0] | [1200.0, 1500.0, 1800.0, 2700.0, 3960.0, 5000.0, 7500.0, 10620.0]
HV 20A | HV 20A | 20 | 0 | [10.0, 1.3, 0.3, 0.155, 0.1, 0.0555, 0.023, 0.01] | [10.0, 1.3, 0.161, 0.1, 0.0611, 0.0399, 0.0141, 0.01] | 0 | [60.0, 70.0, 80.0, 87.0, 94.0, 110.0, 150.0, 216.0] | [120.0, 150.0, 200.0, 223.0, 260.0, 300.0, 450.0, 532.0]
HV 25A | HV 25A | 25 | 0 | [10.0, 2.512, 0.833, 0.299, 0.1, 0.0372, 0.0223, 0.01] | [10.0, 3.125, 0.597, 0.198, 0.1, 0.0378, 0.022, 0.01] | 0 | [75.0, 82.0, 90.0, 100.0, 124.0, 170.0, 200.0, 289.0] | [150.0, 170.0, 210.0, 250.0, 294.0, 400.0, 500.0, 711.0]
HV 31.5A | HV 31.5A | 31.5 | 0 | [10.0, 2.34, 0.722, 0.181, 0.1, 0.055, 0.0296, 0.01] | [10.0, 2.84, 0.368, 0.164, 0.1, 0.0621, 0.0378, 0.0195, 0.01] | 0 | [95.0, 110.0, 125.0, 150.0, 165.0, 200.0, 250.0, 390.0] | [189.0, 220.0, 300.0, 350.0, 393.0, 450.0, 530.0, 700.0, 960.0]
HV 40A | HV 40A | 40 | 0 | [10.0, 1.3, 0.161, 0.1, 0.0611, 0.0399, 0.0141, 0.01] | [10.0, 2.05, 0.369, 0.198, 0.1, 0.051, 0.0298, 0.01] | 0 | [120.0, 150.0, 200.0, 223.0, 260.0, 300.0, 450.0, 532.0] | [240.0, 300.0, 400.0, 450.0, 530.0, 650.0, 800.0, 1311.0]
HV 50A | HV 50A | 50 | 0 | [10.0, 3.215, 0.597, 0.198, 0.1, 0.0378, 0.022, 0.01] | [10.0, 3.64, 0.854, 0.281, 0.1, 0.0531, 0.022, 0.01] | 0 | [150.0, 170.0, 210.0, 250.0, 294.0, 400.0, 500.0, 711.0] | [300.0, 350.0, 450.0, 550.0, 700.0, 850.0, 1200.0, 1752.0]
HV 6.3A | HV 6.3A | 6.3 | 0 | [10.0, 1.39, 0.344, 0.168, 0.1, 0.056, 0.0263, 0.01] | [10.0, 1.711, 0.516, 0.198, 0.1, 0.0634, 0.0303, 0.01] | 0 | [19.0, 19.5, 20.4, 20.8, 22.0, 25.0, 32.0, 48.0] | [38.0, 40.0, 43.0, 48.0, 53.0, 60.0, 75.0, 118.0]
HV 63A | HV 63A | 63 | 0 | [10.0, 2.84, 0.368, 0.164, 0.1, 0.0621, 0.0378, 0.0195, 0.01] | [10.0, 1.82, 0.344, 0.1, 0.0467, 0.0269, 0.01] | 0 | [189.0, 220.0, 300.0, 350.0, 393.0, 450.0, 530.0, 700.0, 961.0] | [378.0, 500.0, 700.0, 934.0, 1200.0, 1500.0, 2366.0]
HV 80A | HV 80A | 80 | 0 | [10.0, 2.05, 0.369, 0.198, 0.1, 0.051, 0.0298, 0.01] | [10.0, 4.15, 1.03, 0.198, 0.1, 0.051, 0.0172, 0.01] | 0 | [240.0, 300.0, 400.0, 450.0, 530.0, 650.0, 800.0, 1311.0] | [480.0, 550.0, 700.0, 1000.0, 1260.0, 1600.0, 2500.0, 3227.0]
Siemens NH-1-100 | Siemens NH-1-100 | 100 | [5400.0, 2000.0, 400.0, 20.0, 1.0, 0.2, 0.012, 0.004] | 0 | 0 | [150.0, 190.0, 250.0, 430.0, 900.0, 1250.0, 2700.0, 3600.0] | 0 | 0
Siemens NH-1-125 | Siemens NH-1-125 | 125 | [4800.0, 120.0, 7.0, 0.1, 0.004] | 0 | 0 | [180.0, 400.0, 740.0, 2000.0, 4250.0] | 0 | 0
Siemens NH-1-16 | Siemens NH-1-16 | 16 | [4000.0, 400.0, 2.0, 0.1, 0.04, 0.01] | 0 | 0 | [26.0, 35.0, 75.0, 150.0, 200.0, 300.0] | 0 | 0
Siemens NH-1-160 | Siemens NH-1-160 | 160 | [4800.0, 120.0, 7.0, 0.1, 0.004] | 0 | 0 | [210.0, 500.0, 900.0, 2300.0, 5000.0] | 0 | 0
Siemens NH-1-25 | Siemens NH-1-25 | 25 | [4000.0, 1000.0, 10.0, 0.2, 0.02, 0.01] | 0 | 0 | [40.0, 50.0, 100.0, 210.0, 400.0, 500.0] | 0 | 0
Siemens NH-1-50 | Siemens NH-1-50 | 50 | [4000.0, 40.0, 4.0, 1.0, 0.02, 0.01] | 0 | 0 | [86.0, 200.0, 300.0, 400.0, 1000.0, 1280.0] | 0 | 0
Siemens NH-1-63 | Siemens NH-1-63 | 63 | [4000.0, 100.0, 10.0, 2.0, 0.04, 0.01] | 0 | 0 | [100.0, 200.0, 300.0, 400.0, 1000.0, 1500.0] | 0 | 0
Siemens NH-1-80 | Siemens NH-1-80 | 80 | [4800.0, 120.0, 7.0, 0.1, 0.01] | 0 | 0 | [150.58, 250.0, 450.0, 1150.0, 2470.0] | 0 | 0
Siemens NH-2-1000 | Siemens NH-2-1000 | 1000 | [4800.0, 120.0, 7.0, 0.1, 0.004] | 0 | 0 | [1900.0, 3500.0, 8400.0, 24000.0, 52000.0] | 0 | 0
Siemens NH-2-200 | Siemens NH-2-200 | 200 | [4800.0, 120.0, 7.0, 0.1, 0.004] | 0 | 0 | [280.0, 650.0, 1200.0, 3000.0, 7000.0] | 0 | 0
Siemens NH-2-224 | Siemens NH-2-224 | 224 | [4800.0, 120.0, 7.0, 0.2, 0.04, 0.004] | 0 | 0 | [400.0, 750.0, 1453.0, 3025.0, 4315.0, 7600.0] | 0 | 0
Siemens NH-2-250 | Siemens NH-2-250 | 250 | [4800.0, 120.0, 7.0, 0.1, 0.004] | 0 | 0 | [450.0, 800.0, 1650.0, 4000.0, 8500.0] | 0 | 0
Siemens NH-2-315 | Siemens NH-2-315 | 315 | [4800.0, 120.0, 7.0, 0.1, 0.004] | 0 | 0 | [550.0, 920.0, 1900.0, 5000.0, 11000.0] | 0 | 0
Siemens NH-2-355 | Siemens NH-2-355 | 355 | [4800.0, 120.0, 6.0, 0.1, 0.004] | 0 | 0 | [650.0, 1116.27, 2350.0, 5840.0, 12790.0] | 0 | 0
Siemens NH-2-400 | Siemens NH-2-400 | 400 | [4800.0, 120.0, 7.0, 0.1, 0.004] | 0 | 0 | [720.0, 1350.0, 2800.0, 6500.0, 15000.0] | 0 | 0
Siemens NH-2-425 | Siemens NH-2-425 | 425 | [4800.0, 120.0, 7.0, 0.1, 0.004] | 0 | 0 | [850.0, 1500.0, 3050.0, 7500.0, 16500.0] | 0 | 0
Siemens NH-2-630 | Siemens NH-2-630 | 630 | [4800.0, 120.0, 7.0, 0.1, 0.004] | 0 | 0 | [1200.0, 2000.0, 4800.0, 12000.0, 26000.0] | 0 | 0

## dtypes
| element | column | dtype
0 | bus | name | object
1 | bus | vn_kv | float64
2 | bus | type | object
3 | bus | zone | object
4 | bus | in_service | bool
5 | load | name | object
6 | load | bus | uint32
7 | load | p_mw | float64
8 | load | q_mvar | float64
9 | load | const_z_percent | float64
10 | load | const_i_percent | float64
11 | load | sn_mva | float64
12 | load | scaling | float64
13 | load | in_service | bool
14 | load | type | object
15 | ext_grid | name | object
16 | ext_grid | bus | uint32
17 | ext_grid | vm_pu | float64
18 | ext_grid | va_degree | float64
19 | ext_grid | slack_weight | float64
20 | ext_grid | in_service | bool
21 | line | name | object
22 | line | std_type | object
23 | line | from_bus | uint32
24 | line | to_bus | uint32
25 | line | length_km | float64
26 | line | r_ohm_per_km | float64
27 | line | x_ohm_per_km | float64
28 | line | c_nf_per_km | float64
29 | line | g_us_per_km | float64
30 | line | max_i_ka | float64
31 | line | df | float64
32 | line | parallel | uint32
33 | line | type | object
34 | line | in_service | bool
35 | trafo | name | object
36 | trafo | std_type | object
37 | trafo | hv_bus | uint32
38 | trafo | lv_bus | uint32
39 | trafo | sn_mva | float64
40 | trafo | vn_hv_kv | float64
41 | trafo | vn_lv_kv | float64
42 | trafo | vk_percent | float64
43 | trafo | vkr_percent | float64
44 | trafo | pfe_kw | float64
45 | trafo | i0_percent | float64
46 | trafo | shift_degree | float64
47 | trafo | tap_side | object
48 | trafo | tap_neutral | int32
49 | trafo | tap_min | int32
50 | trafo | tap_max | int32
51 | trafo | tap_step_percent | float64
52 | trafo | tap_step_degree | float64
53 | trafo | tap_pos | int32
54 | trafo | tap_phase_shifter | bool
55 | trafo | parallel | uint32
56 | trafo | df | float64
57 | trafo | in_service | bool
58 | line_geodata | coords | object
59 | bus_geodata | x | float64
60 | bus_geodata | y | float64
61 | bus_geodata | coords | object

## parameters
| version | format_version | converged | OPF_converged | name | f_hz | sn_mva
0 | 2.14.6 | 2.14.0 | FALSE | FALSE |  | 50 | 1