## bus
| name | vn_kv | type | zone | in_service
0 | bus_LV_4210-2_1_4_node_5 | 0.4 | n |  | TRUE
1 | bus_LV_4210-2_1_4_node_239 | 0.4 | n |  | TRUE
2 | bus_LV_4210-2_1_4_node_231 | 0.4 | n |  | TRUE
3 | bus_LV_4210-2_1_4_node_236 | 0.4 | n |  | TRUE
4 | bus_LV_4210-2_1_4_node_234 | 0.4 | n |  | TRUE
5 | bus_LV_4210-2_1_4_node_230 | 0.4 | n |  | TRUE
6 | bus_LV_4210-2_1_4_node_6 | 0.4 | n |  | TRUE
7 | bus_LV_4210-2_1_4_node_7 | 0.4 | n |  | TRUE
8 | bus_LV_4210-2_1_4_node_8 | 0.4 | n |  | TRUE
9 | bus_LV_4210-2_1_4_node_9 | 0.4 | n |  | TRUE
10 | bus_LV_4210-2_1_4_node_10 | 0.4 | n |  | TRUE
11 | bus_LV_4210-2_1_4_node_11 | 0.4 | n |  | TRUE
12 | bus_LV_4210-2_1_4_node_12 | 0.4 | n |  | TRUE
13 | bus_LV_4210-2_1_4_node_125 | 0.4 | n |  | TRUE
14 | bus_LV_4210-2_1_4_node_154 | 0.4 | n |  | TRUE
15 | bus_LV_4210-2_1_4_node_137 | 0.4 | n |  | TRUE
16 | bus_LV_4210-2_1_4_node_123 | 0.4 | n |  | TRUE
17 | bus_LV_4210-2_1_4_node_143 | 0.4 | n |  | TRUE
18 | bus_LV_4210-2_1_4_node_152 | 0.4 | n |  | TRUE
19 | bus_LV_4210-2_1_4_node_136 | 0.4 | n |  | TRUE
20 | bus_LV_4210-2_1_4_node_13 | 0.4 | n |  | TRUE
21 | bus_LV_4210-2_1_4_node_14 | 0.4 | n |  | TRUE
22 | bus_LV_4210-2_1_4_node_15 | 0.4 | n |  | TRUE
23 | bus_LV_4210-2_1_4_node_16 | 0.4 | n |  | TRUE
24 | bus_LV_4210-2_1_4_node_17 | 0.4 | n |  | TRUE
25 | bus_LV_4210-2_1_4_node_18 | 0.4 | n |  | TRUE
26 | bus_LV_4210-2_1_4_node_108 | 0.4 | n |  | TRUE
27 | bus_LV_4210-2_1_4_node_200 | 0.4 | n |  | TRUE
28 | bus_LV_4210-2_1_4_node_182 | 0.4 | n |  | TRUE
29 | bus_LV_4210-2_1_4_node_240 | 0.4 | n |  | TRUE
30 | bus_LV_4210-2_1_4_node_110 | 0.4 | n |  | TRUE
31 | bus_LV_4210-2_1_4_node_111 | 0.4 | n |  | TRUE
32 | bus_LV_4210-2_1_4_node_106 | 0.4 | n |  | TRUE
33 | bus_LV_4210-2_1_4_node_199 | 0.4 | n |  | TRUE
34 | bus_LV_4210-2_1_4_node_179 | 0.4 | n |  | TRUE
35 | bus_LV_4210-2_1_4_node_241 | 0.4 | n |  | TRUE
36 | bus_LV_4210-2_1_4_node_19 | 0.4 | n |  | TRUE
37 | bus_LV_4210-2_1_4_node_20 | 0.4 | n |  | TRUE
38 | bus_LV_4210-2_1_4_node_21 | 0.4 | n |  | TRUE
39 | bus_LV_4210-2_1_4_node_22 | 0.4 | n |  | TRUE
40 | bus_LV_4210-2_1_4_node_23 | 0.4 | n |  | TRUE
41 | bus_LV_4210-2_1_4_node_24 | 0.4 | n |  | TRUE
42 | bus_LV_4210-2_1_4_node_131 | 0.4 | n |  | TRUE
43 | bus_LV_4210-2_1_4_node_130 | 0.4 | n |  | TRUE
44 | bus_LV_4210-2_1_4_node_72 | 0.4 | n |  | TRUE
45 | bus_LV_4210-2_1_4_node_118 | 0.4 | n |  | TRUE
46 | bus_LV_4210-2_1_4_node_127 | 0.4 | n |  | TRUE
47 | bus_LV_4210-2_1_4_node_30 | 0.4 | n |  | TRUE
48 | bus_LV_4210-2_1_4_node_115 | 0.4 | n |  | TRUE
49 | bus_LV_4210-2_1_4_node_73 | 0.4 | n |  | TRUE
50 | bus_LV_4210-2_1_4_node_116 | 0.4 | n |  | TRUE
51 | bus_LV_4210-2_1_4_node_128 | 0.4 | n |  | TRUE
52 | bus_LV_4210-2_1_4_node_25 | 0.4 | n |  | TRUE
53 | bus_LV_4210-2_1_4_node_27 | 0.4 | n |  | TRUE
54 | bus_LV_4210-2_1_4_node_47 | 0.4 | n |  | TRUE
55 | bus_LV_4210-2_1_4_node_48 | 0.4 | n |  | TRUE
56 | bus_LV_4210-2_1_4_node_49 | 0.4 | n |  | TRUE
57 | bus_LV_4210-2_1_4_node_50 | 0.4 | n |  | TRUE
58 | bus_LV_4210-2_1_4_node_51 | 0.4 | n |  | TRUE
59 | bus_LV_4210-2_1_4_node_52 | 0.4 | n |  | TRUE
60 | bus_LV_4210-2_1_4_node_66 | 0.4 | n |  | TRUE
61 | bus_LV_4210-2_1_4_node_54 | 0.4 | n |  | TRUE
62 | bus_LV_4210-2_1_4_node_59 | 0.4 | n |  | TRUE
63 | bus_LV_4210-2_1_4_node_53 | 0.4 | n |  | TRUE
64 | bus_LV_4210-2_1_4_node_57 | 0.4 | n |  | TRUE
65 | bus_LV_4210-2_1_4_node_55 | 0.4 | n |  | TRUE
66 | bus_LV_4210-2_1_4_node_56 | 0.4 | n |  | TRUE
67 | bus_LV_4210-2_1_4_node_80 | 0.4 | n |  | TRUE
68 | bus_LV_4210-2_1_4_node_129 | 0.4 | n |  | TRUE
69 | bus_LV_4210-2_1_4_node_58 | 0.4 | n |  | TRUE
70 | bus_LV_4210-2_1_4_node_60 | 0.4 | n |  | TRUE
71 | bus_LV_4210-2_1_4_node_217 | 0.4 | n |  | TRUE
72 | bus_LV_4210-2_1_4_node_218 | 0.4 | n |  | TRUE
73 | bus_LV_4210-2_1_4_node_221 | 0.4 | n |  | TRUE
74 | bus_LV_4210-2_1_4_node_61 | 0.4 | n |  | TRUE
75 | bus_LV_4210-2_1_4_node_62 | 0.4 | n |  | TRUE
76 | bus_LV_4210-2_1_4_node_63 | 0.4 | n |  | TRUE
77 | bus_LV_4210-2_1_4_node_64 | 0.4 | n |  | TRUE
78 | bus_LV_4210-2_1_4_node_65 | 0.4 | n |  | TRUE
79 | bus_LV_4210-2_1_4_node_206 | 0.4 | n |  | TRUE
80 | bus_LV_4210-2_1_4_node_207 | 0.4 | n |  | TRUE
81 | bus_LV_4210-2_1_4_node_74 | 0.4 | n |  | TRUE
82 | bus_LV_4210-2_1_4_node_75 | 0.4 | n |  | TRUE
83 | bus_LV_4210-2_1_4_node_76 | 0.4 | n |  | TRUE
84 | bus_LV_4210-2_1_4_node_78 | 0.4 | n |  | TRUE
85 | bus_LV_4210-2_1_4_node_79 | 0.4 | n |  | TRUE
86 | bus_LV_4210-2_1_4_node_223 | 0.4 | n |  | TRUE
87 | bus_LV_4210-2_1_4_node_222 | 0.4 | n |  | TRUE
88 | bus_LV_4210-2_1_4_node_171 | 0.4 | n |  | TRUE
89 | bus_LV_4210-2_1_4_node_105 | 0.4 | n |  | TRUE
90 | bus_LV_4210-2_1_4_node_96 | 0.4 | n |  | TRUE
91 | bus_LV_4210-2_1_4_node_97 | 0.4 | n |  | TRUE
92 | bus_LV_4210-2_1_4_node_98 | 0.4 | n |  | TRUE
93 | bus_LV_4210-2_1_4_node_99 | 0.4 | n |  | TRUE
94 | bus_LV_4210-2_1_4_node_100 | 0.4 | n |  | TRUE
95 | bus_LV_4210-2_1_4_node_149 | 0.4 | n |  | TRUE
96 | bus_LV_4210-2_1_4_node_126 | 0.4 | n |  | TRUE
97 | bus_LV_4210-2_1_4_node_117 | 0.4 | n |  | TRUE
98 | bus_LV_4210-2_1_4_node_147 | 0.4 | n |  | TRUE
99 | bus_LV_4210-2_1_4_node_132 | 0.4 | n |  | TRUE
100 | bus_LV_4210-2_1_4_node_101 | 0.4 | n |  | TRUE
101 | bus_LV_4210-2_1_4_node_102 | 0.4 | n |  | TRUE
102 | bus_LV_4210-2_1_4_node_103 | 0.4 | n |  | TRUE
103 | bus_LV_4210-2_1_4_node_104 | 0.4 | n |  | TRUE
104 | bus_LV_4210-2_1_4_node_112 | 0.4 | n |  | TRUE
105 | bus_LV_4210-2_1_4_node_124 | 0.4 | n |  | TRUE
106 | bus_LV_4210-2_1_4_node_107 | 0.4 | n |  | TRUE
107 | bus_LV_4210-2_1_4_node_109 | 0.4 | n |  | TRUE
108 | bus_LV_4210-2_1_4_node_148 | 0.4 | n |  | TRUE
109 | bus_LV_4210-2_1_4_node_113 | 0.4 | n |  | TRUE
110 | bus_LV_4210-2_1_4_node_254 | 0.4 | n |  | TRUE
111 | bus_LV_4210-2_1_4_node_144 | 0.4 | n |  | TRUE
112 | bus_LV_4210-2_1_4_node_146 | 0.4 | n |  | TRUE
113 | bus_LV_4210-2_1_4_node_114 | 0.4 | n |  | TRUE
114 | bus_LV_4210-2_1_4_node_253 | 0.4 | n |  | TRUE
115 | bus_LV_4210-2_1_4_node_122 | 0.4 | n |  | TRUE
116 | bus_LV_4210-2_1_4_node_121 | 0.4 | n |  | TRUE
117 | bus_LV_4210-2_1_4_node_133 | 0.4 | n |  | TRUE
118 | bus_LV_4210-2_1_4_node_193 | 0.4 | n |  | TRUE
119 | bus_LV_4210-2_1_4_node_191 | 0.4 | n |  | TRUE
120 | bus_LV_4210-2_1_4_node_135 | 0.4 | n |  | TRUE
121 | bus_LV_4210-2_1_4_node_138 | 0.4 | n |  | TRUE
122 | bus_LV_4210-2_1_4_node_139 | 0.4 | n |  | TRUE
123 | bus_LV_4210-2_1_4_node_192 | 0.4 | n |  | TRUE
124 | bus_LV_4210-2_1_4_node_140 | 0.4 | n |  | TRUE
125 | bus_LV_4210-2_1_4_node_141 | 0.4 | n |  | TRUE
126 | bus_LV_4210-2_1_4_node_142 | 0.4 | n |  | TRUE
127 | bus_LV_4210-2_1_4_node_238 | 0.4 | n |  | TRUE
128 | bus_LV_4210-2_1_4_node_145 | 0.4 | n |  | TRUE
129 | bus_LV_4210-2_1_4_node_150 | 0.4 | n |  | TRUE
130 | bus_LV_4210-2_1_4_node_151 | 0.4 | n |  | TRUE
131 | bus_LV_4210-2_1_4_node_153 | 0.4 | n |  | TRUE
132 | bus_LV_4210-2_1_4_node_164 | 0.4 | n |  | TRUE
133 | bus_LV_4210-2_1_4_node_165 | 0.4 | n |  | TRUE
134 | bus_LV_4210-2_1_4_node_166 | 0.4 | n |  | TRUE
135 | bus_LV_4210-2_1_4_node_167 | 0.4 | n |  | TRUE
136 | bus_LV_4210-2_1_4_node_168 | 0.4 | n |  | TRUE
137 | bus_LV_4210-2_1_4_node_190 | 0.4 | n |  | TRUE
138 | bus_LV_4210-2_1_4_node_170 | 0.4 | n |  | TRUE
139 | bus_LV_4210-2_1_4_node_188 | 0.4 | n |  | TRUE
140 | bus_LV_4210-2_1_4_node_172 | 0.4 | n |  | TRUE
141 | bus_LV_4210-2_1_4_node_177 | 0.4 | n |  | TRUE
142 | bus_LV_4210-2_1_4_node_178 | 0.4 | n |  | TRUE
143 | bus_LV_4210-2_1_4_node_181 | 0.4 | n |  | TRUE
144 | bus_LV_4210-2_1_4_node_186 | 0.4 | n |  | TRUE
145 | bus_LV_4210-2_1_4_node_187 | 0.4 | n |  | TRUE
146 | bus_LV_4210-2_1_4_node_189 | 0.4 | n |  | TRUE
147 | bus_LV_4210-2_1_4_node_201 | 0.4 | n |  | TRUE
148 | bus_LV_4210-2_1_4_node_202 | 0.4 | n |  | TRUE
149 | bus_LV_4210-2_1_4_node_225 | 0.4 | n |  | TRUE
150 | bus_LV_4210-2_1_4_node_224 | 0.4 | n |  | TRUE
151 | bus_LV_4210-2_1_4_node_208 | 0.4 | n |  | TRUE
152 | bus_LV_4210-2_1_4_node_219 | 0.4 | n |  | TRUE
153 | bus_LV_4210-2_1_4_node_227 | 0.4 | n |  | TRUE
154 | bus_LV_4210-2_1_4_node_237 | 0.4 | n |  | TRUE
155 | bus_LV_4210-2_1_4_node_233 | 0.4 | n |  | TRUE
156 | bus_LV_4210-2_1_4_node_228 | 0.4 | n |  | TRUE
157 | bus_LV_4210-2_1_4_node_229 | 0.4 | n |  | TRUE
158 | bus_LV_4210-2_1_4_node_255 | 0.4 | n |  | TRUE
159 | bus_LV_4210-2_1_4_node_235 | 0.4 | n |  | TRUE
160 | bus_LV_4210-2_1_4_node_256 | 0.4 | n |  | TRUE
161 | bus_LV_4210-2_1_4_node_232 | 0.4 | n |  | TRUE
162 | bus_LV_4210-2_1_4_node_242 | 0.4 | n |  | TRUE
163 | bus_LV_4210-2_1_4_node_243 | 0.4 | n |  | TRUE
164 | bus_LV_4210-2_1_4_node_245 | 0.4 | n |  | TRUE
165 | bus_LV_4210-2_1_4_node_248 | 0.4 | n |  | TRUE
166 | bus_LV_4210-2_1_4_node_244 | 0.4 | n |  | TRUE
167 | bus_LV_4210-2_1_4_node_247 | 0.4 | n |  | TRUE
168 | bus_LV_4210-2_1_4_node_246 | 0.4 | n |  | TRUE
169 | bus_LV_4210-2_1_4_node_252 | 0.4 | n |  | TRUE
170 | bus_MV_484_0_node_157 | 20 | n |  | TRUE

## load
| name | bus | p_mw | q_mvar | const_z_percent | const_i_percent | sn_mva | scaling | in_service | type
0 | LV_4210-2_1_4_load_239 | 1 | 0.0075365 | 0.0018888 | 0 | 0 |  | 1 | TRUE | wye
1 | LV_4210-2_1_4_load_231 | 2 | 0.0076199 | 0.0019097 | 0 | 0 |  | 1 | TRUE | wye
2 | LV_4210-2_1_4_load_230 | 5 | 0.0021278 | 0.00053327 | 0 | 0 |  | 1 | TRUE | wye
3 | LV_4210-2_1_4_load_6 | 6 | 0.0022359 | 0.00056036 | 0 | 0 |  | 1 | TRUE | wye
4 | LV_4210-2_1_4_load_9 | 9 | 0.00083862 | 0.00021018 | 0 | 0 |  | 1 | TRUE | wye
5 | LV_4210-2_1_4_load_10 | 10 | 0.0016946 | 0.0004247 | 0 | 0 |  | 1 | TRUE | wye
6 | LV_4210-2_1_4_load_11 | 11 | 0.0013858 | 0.00034732 | 0 | 0 |  | 1 | TRUE | wye
7 | LV_4210-2_1_4_load_12 | 12 | 0.00078142 | 0.00019584 | 0 | 0 |  | 1 | TRUE | wye
8 | LV_4210-2_1_4_load_125 | 13 | 0.00068916 | 0.00017272 | 0 | 0 |  | 1 | TRUE | wye
9 | LV_4210-2_1_4_load_137 | 15 | 0.00098811 | 0.00024764 | 0 | 0 |  | 1 | TRUE | wye
10 | LV_4210-2_1_4_load_123 | 16 | 0.0010221 | 0.00025616 | 0 | 0 |  | 1 | TRUE | wye
11 | LV_4210-2_1_4_load_143 | 17 | 0.0010643 | 0.00026673 | 0 | 0 |  | 1 | TRUE | wye
12 | LV_4210-2_1_4_load_152 | 18 | 0.0012625 | 0.00031642 | 0 | 0 |  | 1 | TRUE | wye
13 | LV_4210-2_1_4_load_136 | 19 | 0.0017124 | 0.00042916 | 0 | 0 |  | 1 | TRUE | wye
14 | LV_4210-2_1_4_load_13 | 20 | 0.00065064 | 0.00016306 | 0 | 0 |  | 1 | TRUE | wye
15 | LV_4210-2_1_4_load_14 | 21 | 0.00071498 | 0.00017919 | 0 | 0 |  | 1 | TRUE | wye
16 | LV_4210-2_1_4_load_17 | 24 | 0.0066793 | 0.001674 | 0 | 0 |  | 1 | TRUE | wye
17 | LV_4210-2_1_4_load_18 | 25 | 0.00073356 | 0.00018385 | 0 | 0 |  | 1 | TRUE | wye
18 | LV_4210-2_1_4_load_200 | 27 | 0.0017389 | 0.0004358 | 0 | 0 |  | 1 | TRUE | wye
19 | LV_4210-2_1_4_load_182 | 28 | 0.0014652 | 0.00036721 | 0 | 0 |  | 1 | TRUE | wye
20 | LV_4210-2_1_4_load_240 | 29 | 0.0043275 | 0.0010846 | 0 | 0 |  | 1 | TRUE | wye
21 | LV_4210-2_1_4_load_110 | 30 | 0.00033215 | 8.3244e-05 | 0 | 0 |  | 1 | TRUE | wye
22 | LV_4210-2_1_4_load_111 | 31 | 0.0021551 | 0.00054013 | 0 | 0 |  | 1 | TRUE | wye
23 | LV_4210-2_1_4_load_106 | 32 | 0.00041997 | 0.00010525 | 0 | 0 |  | 1 | TRUE | wye
24 | LV_4210-2_1_4_load_199 | 33 | 0.0016056 | 0.0004024 | 0 | 0 |  | 1 | TRUE | wye
25 | LV_4210-2_1_4_load_19 | 36 | 0.00034305 | 8.5976e-05 | 0 | 0 |  | 1 | TRUE | wye
26 | LV_4210-2_1_4_load_20 | 37 | 0.0011905 | 0.00029838 | 0 | 0 |  | 1 | TRUE | wye
27 | LV_4210-2_1_4_load_23 | 40 | 0.00074013 | 0.00018549 | 0 | 0 |  | 1 | TRUE | wye
28 | LV_4210-2_1_4_load_131 | 42 | 0.00094788 | 0.00023756 | 0 | 0 |  | 1 | TRUE | wye
29 | LV_4210-2_1_4_load_130 | 43 | 0.0010325 | 0.00025876 | 0 | 0 |  | 1 | TRUE | wye
30 | LV_4210-2_1_4_load_72 | 44 | 0.0021133 | 0.00052965 | 0 | 0 |  | 1 | TRUE | wye
31 | LV_4210-2_1_4_load_118 | 45 | 0.0029071 | 0.00072859 | 0 | 0 |  | 1 | TRUE | wye
32 | LV_4210-2_1_4_load_127 | 46 | 0.0020978 | 0.00052575 | 0 | 0 |  | 1 | TRUE | wye
33 | LV_4210-2_1_4_load_30 | 47 | 0.0013588 | 0.00034056 | 0 | 0 |  | 1 | TRUE | wye
34 | LV_4210-2_1_4_load_115 | 48 | 0.0018549 | 0.00046487 | 0 | 0 |  | 1 | TRUE | wye
35 | LV_4210-2_1_4_load_73 | 49 | 0.0012287 | 0.00030794 | 0 | 0 |  | 1 | TRUE | wye
36 | LV_4210-2_1_4_load_116 | 50 | 0.0015343 | 0.00038453 | 0 | 0 |  | 1 | TRUE | wye
37 | LV_4210-2_1_4_load_128 | 51 | 0.00067995 | 0.00017041 | 0 | 0 |  | 1 | TRUE | wye
38 | LV_4210-2_1_4_load_25 | 52 | 0.0011241 | 0.00028172 | 0 | 0 |  | 1 | TRUE | wye
39 | LV_4210-2_1_4_load_47 | 54 | 0.0015177 | 0.00038036 | 0 | 0 |  | 1 | TRUE | wye
40 | LV_4210-2_1_4_load_48 | 55 | 0.0019904 | 0.00049885 | 0 | 0 |  | 1 | TRUE | wye
41 | LV_4210-2_1_4_load_50 | 57 | 0.0014776 | 0.00037031 | 0 | 0 |  | 1 | TRUE | wye
42 | LV_4210-2_1_4_load_51 | 58 | 0.0019586 | 0.00049086 | 0 | 0 |  | 1 | TRUE | wye
43 | LV_4210-2_1_4_load_52 | 59 | 0.0026827 | 0.00067236 | 0 | 0 |  | 1 | TRUE | wye
44 | LV_4210-2_1_4_load_66 | 60 | 0.0021528 | 0.00053954 | 0 | 0 |  | 1 | TRUE | wye
45 | LV_4210-2_1_4_load_54 | 61 | 0.0038272 | 0.00095918 | 0 | 0 |  | 1 | TRUE | wye
46 | LV_4210-2_1_4_load_59 | 62 | 0.0025737 | 0.00064502 | 0 | 0 |  | 1 | TRUE | wye
47 | LV_4210-2_1_4_load_53 | 63 | 0.0027501 | 0.00068924 | 0 | 0 |  | 1 | TRUE | wye
48 | LV_4210-2_1_4_load_57 | 64 | 0.0021617 | 0.00054176 | 0 | 0 |  | 1 | TRUE | wye
49 | LV_4210-2_1_4_load_55 | 65 | 0.0039753 | 0.00099631 | 0 | 0 |  | 1 | TRUE | wye
50 | LV_4210-2_1_4_load_56 | 66 | 0.0020011 | 0.00050151 | 0 | 0 |  | 1 | TRUE | wye
51 | LV_4210-2_1_4_load_80 | 67 | 0.0026596 | 0.00066655 | 0 | 0 |  | 1 | TRUE | wye
52 | LV_4210-2_1_4_load_58 | 69 | 0.0026833 | 0.0006725 | 0 | 0 |  | 1 | TRUE | wye
53 | LV_4210-2_1_4_load_60 | 70 | 0.0025753 | 0.00064543 | 0 | 0 |  | 1 | TRUE | wye
54 | LV_4210-2_1_4_load_217 | 71 | 0.0038723 | 0.00097048 | 0 | 0 |  | 1 | TRUE | wye
55 | LV_4210-2_1_4_load_218 | 72 | 0.0051404 | 0.0012883 | 0 | 0 |  | 1 | TRUE | wye
56 | LV_4210-2_1_4_load_221 | 73 | 0.003488 | 0.00087418 | 0 | 0 |  | 1 | TRUE | wye
57 | LV_4210-2_1_4_load_61 | 74 | 0.001742 | 0.00043658 | 0 | 0 |  | 1 | TRUE | wye
58 | LV_4210-2_1_4_load_62 | 75 | 0.0031959 | 0.00080098 | 0 | 0 |  | 1 | TRUE | wye
59 | LV_4210-2_1_4_load_64 | 77 | 0.0022384 | 0.00056099 | 0 | 0 |  | 1 | TRUE | wye
60 | LV_4210-2_1_4_load_65 | 78 | 0.0014776 | 0.00037031 | 0 | 0 |  | 1 | TRUE | wye
61 | LV_4210-2_1_4_load_206 | 79 | 0.0014855 | 0.0003723 | 0 | 0 |  | 1 | TRUE | wye
62 | LV_4210-2_1_4_load_207 | 80 | 0.0011509 | 0.00028844 | 0 | 0 |  | 1 | TRUE | wye
63 | LV_4210-2_1_4_load_74 | 81 | 0.006037 | 0.001513 | 0 | 0 |  | 1 | TRUE | wye
64 | LV_4210-2_1_4_load_75 | 82 | 0.0066444 | 0.0016653 | 0 | 0 |  | 1 | TRUE | wye
65 | LV_4210-2_1_4_load_78 | 84 | 0.0016815 | 0.00042143 | 0 | 0 |  | 1 | TRUE | wye
66 | LV_4210-2_1_4_load_79 | 85 | 0.0027961 | 0.00070077 | 0 | 0 |  | 1 | TRUE | wye
67 | LV_4210-2_1_4_load_223 | 86 | 0.00091052 | 0.0002282 | 0 | 0 |  | 1 | TRUE | wye
68 | LV_4210-2_1_4_load_222 | 87 | 0.0028202 | 0.00070681 | 0 | 0 |  | 1 | TRUE | wye
69 | LV_4210-2_1_4_load_105 | 89 | 0.0018926 | 0.00047434 | 0 | 0 |  | 1 | TRUE | wye
70 | LV_4210-2_1_4_load_96 | 90 | 0.003459 | 0.0008669 | 0 | 0 |  | 1 | TRUE | wye
71 | LV_4210-2_1_4_load_97 | 91 | 0.0036608 | 0.00091749 | 0 | 0 |  | 1 | TRUE | wye
72 | LV_4210-2_1_4_load_98 | 92 | 0.0019082 | 0.00047825 | 0 | 0 |  | 1 | TRUE | wye
73 | LV_4210-2_1_4_load_99 | 93 | 0.0031909 | 0.00079972 | 0 | 0 |  | 1 | TRUE | wye
74 | LV_4210-2_1_4_load_149 | 95 | 0.0030509 | 0.00076462 | 0 | 0 |  | 1 | TRUE | wye
75 | LV_4210-2_1_4_load_126 | 96 | 0.0025507 | 0.00063927 | 0 | 0 |  | 1 | TRUE | wye
76 | LV_4210-2_1_4_load_117 | 97 | 0.0024757 | 0.00062048 | 0 | 0 |  | 1 | TRUE | wye
77 | LV_4210-2_1_4_load_147 | 98 | 0.001704 | 0.00042705 | 0 | 0 |  | 1 | TRUE | wye
78 | LV_4210-2_1_4_load_132 | 99 | 0.0013579 | 0.00034031 | 0 | 0 |  | 1 | TRUE | wye
79 | LV_4210-2_1_4_load_101 | 100 | 0.0018588 | 0.00046587 | 0 | 0 |  | 1 | TRUE | wye
80 | LV_4210-2_1_4_load_102 | 101 | 0.002529 | 0.00063383 | 0 | 0 |  | 1 | TRUE | wye
81 | LV_4210-2_1_4_load_103 | 102 | 0.00079871 | 0.00020018 | 0 | 0 |  | 1 | TRUE | wye
82 | LV_4210-2_1_4_load_104 | 103 | 0.0012749 | 0.00031953 | 0 | 0 |  | 1 | TRUE | wye
83 | LV_4210-2_1_4_load_112 | 104 | 0.0025083 | 0.00062864 | 0 | 0 |  | 1 | TRUE | wye
84 | LV_4210-2_1_4_load_124 | 105 | 0.00096405 | 0.00024161 | 0 | 0 |  | 1 | TRUE | wye
85 | LV_4210-2_1_4_load_107 | 106 | 0.0041688 | 0.0010448 | 0 | 0 |  | 1 | TRUE | wye
86 | LV_4210-2_1_4_load_109 | 107 | 0.0036488 | 0.00091448 | 0 | 0 |  | 1 | TRUE | wye
87 | LV_4210-2_1_4_load_113 | 109 | 0.000704 | 0.00017644 | 0 | 0 |  | 1 | TRUE | wye
88 | LV_4210-2_1_4_load_254 | 110 | 0.00098721 | 0.00024742 | 0 | 0 |  | 1 | TRUE | wye
89 | LV_4210-2_1_4_load_146 | 112 | 0.0019964 | 0.00050035 | 0 | 0 |  | 1 | TRUE | wye
90 | LV_4210-2_1_4_load_114 | 113 | 0.00065036 | 0.000163 | 0 | 0 |  | 1 | TRUE | wye
91 | LV_4210-2_1_4_load_253 | 114 | 0.0017895 | 0.00044849 | 0 | 0 |  | 1 | TRUE | wye
92 | LV_4210-2_1_4_load_122 | 115 | 0.0060171 | 0.001508 | 0 | 0 |  | 1 | TRUE | wye
93 | LV_4210-2_1_4_load_121 | 116 | 0.00073718 | 0.00018476 | 0 | 0 |  | 1 | TRUE | wye
94 | LV_4210-2_1_4_load_133 | 117 | 0.00182 | 0.00045612 | 0 | 0 |  | 1 | TRUE | wye
95 | LV_4210-2_1_4_load_193 | 118 | 0.00081304 | 0.00020377 | 0 | 0 |  | 1 | TRUE | wye
96 | LV_4210-2_1_4_load_135 | 120 | 0.00054084 | 0.00013555 | 0 | 0 |  | 1 | TRUE | wye
97 | LV_4210-2_1_4_load_138 | 121 | 0.00096058 | 0.00024074 | 0 | 0 |  | 1 | TRUE | wye
98 | LV_4210-2_1_4_load_139 | 122 | 0.00082137 | 0.00020586 | 0 | 0 |  | 1 | TRUE | wye
99 | LV_4210-2_1_4_load_192 | 123 | 0.0020809 | 0.00052151 | 0 | 0 |  | 1 | TRUE | wye
100 | LV_4210-2_1_4_load_140 | 124 | 0.00089751 | 0.00022494 | 0 | 0 |  | 1 | TRUE | wye
101 | LV_4210-2_1_4_load_141 | 125 | 0.00069717 | 0.00017473 | 0 | 0 |  | 1 | TRUE | wye
102 | LV_4210-2_1_4_load_238 | 127 | 0.0030958 | 0.00077589 | 0 | 0 |  | 1 | TRUE | wye
103 | LV_4210-2_1_4_load_145 | 128 | 0.0015953 | 0.00039982 | 0 | 0 |  | 1 | TRUE | wye
104 | LV_4210-2_1_4_load_150 | 129 | 0.0010736 | 0.00026907 | 0 | 0 |  | 1 | TRUE | wye
105 | LV_4210-2_1_4_load_151 | 130 | 0.0010348 | 0.00025934 | 0 | 0 |  | 1 | TRUE | wye
106 | LV_4210-2_1_4_load_153 | 131 | 0.00093574 | 0.00023452 | 0 | 0 |  | 1 | TRUE | wye
107 | LV_4210-2_1_4_load_164 | 132 | 0.0021943 | 0.00054995 | 0 | 0 |  | 1 | TRUE | wye
108 | LV_4210-2_1_4_load_165 | 133 | 0.0034039 | 0.00085309 | 0 | 0 |  | 1 | TRUE | wye
109 | LV_4210-2_1_4_load_167 | 135 | 0.0025132 | 0.00062987 | 0 | 0 |  | 1 | TRUE | wye
110 | LV_4210-2_1_4_load_168 | 136 | 0.0021347 | 0.000535 | 0 | 0 |  | 1 | TRUE | wye
111 | LV_4210-2_1_4_load_190 | 137 | 0.0026105 | 0.00065424 | 0 | 0 |  | 1 | TRUE | wye
112 | LV_4210-2_1_4_load_188 | 139 | 0.001187 | 0.0002975 | 0 | 0 |  | 1 | TRUE | wye
113 | LV_4210-2_1_4_load_172 | 140 | 0.0099936 | 0.0025046 | 0 | 0 |  | 1 | TRUE | wye
114 | LV_4210-2_1_4_load_177 | 141 | 0.0012718 | 0.00031874 | 0 | 0 |  | 1 | TRUE | wye
115 | LV_4210-2_1_4_load_178 | 142 | 0.0022235 | 0.00055727 | 0 | 0 |  | 1 | TRUE | wye
116 | LV_4210-2_1_4_load_181 | 143 | 0.0066792 | 0.001674 | 0 | 0 |  | 1 | TRUE | wye
117 | LV_4210-2_1_4_load_186 | 144 | 0.0012328 | 0.00030898 | 0 | 0 |  | 1 | TRUE | wye
118 | LV_4210-2_1_4_load_187 | 145 | 0.001419 | 0.00035563 | 0 | 0 |  | 1 | TRUE | wye
119 | LV_4210-2_1_4_load_189 | 146 | 0.00095416 | 0.00023913 | 0 | 0 |  | 1 | TRUE | wye
120 | LV_4210-2_1_4_load_201 | 147 | 0.0035215 | 0.00088257 | 0 | 0 |  | 1 | TRUE | wye
121 | LV_4210-2_1_4_load_224 | 150 | 0.0041708 | 0.0010453 | 0 | 0 |  | 1 | TRUE | wye
122 | LV_4210-2_1_4_load_208 | 151 | 0.0025252 | 0.00063288 | 0 | 0 |  | 1 | TRUE | wye
123 | LV_4210-2_1_4_load_219 | 152 | 0.0010488 | 0.00026286 | 0 | 0 |  | 1 | TRUE | wye
124 | LV_4210-2_1_4_load_233 | 155 | 0.0066807 | 0.0016743 | 0 | 0 |  | 1 | TRUE | wye
125 | LV_4210-2_1_4_load_255 | 158 | 0.0077527 | 0.001943 | 0 | 0 |  | 1 | TRUE | wye
126 | LV_4210-2_1_4_load_256 | 160 | 0.0079465 | 0.0019916 | 0 | 0 |  | 1 | TRUE | wye
127 | LV_4210-2_1_4_load_232 | 161 | 0.0066779 | 0.0016736 | 0 | 0 |  | 1 | TRUE | wye
128 | LV_4210-2_1_4_load_243 | 163 | 0.00016435 | 4.1191e-05 | 0 | 0 |  | 1 | TRUE | wye
129 | LV_4210-2_1_4_load_245 | 164 | 0.00019604 | 4.9131e-05 | 0 | 0 |  | 1 | TRUE | wye
130 | LV_4210-2_1_4_load_248 | 165 | 0.00016203 | 4.061e-05 | 0 | 0 |  | 1 | TRUE | wye
131 | LV_4210-2_1_4_load_244 | 166 | 0.0016376 | 0.00041043 | 0 | 0 |  | 1 | TRUE | wye
132 | LV_4210-2_1_4_load_247 | 167 | 0.00020006 | 5.014e-05 | 0 | 0 |  | 1 | TRUE | wye
133 | LV_4210-2_1_4_load_246 | 168 | 0.0002329 | 5.837e-05 | 0 | 0 |  | 1 | TRUE | wye
134 | LV_4210-2_1_4_load_252 | 169 | 0.0007517 | 0.00018839 | 0 | 0 |  | 1 | TRUE | wye

## ext_grid
| name | bus | vm_pu | va_degree | slack_weight | in_service
0 |  | 41 | 1 | 0 | 1 | TRUE

## line
| name | std_type | from_bus | to_bus | length_km | r_ohm_per_km | x_ohm_per_km | c_nf_per_km | g_us_per_km | max_i_ka | df | parallel | type | in_service
0 | LV_4210-2_1_4_line_0 |  | 0 | 1 | 0.036862 | 0.125 | 0.08 | 261 | 0 | 0.364 | 1 | 1 | cs | TRUE
1 | LV_4210-2_1_4_line_1 |  | 0 | 2 | 0.023758 | 0.125 | 0.08 | 261 | 0 | 0.364 | 1 | 1 | cs | TRUE
2 | LV_4210-2_1_4_line_2 |  | 1 | 3 | 0.03545 | 0.125 | 0.08 | 261 | 0 | 0.364 | 1 | 1 | cs | TRUE
3 | LV_4210-2_1_4_line_3 |  | 2 | 5 | 0.0057263 | 0.125 | 0.08 | 261 | 0 | 0.364 | 1 | 1 | cs | TRUE
4 | LV_4210-2_1_4_line_4 |  | 3 | 4 | 0.045229 | 0.125 | 0.08 | 261 | 0 | 0.364 | 1 | 1 | cs | TRUE
5 | LV_4210-2_1_4_line_5 |  | 4 | 159 | 0.039977 | 0.125 | 0.08 | 261 | 0 | 0.364 | 1 | 1 | cs | TRUE
6 | LV_4210-2_1_4_line_6 |  | 4 | 161 | 0.010617 | 0.125 | 0.08 | 261 | 0 | 0.364 | 1 | 1 | cs | TRUE
7 | LV_4210-2_1_4_line_7 |  | 5 | 143 | 0.019242 | 0.125 | 0.08 | 261 | 0 | 0.364 | 1 | 1 | cs | TRUE
8 | LV_4210-2_1_4_line_8 |  | 6 | 7 | 0.03826 | 0.125 | 0.08 | 261 | 0 | 0.364 | 1 | 1 | cs | TRUE
9 | LV_4210-2_1_4_line_9 |  | 6 | 8 | 0.012294 | 0.125 | 0.08 | 261 | 0 | 0.364 | 1 | 1 | cs | TRUE
10 | LV_4210-2_1_4_line_10 |  | 7 | 9 | 0.012044 | 0.125 | 0.08 | 261 | 0 | 0.364 | 1 | 1 | cs | TRUE
11 | LV_4210-2_1_4_line_11 |  | 7 | 10 | 0.010737 | 0.125 | 0.08 | 261 | 0 | 0.364 | 1 | 1 | cs | TRUE
12 | LV_4210-2_1_4_line_12 |  | 8 | 11 | 0.013554 | 0.125 | 0.08 | 261 | 0 | 0.364 | 1 | 1 | cs | TRUE
13 | LV_4210-2_1_4_line_13 |  | 8 | 12 | 0.014858 | 0.125 | 0.08 | 261 | 0 | 0.364 | 1 | 1 | cs | TRUE
14 | LV_4210-2_1_4_line_14 |  | 9 | 13 | 0.004278 | 0.125 | 0.08 | 261 | 0 | 0.364 | 1 | 1 | cs | TRUE
15 | LV_4210-2_1_4_line_15 |  | 10 | 14 | 0.036271 | 0.125 | 0.08 | 261 | 0 | 0.364 | 1 | 1 | cs | TRUE
16 | LV_4210-2_1_4_line_16 |  | 11 | 15 | 0.018588 | 0.125 | 0.08 | 261 | 0 | 0.364 | 1 | 1 | cs | TRUE
17 | LV_4210-2_1_4_line_17 |  | 13 | 16 | 0.01549 | 0.125 | 0.08 | 261 | 0 | 0.364 | 1 | 1 | cs | TRUE
18 | LV_4210-2_1_4_line_18 |  | 14 | 17 | 0.04134 | 0.125 | 0.08 | 261 | 0 | 0.364 | 1 | 1 | cs | TRUE
19 | LV_4210-2_1_4_line_19 |  | 14 | 18 | 0.020585 | 0.125 | 0.08 | 261 | 0 | 0.364 | 1 | 1 | cs | TRUE
20 | LV_4210-2_1_4_line_20 |  | 15 | 19 | 0.052272 | 0.125 | 0.08 | 261 | 0 | 0.364 | 1 | 1 | cs | TRUE
21 | LV_4210-2_1_4_line_21 |  | 16 | 116 | 0.021693 | 0.125 | 0.08 | 261 | 0 | 0.364 | 1 | 1 | cs | TRUE
22 | LV_4210-2_1_4_line_22 |  | 17 | 126 | 0.013137 | 0.125 | 0.08 | 261 | 0 | 0.364 | 1 | 1 | cs | TRUE
23 | LV_4210-2_1_4_line_23 |  | 18 | 129 | 0.00094192 | 0.125 | 0.08 | 261 | 0 | 0.364 | 1 | 1 | cs | TRUE
24 | LV_4210-2_1_4_line_24 |  | 20 | 21 | 0.014908 | 0.125 | 0.08 | 261 | 0 | 0.364 | 1 | 1 | cs | TRUE
25 | LV_4210-2_1_4_line_25 |  | 20 | 22 | 0.031171 | 0.125 | 0.08 | 261 | 0 | 0.364 | 1 | 1 | cs | TRUE
26 | LV_4210-2_1_4_line_26 |  | 21 | 23 | 0.01317 | 0.125 | 0.08 | 261 | 0 | 0.364 | 1 | 1 | cs | TRUE
27 | LV_4210-2_1_4_line_27 |  | 22 | 24 | 0.0064116 | 0.125 | 0.08 | 261 | 0 | 0.364 | 1 | 1 | cs | TRUE
28 | LV_4210-2_1_4_line_28 |  | 22 | 25 | 0.021181 | 0.125 | 0.08 | 261 | 0 | 0.364 | 1 | 1 | cs | TRUE
29 | LV_4210-2_1_4_line_29 |  | 23 | 26 | 0.014585 | 0.125 | 0.08 | 261 | 0 | 0.364 | 1 | 1 | cs | TRUE
30 | LV_4210-2_1_4_line_30 |  | 23 | 27 | 0.033324 | 0.125 | 0.08 | 261 | 0 | 0.364 | 1 | 1 | cs | TRUE
31 | LV_4210-2_1_4_line_31 |  | 24 | 28 | 0.021518 | 0.125 | 0.08 | 261 | 0 | 0.364 | 1 | 1 | cs | TRUE
32 | LV_4210-2_1_4_line_32 |  | 25 | 29 | 0.0091501 | 0.125 | 0.08 | 261 | 0 | 0.364 | 1 | 1 | cs | TRUE
33 | LV_4210-2_1_4_line_33 |  | 26 | 30 | 0.013762 | 0.125 | 0.08 | 261 | 0 | 0.364 | 1 | 1 | cs | TRUE
34 | LV_4210-2_1_4_line_34 |  | 26 | 31 | 0.047094 | 0.125 | 0.08 | 261 | 0 | 0.364 | 1 | 1 | cs | TRUE
35 | LV_4210-2_1_4_line_35 |  | 26 | 32 | 0.031634 | 0.125 | 0.08 | 261 | 0 | 0.364 | 1 | 1 | cs | TRUE
36 | LV_4210-2_1_4_line_36 |  | 27 | 33 | 0.015123 | 0.125 | 0.08 | 261 | 0 | 0.364 | 1 | 1 | cs | TRUE
37 | LV_4210-2_1_4_line_37 |  | 28 | 34 | 0.012179 | 0.125 | 0.08 | 261 | 0 | 0.364 | 1 | 1 | cs | TRUE
38 | LV_4210-2_1_4_line_38 |  | 29 | 35 | 0.015128 | 0.125 | 0.08 | 261 | 0 | 0.364 | 1 | 1 | cs | TRUE
39 | LV_4210-2_1_4_line_39 |  | 30 | 109 | 0.011527 | 0.125 | 0.08 | 261 | 0 | 0.364 | 1 | 1 | cs | TRUE
40 | LV_4210-2_1_4_line_40 |  | 31 | 110 | 0.0024501 | 0.125 | 0.08 | 261 | 0 | 0.364 | 1 | 1 | cs | TRUE
41 | LV_4210-2_1_4_line_41 |  | 33 | 147 | 0.0050899 | 0.125 | 0.08 | 261 | 0 | 0.364 | 1 | 1 | cs | TRUE
42 | LV_4210-2_1_4_line_42 |  | 34 | 143 | 0.0059127 | 0.125 | 0.08 | 261 | 0 | 0.364 | 1 | 1 | cs | TRUE
43 | LV_4210-2_1_4_line_43 |  | 34 | 141 | 0.024689 | 0.125 | 0.08 | 261 | 0 | 0.364 | 1 | 1 | cs | TRUE
44 | LV_4210-2_1_4_line_44 |  | 35 | 162 | 0.015242 | 0.125 | 0.08 | 261 | 0 | 0.364 | 1 | 1 | cs | TRUE
45 | LV_4210-2_1_4_line_45 |  | 35 | 163 | 0.012337 | 0.125 | 0.08 | 261 | 0 | 0.364 | 1 | 1 | cs | TRUE
46 | LV_4210-2_1_4_line_46 |  | 36 | 37 | 0.010117 | 0.125 | 0.08 | 261 | 0 | 0.364 | 1 | 1 | cs | TRUE
47 | LV_4210-2_1_4_line_47 |  | 36 | 38 | 0.0078955 | 0.125 | 0.08 | 261 | 0 | 0.364 | 1 | 1 | cs | TRUE
48 | LV_4210-2_1_4_line_48 |  | 37 | 39 | 0.0028534 | 0.125 | 0.08 | 261 | 0 | 0.364 | 1 | 1 | cs | TRUE
49 | LV_4210-2_1_4_line_49 |  | 38 | 40 | 0.0028167 | 0.125 | 0.08 | 261 | 0 | 0.364 | 1 | 1 | cs | TRUE
50 | LV_4210-2_1_4_line_50 |  | 38 | 41 | 0.03489 | 0.125 | 0.08 | 261 | 0 | 0.364 | 1 | 1 | cs | TRUE
51 | LV_4210-2_1_4_line_51 |  | 39 | 42 | 0.04748 | 0.125 | 0.08 | 261 | 0 | 0.364 | 1 | 1 | cs | TRUE
52 | LV_4210-2_1_4_line_52 |  | 39 | 43 | 0.02213 | 0.125 | 0.08 | 261 | 0 | 0.364 | 1 | 1 | cs | TRUE
53 | LV_4210-2_1_4_line_53 |  | 40 | 44 | 0.012894 | 0.125 | 0.08 | 261 | 0 | 0.364 | 1 | 1 | cs | TRUE
54 | LV_4210-2_1_4_line_54 |  | 41 | 45 | 0.019595 | 0.125 | 0.08 | 261 | 0 | 0.364 | 1 | 1 | cs | TRUE
55 | LV_4210-2_1_4_line_55 |  | 41 | 46 | 0.01705 | 0.125 | 0.08 | 261 | 0 | 0.364 | 1 | 2 | cs | TRUE
56 | LV_4210-2_1_4_line_56 |  | 42 | 47 | 0.026942 | 0.125 | 0.08 | 261 | 0 | 0.364 | 1 | 1 | cs | TRUE
57 | LV_4210-2_1_4_line_57 |  | 43 | 48 | 0.013023 | 0.125 | 0.08 | 261 | 0 | 0.364 | 1 | 1 | cs | TRUE
58 | LV_4210-2_1_4_line_58 |  | 44 | 49 | 0.001222 | 0.125 | 0.08 | 261 | 0 | 0.364 | 1 | 1 | cs | TRUE
59 | LV_4210-2_1_4_line_59 |  | 45 | 50 | 0.012919 | 0.125 | 0.08 | 261 | 0 | 0.364 | 1 | 1 | cs | TRUE
60 | LV_4210-2_1_4_line_60 |  | 46 | 51 | 0.011896 | 0.125 | 0.08 | 261 | 0 | 0.364 | 1 | 2 | cs | TRUE
61 | LV_4210-2_1_4_line_61 |  | 47 | 53 | 0.023294 | 0.125 | 0.08 | 261 | 0 | 0.364 | 1 | 1 | cs | TRUE
62 | LV_4210-2_1_4_line_62 |  | 48 | 113 | 0.0028612 | 0.125 | 0.08 | 261 | 0 | 0.364 | 1 | 1 | cs | TRUE
63 | LV_4210-2_1_4_line_63 |  | 49 | 77 | 0.0097624 | 0.125 | 0.08 | 261 | 0 | 0.364 | 1 | 1 | cs | TRUE
64 | LV_4210-2_1_4_line_64 |  | 50 | 97 | 0.021314 | 0.125 | 0.08 | 261 | 0 | 0.364 | 1 | 1 | cs | TRUE
65 | LV_4210-2_1_4_line_65 |  | 51 | 68 | 0.028963 | 0.125 | 0.08 | 261 | 0 | 0.364 | 1 | 2 | cs | TRUE
66 | LV_4210-2_1_4_line_66 |  | 52 | 53 | 0.0069803 | 0.125 | 0.08 | 261 | 0 | 0.364 | 1 | 1 | cs | TRUE
67 | LV_4210-2_1_4_line_67 |  | 54 | 55 | 0.017719 | 0.125 | 0.08 | 261 | 0 | 0.364 | 1 | 1 | cs | TRUE
68 | LV_4210-2_1_4_line_68 |  | 54 | 56 | 0.0062305 | 0.125 | 0.08 | 261 | 0 | 0.364 | 1 | 1 | cs | TRUE
69 | LV_4210-2_1_4_line_69 |  | 55 | 57 | 0.01613 | 0.125 | 0.08 | 261 | 0 | 0.364 | 1 | 1 | cs | TRUE
70 | LV_4210-2_1_4_line_70 |  | 56 | 58 | 0.015745 | 0.125 | 0.08 | 261 | 0 | 0.364 | 1 | 1 | cs | TRUE
71 | LV_4210-2_1_4_line_71 |  | 56 | 59 | 0.022546 | 0.125 | 0.08 | 261 | 0 | 0.364 | 1 | 1 | cs | TRUE
72 | LV_4210-2_1_4_line_72 |  | 57 | 60 | 0.0041354 | 0.125 | 0.08 | 261 | 0 | 0.364 | 1 | 1 | cs | TRUE
73 | LV_4210-2_1_4_line_73 |  | 58 | 61 | 0.020713 | 0.125 | 0.08 | 261 | 0 | 0.364 | 1 | 1 | cs | TRUE
74 | LV_4210-2_1_4_line_74 |  | 59 | 62 | 0.0038561 | 0.125 | 0.08 | 261 | 0 | 0.364 | 1 | 1 | cs | TRUE
75 | LV_4210-2_1_4_line_75 |  | 61 | 63 | 0.022918 | 0.125 | 0.08 | 261 | 0 | 0.364 | 1 | 1 | cs | TRUE
76 | LV_4210-2_1_4_line_76 |  | 62 | 64 | 0.0067627 | 0.125 | 0.08 | 261 | 0 | 0.364 | 1 | 1 | cs | TRUE
77 | LV_4210-2_1_4_line_77 |  | 63 | 65 | 0.0075882 | 0.125 | 0.08 | 261 | 0 | 0.364 | 1 | 1 | cs | TRUE
78 | LV_4210-2_1_4_line_78 |  | 64 | 69 | 0.0087843 | 0.125 | 0.08 | 261 | 0 | 0.364 | 1 | 1 | cs | TRUE
79 | LV_4210-2_1_4_line_79 |  | 65 | 66 | 0.012066 | 0.125 | 0.08 | 261 | 0 | 0.364 | 1 | 1 | cs | TRUE
80 | LV_4210-2_1_4_line_80 |  | 66 | 67 | 0.021587 | 0.125 | 0.08 | 261 | 0 | 0.364 | 1 | 1 | cs | TRUE
81 | LV_4210-2_1_4_line_81 |  | 67 | 68 | 0.019692 | 0.125 | 0.08 | 261 | 0 | 0.364 | 1 | 1 | cs | TRUE
82 | LV_4210-2_1_4_line_82 |  | 68 | 89 | 0.011921 | 0.125 | 0.08 | 261 | 0 | 0.364 | 1 | 1 | cs | TRUE
83 | LV_4210-2_1_4_line_83 |  | 69 | 70 | 0.0082659 | 0.125 | 0.08 | 261 | 0 | 0.364 | 1 | 1 | cs | TRUE
84 | LV_4210-2_1_4_line_84 |  | 70 | 71 | 0.012988 | 0.125 | 0.08 | 261 | 0 | 0.364 | 1 | 1 | cs | TRUE
85 | LV_4210-2_1_4_line_85 |  | 71 | 72 | 0.019673 | 0.125 | 0.08 | 261 | 0 | 0.364 | 1 | 1 | cs | TRUE
86 | LV_4210-2_1_4_line_86 |  | 71 | 73 | 0.056785 | 0.125 | 0.08 | 261 | 0 | 0.364 | 1 | 1 | cs | TRUE
87 | LV_4210-2_1_4_line_87 |  | 72 | 88 | 0.019955 | 0.125 | 0.08 | 261 | 0 | 0.364 | 1 | 1 | cs | TRUE
88 | LV_4210-2_1_4_line_88 |  | 73 | 152 | 0.0063867 | 0.125 | 0.08 | 261 | 0 | 0.364 | 1 | 1 | cs | TRUE
89 | LV_4210-2_1_4_line_89 |  | 74 | 75 | 0.0019528 | 0.125 | 0.08 | 261 | 0 | 0.364 | 1 | 1 | cs | TRUE
90 | LV_4210-2_1_4_line_90 |  | 74 | 76 | 0.0095863 | 0.125 | 0.08 | 261 | 0 | 0.364 | 1 | 1 | cs | TRUE
91 | LV_4210-2_1_4_line_91 |  | 75 | 77 | 0.019849 | 0.125 | 0.08 | 261 | 0 | 0.364 | 1 | 1 | cs | TRUE
92 | LV_4210-2_1_4_line_92 |  | 76 | 78 | 0.026348 | 0.125 | 0.08 | 261 | 0 | 0.364 | 1 | 1 | cs | TRUE
93 | LV_4210-2_1_4_line_93 |  | 78 | 79 | 3.5971e-05 | 0.125 | 0.08 | 261 | 0 | 0.364 | 1 | 1 | cs | TRUE
94 | LV_4210-2_1_4_line_94 |  | 79 | 80 | 0.030625 | 0.125 | 0.08 | 261 | 0 | 0.364 | 1 | 1 | cs | TRUE
95 | LV_4210-2_1_4_line_95 |  | 80 | 151 | 0.012719 | 0.125 | 0.08 | 261 | 0 | 0.364 | 1 | 1 | cs | TRUE
96 | LV_4210-2_1_4_line_96 |  | 81 | 82 | 0.0036577 | 0.125 | 0.08 | 261 | 0 | 0.364 | 1 | 1 | cs | TRUE
97 | LV_4210-2_1_4_line_97 |  | 81 | 83 | 0.026806 | 0.125 | 0.08 | 261 | 0 | 0.364 | 1 | 1 | cs | TRUE
98 | LV_4210-2_1_4_line_98 |  | 83 | 84 | 0.0084809 | 0.125 | 0.08 | 261 | 0 | 0.364 | 1 | 1 | cs | TRUE
99 | LV_4210-2_1_4_line_99 |  | 83 | 85 | 0.0059931 | 0.125 | 0.08 | 261 | 0 | 0.364 | 1 | 1 | cs | TRUE
100 | LV_4210-2_1_4_line_100 |  | 84 | 86 | 0.010498 | 0.125 | 0.08 | 261 | 0 | 0.364 | 1 | 1 | cs | TRUE
101 | LV_4210-2_1_4_line_101 |  | 85 | 87 | 0.013061 | 0.125 | 0.08 | 261 | 0 | 0.364 | 1 | 1 | cs | TRUE
102 | LV_4210-2_1_4_line_102 |  | 87 | 88 | 0.010392 | 0.125 | 0.08 | 261 | 0 | 0.364 | 1 | 1 | cs | TRUE
103 | LV_4210-2_1_4_line_103 |  | 88 | 138 | 0.009235 | 0.125 | 0.08 | 261 | 0 | 0.364 | 1 | 1 | cs | TRUE
104 | LV_4210-2_1_4_line_104 |  | 89 | 102 | 0.0065859 | 0.125 | 0.08 | 261 | 0 | 0.364 | 1 | 1 | cs | TRUE
105 | LV_4210-2_1_4_line_105 |  | 90 | 91 | 0.029048 | 0.125 | 0.08 | 261 | 0 | 0.364 | 1 | 1 | cs | TRUE
106 | LV_4210-2_1_4_line_106 |  | 90 | 92 | 0.02658 | 0.125 | 0.08 | 261 | 0 | 0.364 | 1 | 1 | cs | TRUE
107 | LV_4210-2_1_4_line_107 |  | 91 | 93 | 0.02088 | 0.125 | 0.08 | 261 | 0 | 0.364 | 1 | 1 | cs | TRUE
108 | LV_4210-2_1_4_line_108 |  | 92 | 94 | 0.011601 | 0.125 | 0.08 | 261 | 0 | 0.364 | 1 | 1 | cs | TRUE
109 | LV_4210-2_1_4_line_109 |  | 93 | 95 | 0.0089543 | 0.125 | 0.08 | 261 | 0 | 0.364 | 1 | 1 | cs | TRUE
110 | LV_4210-2_1_4_line_110 |  | 94 | 96 | 0.017976 | 0.125 | 0.08 | 261 | 0 | 0.364 | 1 | 1 | cs | TRUE
111 | LV_4210-2_1_4_line_111 |  | 94 | 97 | 0.014859 | 0.125 | 0.08 | 261 | 0 | 0.364 | 1 | 1 | cs | TRUE
112 | LV_4210-2_1_4_line_112 |  | 95 | 98 | 0.0064251 | 0.125 | 0.08 | 261 | 0 | 0.364 | 1 | 1 | cs | TRUE
113 | LV_4210-2_1_4_line_113 |  | 96 | 99 | 0.0015319 | 0.125 | 0.08 | 261 | 0 | 0.364 | 1 | 1 | cs | TRUE
114 | LV_4210-2_1_4_line_114 |  | 98 | 128 | 0.0034824 | 0.125 | 0.08 | 261 | 0 | 0.364 | 1 | 1 | cs | TRUE
115 | LV_4210-2_1_4_line_115 |  | 99 | 117 | 0.021016 | 0.125 | 0.08 | 261 | 0 | 0.364 | 1 | 1 | cs | TRUE
116 | LV_4210-2_1_4_line_116 |  | 100 | 101 | 0.016367 | 0.125 | 0.08 | 261 | 0 | 0.364 | 1 | 1 | cs | TRUE
117 | LV_4210-2_1_4_line_117 |  | 100 | 102 | 0.018786 | 0.125 | 0.08 | 261 | 0 | 0.364 | 1 | 1 | cs | TRUE
118 | LV_4210-2_1_4_line_118 |  | 101 | 103 | 0.0090801 | 0.125 | 0.08 | 261 | 0 | 0.364 | 1 | 1 | cs | TRUE
119 | LV_4210-2_1_4_line_119 |  | 103 | 104 | 0.015564 | 0.125 | 0.08 | 261 | 0 | 0.364 | 1 | 1 | cs | TRUE
120 | LV_4210-2_1_4_line_120 |  | 104 | 105 | 0.013561 | 0.125 | 0.08 | 261 | 0 | 0.364 | 1 | 1 | cs | TRUE
121 | LV_4210-2_1_4_line_121 |  | 105 | 115 | 0.0085237 | 0.125 | 0.08 | 261 | 0 | 0.364 | 1 | 1 | cs | TRUE
122 | LV_4210-2_1_4_line_122 |  | 106 | 107 | 0.0095607 | 0.125 | 0.08 | 261 | 0 | 0.364 | 1 | 1 | cs | TRUE
123 | LV_4210-2_1_4_line_123 |  | 107 | 108 | 0.061893 | 0.125 | 0.08 | 261 | 0 | 0.364 | 1 | 1 | cs | TRUE
124 | LV_4210-2_1_4_line_124 |  | 108 | 111 | 0.097328 | 0.125 | 0.08 | 261 | 0 | 0.364 | 1 | 1 | cs | TRUE
125 | LV_4210-2_1_4_line_125 |  | 108 | 112 | 0.019951 | 0.125 | 0.08 | 261 | 0 | 0.364 | 1 | 1 | cs | TRUE
126 | LV_4210-2_1_4_line_126 |  | 109 | 113 | 0.0056498 | 0.125 | 0.08 | 261 | 0 | 0.364 | 1 | 1 | cs | TRUE
127 | LV_4210-2_1_4_line_127 |  | 110 | 114 | 0.017166 | 0.125 | 0.08 | 261 | 0 | 0.364 | 1 | 1 | cs | TRUE
128 | LV_4210-2_1_4_line_128 |  | 111 | 127 | 0.020852 | 0.125 | 0.08 | 261 | 0 | 0.364 | 1 | 1 | cs | TRUE
129 | LV_4210-2_1_4_line_129 |  | 112 | 128 | 0.0055868 | 0.125 | 0.08 | 261 | 0 | 0.364 | 1 | 1 | cs | TRUE
130 | LV_4210-2_1_4_line_130 |  | 114 | 169 | 0.02039 | 0.125 | 0.08 | 261 | 0 | 0.364 | 1 | 1 | cs | TRUE
131 | LV_4210-2_1_4_line_131 |  | 115 | 116 | 0.016203 | 0.125 | 0.08 | 261 | 0 | 0.364 | 1 | 1 | cs | TRUE
132 | LV_4210-2_1_4_line_132 |  | 117 | 120 | 0.0031183 | 0.125 | 0.08 | 261 | 0 | 0.364 | 1 | 1 | cs | TRUE
133 | LV_4210-2_1_4_line_133 |  | 118 | 119 | 0.016133 | 0.125 | 0.08 | 261 | 0 | 0.364 | 1 | 1 | cs | TRUE
134 | LV_4210-2_1_4_line_134 |  | 119 | 123 | 0.024184 | 0.125 | 0.08 | 261 | 0 | 0.364 | 1 | 1 | cs | TRUE
135 | LV_4210-2_1_4_line_135 |  | 119 | 146 | 0.013839 | 0.125 | 0.08 | 261 | 0 | 0.364 | 1 | 1 | cs | TRUE
136 | LV_4210-2_1_4_line_136 |  | 121 | 122 | 0.015093 | 0.125 | 0.08 | 261 | 0 | 0.364 | 1 | 1 | cs | TRUE
137 | LV_4210-2_1_4_line_137 |  | 122 | 123 | 0.010831 | 0.125 | 0.08 | 261 | 0 | 0.364 | 1 | 1 | cs | TRUE
138 | LV_4210-2_1_4_line_138 |  | 124 | 125 | 0.0023795 | 0.125 | 0.08 | 261 | 0 | 0.364 | 1 | 1 | cs | TRUE
139 | LV_4210-2_1_4_line_139 |  | 124 | 126 | 0.031766 | 0.125 | 0.08 | 261 | 0 | 0.364 | 1 | 1 | cs | TRUE
140 | LV_4210-2_1_4_line_140 |  | 129 | 130 | 0.026315 | 0.125 | 0.08 | 261 | 0 | 0.364 | 1 | 1 | cs | TRUE
141 | LV_4210-2_1_4_line_141 |  | 130 | 131 | 0.0057896 | 0.125 | 0.08 | 261 | 0 | 0.364 | 1 | 1 | cs | TRUE
142 | LV_4210-2_1_4_line_142 |  | 132 | 133 | 0.028884 | 0.125 | 0.08 | 261 | 0 | 0.364 | 1 | 1 | cs | TRUE
143 | LV_4210-2_1_4_line_143 |  | 132 | 134 | 0.014725 | 0.125 | 0.08 | 261 | 0 | 0.364 | 1 | 1 | cs | TRUE
144 | LV_4210-2_1_4_line_144 |  | 133 | 135 | 0.021578 | 0.125 | 0.08 | 261 | 0 | 0.364 | 1 | 1 | cs | TRUE
145 | LV_4210-2_1_4_line_145 |  | 134 | 136 | 0.03493 | 0.125 | 0.08 | 261 | 0 | 0.364 | 1 | 1 | cs | TRUE
146 | LV_4210-2_1_4_line_146 |  | 135 | 137 | 0.02182 | 0.125 | 0.08 | 261 | 0 | 0.364 | 1 | 1 | cs | TRUE
147 | LV_4210-2_1_4_line_147 |  | 136 | 138 | 0.030026 | 0.125 | 0.08 | 261 | 0 | 0.364 | 1 | 1 | cs | TRUE
148 | LV_4210-2_1_4_line_148 |  | 137 | 139 | 0.024005 | 0.125 | 0.08 | 261 | 0 | 0.364 | 1 | 1 | cs | TRUE
149 | LV_4210-2_1_4_line_149 |  | 138 | 140 | 0.007521 | 0.125 | 0.08 | 261 | 0 | 0.364 | 1 | 1 | cs | TRUE
150 | LV_4210-2_1_4_line_150 |  | 139 | 144 | 0.023984 | 0.125 | 0.08 | 261 | 0 | 0.364 | 1 | 1 | cs | TRUE
151 | LV_4210-2_1_4_line_151 |  | 141 | 142 | 0.025074 | 0.125 | 0.08 | 261 | 0 | 0.364 | 1 | 1 | cs | TRUE
152 | LV_4210-2_1_4_line_152 |  | 144 | 145 | 0.022222 | 0.125 | 0.08 | 261 | 0 | 0.364 | 1 | 1 | cs | TRUE
153 | LV_4210-2_1_4_line_153 |  | 145 | 146 | 0.020387 | 0.125 | 0.08 | 261 | 0 | 0.364 | 1 | 1 | cs | TRUE
154 | LV_4210-2_1_4_line_154 |  | 147 | 148 | 0.028526 | 0.125 | 0.08 | 261 | 0 | 0.364 | 1 | 1 | cs | TRUE
155 | LV_4210-2_1_4_line_155 |  | 148 | 149 | 0.006577 | 0.125 | 0.08 | 261 | 0 | 0.364 | 1 | 1 | cs | TRUE
156 | LV_4210-2_1_4_line_156 |  | 149 | 150 | 0.0049023 | 0.125 | 0.08 | 261 | 0 | 0.364 | 1 | 1 | cs | TRUE
157 | LV_4210-2_1_4_line_157 |  | 153 | 154 | 0.026779 | 0.125 | 0.08 | 261 | 0 | 0.364 | 1 | 1 | cs | TRUE
158 | LV_4210-2_1_4_line_158 |  | 153 | 155 | 0.0083162 | 0.125 | 0.08 | 261 | 0 | 0.364 | 1 | 1 | cs | TRUE
159 | LV_4210-2_1_4_line_159 |  | 154 | 158 | 0.0083643 | 0.125 | 0.08 | 261 | 0 | 0.364 | 1 | 1 | cs | TRUE
160 | LV_4210-2_1_4_line_160 |  | 156 | 157 | 0.031532 | 0.125 | 0.08 | 261 | 0 | 0.364 | 1 | 1 | cs | TRUE
161 | LV_4210-2_1_4_line_161 |  | 156 | 158 | 0.014542 | 0.125 | 0.08 | 261 | 0 | 0.364 | 1 | 1 | cs | TRUE
162 | LV_4210-2_1_4_line_162 |  | 157 | 159 | 0.04053 | 0.125 | 0.08 | 261 | 0 | 0.364 | 1 | 1 | cs | TRUE
163 | LV_4210-2_1_4_line_163 |  | 159 | 160 | 0.031054 | 0.125 | 0.08 | 261 | 0 | 0.364 | 1 | 1 | cs | TRUE
164 | LV_4210-2_1_4_line_164 |  | 162 | 164 | 0.013165 | 0.125 | 0.08 | 261 | 0 | 0.364 | 1 | 1 | cs | TRUE
165 | LV_4210-2_1_4_line_165 |  | 162 | 165 | 0.0038573 | 0.125 | 0.08 | 261 | 0 | 0.364 | 1 | 1 | cs | TRUE
166 | LV_4210-2_1_4_line_166 |  | 164 | 166 | 0.0003869 | 0.125 | 0.08 | 261 | 0 | 0.364 | 1 | 1 | cs | TRUE
167 | LV_4210-2_1_4_line_167 |  | 165 | 167 | 0.01264 | 0.125 | 0.08 | 261 | 0 | 0.364 | 1 | 1 | cs | TRUE
168 | LV_4210-2_1_4_line_168 |  | 167 | 168 | 0.0091979 | 0.125 | 0.08 | 261 | 0 | 0.364 | 1 | 1 | cs | TRUE

## trafo
| name | std_type | hv_bus | lv_bus | sn_mva | vn_hv_kv | vn_lv_kv | vk_percent | vkr_percent | pfe_kw | i0_percent | shift_degree | tap_side | tap_neutral | tap_min | tap_max | tap_step_percent | tap_step_degree | tap_pos | tap_phase_shifter | parallel | df | in_service
0 | LV_4210-2_1_4_trafo_24 | 0.63 MVA 20/0.4 kV | 170 | 41 | 0.63 | 20 | 0.4 | 6 | 1.206 | 1.65 | 0.2619 | 150 | hv | 0 | -2 | 2 | 2.5 | 0 | 0 | FALSE | 1 | 1 | TRUE

## line_geodata
| x0 | y0 | x1 | y1 | x2 | y2 | x3 | y3 | x4 | y4 | x5 | y5 | x6 | y6
0 | 2654487.364 | 1248627.7695 | 2654451.1269 | 1248621.0093
1 | 2654487.364 | 1248627.7695 | 2654492.5842 | 1248604.5924
2 | 2654416.2778 | 1248614.5079 | 2654451.1269 | 1248621.0093
3 | 2654493.8424 | 1248599.006 | 2654492.5842 | 1248604.5924
4 | 2654416.2778 | 1248614.5079 | 2654407.8966 | 1248612.7854 | 2654408.998 | 1248605.5017 | 2654409.2956 | 1248603.5141 | 2654410.9364 | 1248595.0567 | 2654415.8021 | 1248586.5289 | 2654418.1309 | 1248577.9777
5 | 2654381.2138 | 1248566.3423 | 2654386.1592 | 1248569.7011 | 2654392.6699 | 1248573.6635 | 2654401.2593 | 1248574.9098 | 2654408.2015 | 1248573.806 | 2654418.1309 | 1248577.9777
6 | 2654418.1309 | 1248577.9777 | 2654421.4404 | 1248567.8901
7 | 2654493.8424 | 1248599.006 | 2654498.0705 | 1248580.2338
8 | 2654430.364 | 1248270.391 | 2654427.6374 | 1248257.2792 | 2654420.2906 | 1248233.5218
9 | 2654416.6584 | 1248221.7765 | 2654420.2906 | 1248233.5218
10 | 2654430.364 | 1248270.391 | 2654441.5487 | 1248274.8583
11 | 2654430.364 | 1248270.391 | 2654419.9995 | 1248267.5887
12 | 2654416.6584 | 1248221.7765 | 2654420.9227 | 1248216.2897 | 2654427.3554 | 1248214.7921
13 | 2654416.6584 | 1248221.7765 | 2654411.7917 | 1248207.7377
14 | 2654441.5487 | 1248274.8583 | 2654445.5215 | 1248276.4452
15 | 2654384.9853 | 1248258.122 | 2654419.9995 | 1248267.5887
16 | 2654444.9709 | 1248220.6631 | 2654437.6964 | 1248217.789 | 2654427.3554 | 1248214.7921 | 2654427.3554 | 1248214.7921
17 | 2654459.9065 | 1248282.1908 | 2654445.5215 | 1248276.4452
18 | 2654384.9853 | 1248258.122 | 2654349.367 | 1248250.3902 | 2654344.5553 | 1248249.5043
19 | 2654384.9853 | 1248258.122 | 2654378.4757 | 1248277.6511
20 | 2654493.9162 | 1248239.007 | 2654490.337 | 1248237.786 | 2654465.4872 | 1248228.4292 | 2654446.801 | 1248221.3861 | 2654444.9709 | 1248220.6631
21 | 2654459.9065 | 1248282.1908 | 2654480.0516 | 1248290.2371
22 | 2654331.6353 | 1248247.1256 | 2654344.5553 | 1248249.5043
23 | 2654378.1778 | 1248278.5447 | 2654378.4757 | 1248277.6511
24 | 2654523.0197 | 1248491.5879 | 2654518.862 | 1248505.904
25 | 2654510.1683 | 1248535.8384 | 2654518.862 | 1248505.904
26 | 2654526.6929 | 1248478.9403 | 2654523.0197 | 1248491.5879
27 | 2654510.1683 | 1248535.8384 | 2654508.442 | 1248542.0133
28 | 2654510.1683 | 1248535.8384 | 2654531.0415 | 1248539.4341
29 | 2654533.0136 | 1248465.7894 | 2654526.6929 | 1248478.9403
30 | 2654526.6929 | 1248478.9403 | 2654493.4011 | 1248477.4739
31 | 2654502.6487 | 1248562.7363 | 2654508.442 | 1248542.0133
32 | 2654540.0588 | 1248540.9874 | 2654531.0415 | 1248539.4341
33 | 2654533.0136 | 1248465.7894 | 2654537.8813 | 1248460.3638 | 2654542.6862 | 1248456.0272
34 | 2654533.0136 | 1248465.7894 | 2654568.9247 | 1248496.256
35 | 2654533.0136 | 1248465.7894 | 2654514.7435 | 1248450.5333 | 2654508.7422 | 1248445.5017
36 | 2654493.4011 | 1248477.4739 | 2654478.2932 | 1248476.8085
37 | 2654499.3696 | 1248574.4656 | 2654502.6487 | 1248562.7363
38 | 2654554.9673 | 1248543.5556 | 2654540.0588 | 1248540.9874
39 | 2654542.6862 | 1248456.0272 | 2654542.6862 | 1248456.0272 | 2654552.3469 | 1248449.7387
40 | 2654568.9247 | 1248496.256 | 2654570.793 | 1248497.841
41 | 2654473.2082 | 1248476.5845 | 2654478.2932 | 1248476.8085
42 | 2654499.3696 | 1248574.4656 | 2654498.0705 | 1248580.2338
43 | 2654499.3696 | 1248574.4656 | 2654523.6623 | 1248578.8728
44 | 2654570.0309 | 1248546.1514 | 2654554.9673 | 1248543.5556
45 | 2654554.9673 | 1248543.5556 | 2654552.895 | 1248555.7176
46 | 2654590.9818 | 1248423.8422 | 2654598.6143 | 1248418.0714 | 2654599.0438 | 1248417.73
47 | 2654605.225 | 1248412.8175 | 2654599.0438 | 1248417.73
48 | 2654588.7057 | 1248425.5631 | 2654590.9818 | 1248423.8422
49 | 2654605.225 | 1248412.8175 | 2654607.4293 | 1248411.0641
50 | 2654584.6046 | 1248384.6307 | 2654605.225 | 1248412.8175
51 | 2654588.7057 | 1248425.5631 | 2654594.8106 | 1248431.7679 | 2654600.3481 | 1248435.6215 | 2654618.4742 | 1248443.5383 | 2654630.2227 | 1248447.0051
52 | 2654588.7057 | 1248425.5631 | 2654570.3454 | 1248437.9181
53 | 2654617.5203 | 1248403.0373 | 2654607.4293 | 1248411.0641
54 | 2654584.6046 | 1248384.6307 | 2654565.1423 | 1248382.3527
55 | 2654584.6046 | 1248384.6307 | 2654585.5801 | 1248367.6087
56 | 2654656.6073 | 1248452.2634 | 2654636.91 | 1248448.9784 | 2654630.2227 | 1248447.0051
57 | 2654559.4798 | 1248445.0957 | 2654565.5758 | 1248441.1276 | 2654570.3454 | 1248437.9181
58 | 2654617.5203 | 1248403.0373 | 2654618.4767 | 1248402.2766
59 | 2654552.3109 | 1248380.8508 | 2654565.1423 | 1248382.3527
60 | 2654586.2607 | 1248355.7318 | 2654585.5801 | 1248367.6087
61 | 2654679.8157 | 1248454.0661 | 2654660.0573 | 1248452.8388 | 2654656.6073 | 1248452.2634
62 | 2654557.0819 | 1248446.6565 | 2654559.4798 | 1248445.0957
63 | 2654618.4767 | 1248402.2766 | 2654626.1168 | 1248396.1994
64 | 2654552.3109 | 1248380.8508 | 2654546.7669 | 1248380.2018 | 2654531.8139 | 1248375.3127
65 | 2654590.5489 | 1248327.1017 | 2654586.4311 | 1248352.7591 | 2654586.2607 | 1248355.7318
66 | 2654679.8157 | 1248454.0661 | 2654686.7768 | 1248453.5488
67 | 2654704.4611 | 1248322.0848 | 2654694.6757 | 1248332.2532 | 2654692.094 | 1248334.7717
68 | 2654708.7814 | 1248317.5955 | 2654704.4611 | 1248322.0848
69 | 2654692.094 | 1248334.7717 | 2654680.5484 | 1248346.0351
70 | 2654708.7814 | 1248317.5955 | 2654693.9536 | 1248312.2996
71 | 2654708.7814 | 1248317.5955 | 2654725.594 | 1248302.5737
72 | 2654677.5882 | 1248348.9228 | 2654680.5484 | 1248346.0351
73 | 2654693.9536 | 1248312.2996 | 2654673.4847 | 1248315.468
74 | 2654729.235 | 1248301.3037 | 2654725.594 | 1248302.5737
75 | 2654650.8963 | 1248319.3326 | 2654665.6172 | 1248316.6858 | 2654673.4847 | 1248315.468
76 | 2654735.6204 | 1248299.0766 | 2654729.235 | 1248301.3037
77 | 2654650.8963 | 1248319.3326 | 2654643.4278 | 1248320.6754
78 | 2654735.6204 | 1248299.0766 | 2654743.9146 | 1248296.1836
79 | 2654631.5473 | 1248322.7836 | 2654632.6753 | 1248322.6086 | 2654643.4278 | 1248320.6754
80 | 2654610.215 | 1248326.0931 | 2654610.215 | 1248326.0931 | 2654631.5473 | 1248322.7836
81 | 2654590.5489 | 1248327.1017 | 2654610.215 | 1248326.0931
82 | 2654590.5489 | 1248327.1017 | 2654579.0441 | 1248323.9772
83 | 2654751.7193 | 1248293.4614 | 2654743.9146 | 1248296.1836
84 | 2654751.7193 | 1248293.4614 | 2654763.9823 | 1248289.1842
85 | 2654782.5583 | 1248282.705 | 2654763.9823 | 1248289.1842
86 | 2654763.9823 | 1248289.1842 | 2654783.9859 | 1248342.3287
87 | 2654801.4001 | 1248276.1332 | 2654782.5583 | 1248282.705
88 | 2654783.9859 | 1248342.3287 | 2654790.2263 | 1248340.9696
89 | 2654643.1132 | 1248382.5531 | 2654642.4093 | 1248383.2397 | 2654641.6506 | 1248383.8432
90 | 2654649.976 | 1248375.8599 | 2654643.1132 | 1248382.5531
91 | 2654641.6506 | 1248383.8432 | 2654626.1168 | 1248396.1994
92 | 2654649.976 | 1248375.8599 | 2654661.5537 | 1248381.4593 | 2654672.323 | 1248384.6496 | 2654674.5709 | 1248384.8281
93 | 2654674.5709 | 1248384.8281 | 2654674.6068 | 1248384.8309
94 | 2654704.6494 | 1248380.5029 | 2654697.9244 | 1248380.3716 | 2654678.3447 | 1248385.1277 | 2654674.6068 | 1248384.8309
95 | 2654717.3661 | 1248380.7512 | 2654704.6494 | 1248380.5029
96 | 2654834.6458 | 1248288.4026 | 2654835.8069 | 1248291.8711
97 | 2654827.5109 | 1248262.5652 | 2654834.3999 | 1248287.6683 | 2654834.6458 | 1248288.4026
98 | 2654827.5109 | 1248262.5652 | 2654834.9 | 1248258.4026
99 | 2654827.5109 | 1248262.5652 | 2654822.2903 | 1248265.5084
100 | 2654844.0463 | 1248253.2501 | 2654834.9 | 1248258.4026
101 | 2654822.2903 | 1248265.5084 | 2654813.4822 | 1248270.4743 | 2654810.8114 | 1248271.7252
102 | 2654801.4001 | 1248276.1332 | 2654810.8114 | 1248271.7252
103 | 2654795.6447 | 1248268.8973 | 2654801.4001 | 1248276.1332
104 | 2654579.0441 | 1248323.9772 | 2654572.6884 | 1248322.2512
105 | 2654454.3364 | 1248348.2193 | 2654455.939 | 1248348.757 | 2654481.644 | 1248358.1224
106 | 2654506.6642 | 1248367.0877 | 2654502.6175 | 1248365.764 | 2654481.644 | 1248358.1224
107 | 2654454.3364 | 1248348.2193 | 2654434.5414 | 1248341.5774
108 | 2654517.6904 | 1248370.6947 | 2654506.6642 | 1248367.0877
109 | 2654426.0522 | 1248338.7291 | 2654434.5414 | 1248341.5774
110 | 2654517.6904 | 1248370.6947 | 2654514.0475 | 1248388.2977
111 | 2654517.6904 | 1248370.6947 | 2654531.8139 | 1248375.3127
112 | 2654426.0522 | 1248338.7291 | 2654419.9609 | 1248336.6852
113 | 2654513.7371 | 1248389.7977 | 2654514.0475 | 1248388.2977
114 | 2654419.9609 | 1248336.6852 | 2654419.9609 | 1248336.6852 | 2654416.7077 | 1248337.9276
115 | 2654513.7371 | 1248389.7977 | 2654509.4782 | 1248410.3778
116 | 2654554.6044 | 1248317.1782 | 2654539.1005 | 1248311.9329
117 | 2654554.6044 | 1248317.1782 | 2654557.028 | 1248317.9982 | 2654572.6884 | 1248322.2512
118 | 2654530.4992 | 1248309.023 | 2654539.1005 | 1248311.9329
119 | 2654530.4992 | 1248309.023 | 2654515.7564 | 1248304.0352
120 | 2654503.0141 | 1248299.4087 | 2654508.1776 | 1248301.4711 | 2654515.7564 | 1248304.0352
121 | 2654495.0984 | 1248296.2471 | 2654503.0141 | 1248299.4087
122 | 2654457.0146 | 1248402.1318 | 2654449.6883 | 1248395.9892
123 | 2654401.4904 | 1248357.1854 | 2654422.8026 | 1248373.4475 | 2654449.6883 | 1248395.9892
124 | 2654323.318 | 1248333.1415 | 2654340.7046 | 1248332.8338 | 2654345.3949 | 1248332.7545 | 2654354.6622 | 1248320.2309 | 2654367.7144 | 1248329.7792 | 2654401.4904 | 1248357.1854
125 | 2654401.4904 | 1248357.1854 | 2654411.4885 | 1248339.9208 | 2654411.4885 | 1248339.9208
126 | 2654557.0819 | 1248446.6565 | 2654552.3469 | 1248449.7387
127 | 2654583.4881 | 1248509.3925 | 2654573.0931 | 1248499.7924 | 2654570.793 | 1248497.841
128 | 2654323.318 | 1248333.1415 | 2654323.5994 | 1248353.9913
129 | 2654416.7077 | 1248337.9276 | 2654411.4885 | 1248339.9208
130 | 2654598.4675 | 1248523.2263 | 2654583.4881 | 1248509.3925
131 | 2654495.0984 | 1248296.2471 | 2654480.0516 | 1248290.2371
132 | 2654508.8463 | 1248413.4314 | 2654509.4782 | 1248410.3778
133 | 2654601.4056 | 1248270.7965 | 2654598.8756 | 1248286.7302
134 | 2654601.4056 | 1248270.7965 | 2654591.444 | 1248270.9048 | 2654577.3676 | 1248268.8766
135 | 2654601.4056 | 1248270.7965 | 2654614.8141 | 1248267.3729
136 | 2654566.6475 | 1248267.3319 | 2654560.7795 | 1248266.4864 | 2654554.5785 | 1248263.3272 | 2654552.7038 | 1248262.1658
137 | 2654577.3676 | 1248268.8766 | 2654566.6475 | 1248267.3319
138 | 2654319.6655 | 1248276.5501 | 2654318.7689 | 1248278.7543
139 | 2654331.6353 | 1248247.1256 | 2654319.6655 | 1248276.5501
140 | 2654369.8563 | 1248303.5095 | 2654378.1778 | 1248278.5447
141 | 2654369.8563 | 1248303.5095 | 2654368.0255 | 1248309.002
142 | 2654766.0309 | 1248212.6094 | 2654754.5315 | 1248216.771 | 2654745.0561 | 1248220.6417 | 2654739.9099 | 1248224.4783
143 | 2654779.8768 | 1248207.5987 | 2654766.0309 | 1248212.6094
144 | 2654739.9099 | 1248224.4783 | 2654736.1289 | 1248227.2972 | 2654727.691 | 1248235.7585 | 2654723.3131 | 1248237.9863
145 | 2654779.8768 | 1248207.5987 | 2654792.4115 | 1248240.2019
146 | 2654723.3131 | 1248237.9863 | 2654723.3131 | 1248237.9863 | 2654702.2198 | 1248243.5706
147 | 2654795.6447 | 1248268.8973 | 2654797.0959 | 1248265.4862 | 2654798.2228 | 1248258.7698 | 2654796.4103 | 1248250.603 | 2654792.4115 | 1248240.2019
148 | 2654702.2198 | 1248243.5706 | 2654679.014 | 1248249.7142
149 | 2654795.6447 | 1248268.8973 | 2654788.7865 | 1248265.7652
150 | 2654655.8789 | 1248256.032 | 2654662.1535 | 1248254.1779 | 2654679.014 | 1248249.7142
151 | 2654548.3334 | 1248583.3486 | 2654523.6623 | 1248578.8728
152 | 2654655.8789 | 1248256.032 | 2654634.5675 | 1248262.3293
153 | 2654634.5675 | 1248262.3293 | 2654634.5675 | 1248262.3293 | 2654614.8141 | 1248267.3729
154 | 2654444.7103 | 1248475.3293 | 2654473.2082 | 1248476.5845
155 | 2654444.7103 | 1248475.3293 | 2654438.1206 | 1248475.0353
156 | 2654438.1206 | 1248475.0353 | 2654433.2279 | 1248474.7282
157 | 2654431.9623 | 1248518.2194 | 2654424.093 | 1248513.3772 | 2654416.4416 | 1248510.2938 | 2654407.1578 | 1248510.6311
158 | 2654431.9623 | 1248518.2194 | 2654429.9325 | 1248526.284
159 | 2654407.1578 | 1248510.6311 | 2654406.2455 | 1248510.4781 | 2654399.3696 | 1248507.6384
160 | 2654375.0502 | 1248527.8373 | 2654370.9801 | 1248522.0627 | 2654373.526 | 1248509.5998 | 2654383.2146 | 1248507.9319 | 2654385.1194 | 1248507.727
161 | 2654385.1194 | 1248507.727 | 2654396.6088 | 1248506.4982 | 2654399.3696 | 1248507.6384
162 | 2654381.2138 | 1248566.3423 | 2654377.4578 | 1248560.0814 | 2654374.9681 | 1248554.8995 | 2654373.1117 | 1248544.064 | 2654373.6177 | 1248531.7046 | 2654375.0502 | 1248527.8373
163 | 2654381.2138 | 1248566.3423 | 2654385.8001 | 1248566.8736 | 2654390.216 | 1248564.5792 | 2654394.2866 | 1248557.1226 | 2654396.925 | 1248546.9176 | 2654396.9213 | 1248544.493
164 | 2654570.0309 | 1248546.1514 | 2654572.1774 | 1248533.1626
165 | 2654570.0309 | 1248546.1514 | 2654573.8323 | 1248546.8059
166 | 2654572.1774 | 1248533.1626 | 2654572.2405 | 1248532.7809
167 | 2654573.8323 | 1248546.8059 | 2654586.2885 | 1248548.9506
168 | 2654595.353 | 1248550.5113 | 2654586.2885 | 1248548.9506

## bus_geodata
| x | y | coords
0 | 2654487.364 | 1248627.7695
1 | 2654451.1269 | 1248621.0093
2 | 2654492.5842 | 1248604.5924
3 | 2654416.2778 | 1248614.5079
4 | 2654418.1309 | 1248577.9777
5 | 2654493.8424 | 1248599.006
6 | 2654420.2906 | 1248233.5218
7 | 2654430.364 | 1248270.391
8 | 2654416.6584 | 1248221.7765
9 | 2654441.5487 | 1248274.8583
10 | 2654419.9995 | 1248267.5887
11 | 2654427.3554 | 1248214.7921
12 | 2654411.7917 | 1248207.7377
13 | 2654445.5215 | 1248276.4452
14 | 2654384.9853 | 1248258.122
15 | 2654444.9709 | 1248220.6631
16 | 2654459.9065 | 1248282.1908
17 | 2654344.5553 | 1248249.5043
18 | 2654378.4757 | 1248277.6511
19 | 2654493.9162 | 1248239.007
20 | 2654518.862 | 1248505.904
21 | 2654523.0197 | 1248491.5879
22 | 2654510.1683 | 1248535.8384
23 | 2654526.6929 | 1248478.9403
24 | 2654508.442 | 1248542.0133
25 | 2654531.0415 | 1248539.4341
26 | 2654533.0136 | 1248465.7894
27 | 2654493.4011 | 1248477.4739
28 | 2654502.6487 | 1248562.7363
29 | 2654540.0588 | 1248540.9874
30 | 2654542.6862 | 1248456.0272
31 | 2654568.9247 | 1248496.256
32 | 2654508.7422 | 1248445.5017
33 | 2654478.2932 | 1248476.8085
34 | 2654499.3696 | 1248574.4656
35 | 2654554.9673 | 1248543.5556
36 | 2654599.0438 | 1248417.73
37 | 2654590.9818 | 1248423.8422
38 | 2654605.225 | 1248412.8175
39 | 2654588.7057 | 1248425.5631
40 | 2654607.4293 | 1248411.0641
41 | 2654584.6046 | 1248384.6307
42 | 2654630.2227 | 1248447.0051
43 | 2654570.3454 | 1248437.9181
44 | 2654617.5203 | 1248403.0373
45 | 2654565.1423 | 1248382.3527
46 | 2654585.5801 | 1248367.6087
47 | 2654656.6073 | 1248452.2634
48 | 2654559.4798 | 1248445.0957
49 | 2654618.4767 | 1248402.2766
50 | 2654552.3109 | 1248380.8508
51 | 2654586.2607 | 1248355.7318
52 | 2654686.7768 | 1248453.5488
53 | 2654679.8157 | 1248454.0661
54 | 2654704.4611 | 1248322.0848
55 | 2654692.094 | 1248334.7717
56 | 2654708.7814 | 1248317.5955
57 | 2654680.5484 | 1248346.0351
58 | 2654693.9536 | 1248312.2996
59 | 2654725.594 | 1248302.5737
60 | 2654677.5882 | 1248348.9228
61 | 2654673.4847 | 1248315.468
62 | 2654729.235 | 1248301.3037
63 | 2654650.8962 | 1248319.3326
64 | 2654735.6204 | 1248299.0766
65 | 2654643.4278 | 1248320.6754
66 | 2654631.5473 | 1248322.7836
67 | 2654610.215 | 1248326.0931
68 | 2654590.5489 | 1248327.1017
69 | 2654743.9146 | 1248296.1836
70 | 2654751.7193 | 1248293.4614
71 | 2654763.9823 | 1248289.1842
72 | 2654782.5583 | 1248282.705
73 | 2654783.9859 | 1248342.3287
74 | 2654643.1132 | 1248382.5531
75 | 2654641.6506 | 1248383.8432
76 | 2654649.976 | 1248375.8599
77 | 2654626.1168 | 1248396.1994
78 | 2654674.5709 | 1248384.8281
79 | 2654674.6068 | 1248384.8309
80 | 2654704.6494 | 1248380.5029
81 | 2654834.6458 | 1248288.4026
82 | 2654835.8069 | 1248291.8711
83 | 2654827.5109 | 1248262.5652
84 | 2654834.9 | 1248258.4026
85 | 2654822.2903 | 1248265.5084
86 | 2654844.0463 | 1248253.2501
87 | 2654810.8114 | 1248271.7252
88 | 2654801.4001 | 1248276.1332
89 | 2654579.0441 | 1248323.9772
90 | 2654481.644 | 1248358.1224
91 | 2654454.3364 | 1248348.2193
92 | 2654506.6642 | 1248367.0877
93 | 2654434.5414 | 1248341.5774
94 | 2654517.6904 | 1248370.6947
95 | 2654426.0522 | 1248338.7291
96 | 2654514.0475 | 1248388.2977
97 | 2654531.8139 | 1248375.3127
98 | 2654419.9609 | 1248336.6852
99 | 2654513.7371 | 1248389.7977
100 | 2654554.6044 | 1248317.1782
101 | 2654539.1005 | 1248311.9329
102 | 2654572.6884 | 1248322.2512
103 | 2654530.4992 | 1248309.023
104 | 2654515.7564 | 1248304.0352
105 | 2654503.0141 | 1248299.4087
106 | 2654457.0146 | 1248402.1318
107 | 2654449.6883 | 1248395.9892
108 | 2654401.4904 | 1248357.1854
109 | 2654552.3469 | 1248449.7387
110 | 2654570.793 | 1248497.841
111 | 2654323.318 | 1248333.1415
112 | 2654411.4885 | 1248339.9208
113 | 2654557.0819 | 1248446.6565
114 | 2654583.4881 | 1248509.3925
115 | 2654495.0985 | 1248296.2471
116 | 2654480.0516 | 1248290.2371
117 | 2654509.4782 | 1248410.3778
118 | 2654598.8756 | 1248286.7302
119 | 2654601.4056 | 1248270.7965
120 | 2654508.8463 | 1248413.4314
121 | 2654552.7038 | 1248262.1658
122 | 2654566.6475 | 1248267.3319
123 | 2654577.3676 | 1248268.8766
124 | 2654319.6655 | 1248276.5501
125 | 2654318.7689 | 1248278.7543
126 | 2654331.6353 | 1248247.1256
127 | 2654323.5994 | 1248353.9913
128 | 2654416.7077 | 1248337.9276
129 | 2654378.1778 | 1248278.5447
130 | 2654369.8563 | 1248303.5095
131 | 2654368.0255 | 1248309.002
132 | 2654766.0309 | 1248212.6094
133 | 2654739.9099 | 1248224.4783
134 | 2654779.8768 | 1248207.5987
135 | 2654723.3131 | 1248237.9863
136 | 2654792.4115 | 1248240.2019
137 | 2654702.2198 | 1248243.5706
138 | 2654795.6447 | 1248268.8973
139 | 2654679.014 | 1248249.7142
140 | 2654788.7865 | 1248265.7652
141 | 2654523.6623 | 1248578.8728
142 | 2654548.3334 | 1248583.3486
143 | 2654498.0705 | 1248580.2338
144 | 2654655.8789 | 1248256.032
145 | 2654634.5675 | 1248262.3293
146 | 2654614.8141 | 1248267.3729
147 | 2654473.2082 | 1248476.5845
148 | 2654444.7103 | 1248475.3293
149 | 2654438.1206 | 1248475.0353
150 | 2654433.2279 | 1248474.7282
151 | 2654717.3661 | 1248380.7512
152 | 2654790.2263 | 1248340.9696
153 | 2654431.9623 | 1248518.2194
154 | 2654407.1578 | 1248510.6311
155 | 2654429.9325 | 1248526.284
156 | 2654385.1194 | 1248507.727
157 | 2654375.0502 | 1248527.8373
158 | 2654399.3696 | 1248507.6384
159 | 2654381.2138 | 1248566.3423
160 | 2654396.9213 | 1248544.493
161 | 2654421.4404 | 1248567.8901
162 | 2654570.0309 | 1248546.1514
163 | 2654552.895 | 1248555.7176
164 | 2654572.1774 | 1248533.1626
165 | 2654573.8323 | 1248546.8059
166 | 2654572.2405 | 1248532.7809
167 | 2654586.2885 | 1248548.9506
168 | 2654595.353 | 1248550.5113
169 | 2654598.4675 | 1248523.2263
170 | 2654605.225 | 1248412.8175

## line_std_types
| c_nf_per_km | r_ohm_per_km | x_ohm_per_km | max_i_ka | type | q_mm2 | alpha | voltage_rating
NAYY 4x50 SE | 210 | 0.642 | 0.083 | 0.142 | cs | 50 | 0.00403 | LV
NAYY 4x120 SE | 264 | 0.225 | 0.08 | 0.242 | cs | 120 | 0.00403 | LV
NAYY 4x150 SE | 261 | 0.208 | 0.08 | 0.27 | cs | 150 | 0.00403 | LV
NA2XS2Y 1x95 RM/25 12/20 kV | 216 | 0.313 | 0.132 | 0.252 | cs | 95 | 0.00403 | MV
NA2XS2Y 1x185 RM/25 12/20 kV | 273 | 0.161 | 0.117 | 0.362 | cs | 185 | 0.00403 | MV
NA2XS2Y 1x240 RM/25 12/20 kV | 304 | 0.122 | 0.112 | 0.421 | cs | 240 | 0.00403 | MV
NA2XS2Y 1x95 RM/25 6/10 kV | 315 | 0.313 | 0.123 | 0.249 | cs | 95 | 0.00403 | MV
NA2XS2Y 1x185 RM/25 6/10 kV | 406 | 0.161 | 0.11 | 0.358 | cs | 185 | 0.00403 | MV
NA2XS2Y 1x240 RM/25 6/10 kV | 456 | 0.122 | 0.105 | 0.416 | cs | 240 | 0.00403 | MV
NA2XS2Y 1x150 RM/25 12/20 kV | 250 | 0.206 | 0.116 | 0.319 | cs | 150 | 0.00403 | MV
NA2XS2Y 1x120 RM/25 12/20 kV | 230 | 0.253 | 0.119 | 0.283 | cs | 120 | 0.00403 | MV
NA2XS2Y 1x70 RM/25 12/20 kV | 190 | 0.443 | 0.132 | 0.22 | cs | 70 | 0.00403 | MV
NA2XS2Y 1x150 RM/25 6/10 kV | 360 | 0.206 | 0.11 | 0.315 | cs | 150 | 0.00403 | MV
NA2XS2Y 1x120 RM/25 6/10 kV | 340 | 0.253 | 0.113 | 0.28 | cs | 120 | 0.00403 | MV
NA2XS2Y 1x70 RM/25 6/10 kV | 280 | 0.443 | 0.123 | 0.217 | cs | 70 | 0.00403 | MV
N2XS(FL)2Y 1x120 RM/35 64/110 kV | 112 | 0.153 | 0.166 | 0.366 | cs | 120 | 0.00393 | HV
N2XS(FL)2Y 1x185 RM/35 64/110 kV | 125 | 0.099 | 0.156 | 0.457 | cs | 185 | 0.00393 | HV
N2XS(FL)2Y 1x240 RM/35 64/110 kV | 135 | 0.075 | 0.149 | 0.526 | cs | 240 | 0.00393 | HV
N2XS(FL)2Y 1x300 RM/35 64/110 kV | 144 | 0.06 | 0.144 | 0.588 | cs | 300 | 0.00393 | HV
15-AL1/3-ST1A 0.4 | 11 | 1.8769 | 0.35 | 0.105 | ol | 16 | 0.00403 | LV
24-AL1/4-ST1A 0.4 | 11.25 | 1.2012 | 0.335 | 0.14 | ol | 24 | 0.00403 | LV
48-AL1/8-ST1A 0.4 | 12.2 | 0.5939 | 0.3 | 0.21 | ol | 48 | 0.00403 | LV
94-AL1/15-ST1A 0.4 | 13.2 | 0.306 | 0.29 | 0.35 | ol | 94 | 0.00403 | LV
34-AL1/6-ST1A 10.0 | 9.7 | 0.8342 | 0.36 | 0.17 | ol | 34 | 0.00403 | MV
48-AL1/8-ST1A 10.0 | 10.1 | 0.5939 | 0.35 | 0.21 | ol | 48 | 0.00403 | MV
70-AL1/11-ST1A 10.0 | 10.4 | 0.4132 | 0.339 | 0.29 | ol | 70 | 0.00403 | MV
94-AL1/15-ST1A 10.0 | 10.75 | 0.306 | 0.33 | 0.35 | ol | 94 | 0.00403 | MV
122-AL1/20-ST1A 10.0 | 11.1 | 0.2376 | 0.323 | 0.41 | ol | 122 | 0.00403 | MV
149-AL1/24-ST1A 10.0 | 11.25 | 0.194 | 0.315 | 0.47 | ol | 149 | 0.00403 | MV
34-AL1/6-ST1A 20.0 | 9.15 | 0.8342 | 0.382 | 0.17 | ol | 34 | 0.00403 | MV
48-AL1/8-ST1A 20.0 | 9.5 | 0.5939 | 0.372 | 0.21 | ol | 48 | 0.00403 | MV
70-AL1/11-ST1A 20.0 | 9.7 | 0.4132 | 0.36 | 0.29 | ol | 70 | 0.00403 | MV
94-AL1/15-ST1A 20.0 | 10 | 0.306 | 0.35 | 0.35 | ol | 94 | 0.00403 | MV
122-AL1/20-ST1A 20.0 | 10.3 | 0.2376 | 0.344 | 0.41 | ol | 122 | 0.00403 | MV
149-AL1/24-ST1A 20.0 | 10.5 | 0.194 | 0.337 | 0.47 | ol | 149 | 0.00403 | MV
184-AL1/30-ST1A 20.0 | 10.75 | 0.1571 | 0.33 | 0.535 | ol | 184 | 0.00403 | MV
243-AL1/39-ST1A 20.0 | 11 | 0.1188 | 0.32 | 0.645 | ol | 243 | 0.00403 | MV
48-AL1/8-ST1A 110.0 | 8 | 0.5939 | 0.46 | 0.21 | ol | 48 | 0.00403 | HV
70-AL1/11-ST1A 110.0 | 8.4 | 0.4132 | 0.45 | 0.29 | ol | 70 | 0.00403 | HV
94-AL1/15-ST1A 110.0 | 8.65 | 0.306 | 0.44 | 0.35 | ol | 94 | 0.00403 | HV
122-AL1/20-ST1A 110.0 | 8.5 | 0.2376 | 0.43 | 0.41 | ol | 122 | 0.00403 | HV
149-AL1/24-ST1A 110.0 | 8.75 | 0.194 | 0.41 | 0.47 | ol | 149 | 0.00403 | HV
184-AL1/30-ST1A 110.0 | 8.8 | 0.1571 | 0.4 | 0.535 | ol | 184 | 0.00403 | HV
243-AL1/39-ST1A 110.0 | 9 | 0.1188 | 0.39 | 0.645 | ol | 243 | 0.00403 | HV
305-AL1/39-ST1A 110.0 | 9.2 | 0.0949 | 0.38 | 0.74 | ol | 305 | 0.00403 | HV
490-AL1/64-ST1A 110.0 | 9.75 | 0.059 | 0.37 | 0.96 | ol | 490 | 0.00403 | HV
679-AL1/86-ST1A 110.0 | 9.95 | 0.042 | 0.36 | 1.15 | ol | 679 | 0.00403 | HV
490-AL1/64-ST1A 220.0 | 10 | 0.059 | 0.285 | 0.96 | ol | 490 | 0.00403 | HV
679-AL1/86-ST1A 220.0 | 11.7 | 0.042 | 0.275 | 1.15 | ol | 679 | 0.00403 | HV
490-AL1/64-ST1A 380.0 | 11 | 0.059 | 0.253 | 0.96 | ol | 490 | 0.00403 | HV
679-AL1/86-ST1A 380.0 | 14.6 | 0.042 | 0.25 | 1.15 | ol | 679 | 0.00403 | HV

## trafo_std_types
| i0_percent | pfe_kw | vkr_percent | sn_mva | vn_lv_kv | vn_hv_kv | vk_percent | shift_degree | vector_group | tap_side | tap_neutral | tap_min | tap_max | tap_step_degree | tap_step_percent | tap_phase_shifter
160 MVA 380/110 kV | 0.06 | 60 | 0.25 | 160 | 110 | 380 | 12.2 | 0 | Yy0 | hv | 0 | -9 | 9 | 0 | 1.5 | FALSE
100 MVA 220/110 kV | 0.06 | 55 | 0.26 | 100 | 110 | 220 | 12 | 0 | Yy0 | hv | 0 | -9 | 9 | 0 | 1.5 | FALSE
63 MVA 110/20 kV | 0.04 | 22 | 0.32 | 63 | 20 | 110 | 18 | 150 | YNd5 | hv | 0 | -9 | 9 | 0 | 1.5 | FALSE
40 MVA 110/20 kV | 0.05 | 18 | 0.34 | 40 | 20 | 110 | 16.2 | 150 | YNd5 | hv | 0 | -9 | 9 | 0 | 1.5 | FALSE
25 MVA 110/20 kV | 0.07 | 14 | 0.41 | 25 | 20 | 110 | 12 | 150 | YNd5 | hv | 0 | -9 | 9 | 0 | 1.5 | FALSE
63 MVA 110/10 kV | 0.04 | 22 | 0.32 | 63 | 10 | 110 | 18 | 150 | YNd5 | hv | 0 | -9 | 9 | 0 | 1.5 | FALSE
40 MVA 110/10 kV | 0.05 | 18 | 0.34 | 40 | 10 | 110 | 16.2 | 150 | YNd5 | hv | 0 | -9 | 9 | 0 | 1.5 | FALSE
25 MVA 110/10 kV | 0.07 | 14 | 0.41 | 25 | 10 | 110 | 12 | 150 | YNd5 | hv | 0 | -9 | 9 | 0 | 1.5 | FALSE
0.25 MVA 20/0.4 kV | 0.32 | 0.8 | 1.44 | 0.25 | 0.4 | 20 | 6 | 150 | Yzn5 | hv | 0 | -2 | 2 | 0 | 2.5 | FALSE
0.4 MVA 20/0.4 kV | 0.3375 | 1.35 | 1.425 | 0.4 | 0.4 | 20 | 6 | 150 | Dyn5 | hv | 0 | -2 | 2 | 0 | 2.5 | FALSE
0.63 MVA 20/0.4 kV | 0.2619 | 1.65 | 1.206 | 0.63 | 0.4 | 20 | 6 | 150 | Dyn5 | hv | 0 | -2 | 2 | 0 | 2.5 | FALSE
0.25 MVA 10/0.4 kV | 0.24 | 0.6 | 1.2 | 0.25 | 0.4 | 10 | 4 | 150 | Dyn5 | hv | 0 | -2 | 2 | 0 | 2.5 | FALSE
0.4 MVA 10/0.4 kV | 0.2375 | 0.95 | 1.325 | 0.4 | 0.4 | 10 | 4 | 150 | Dyn5 | hv | 0 | -2 | 2 | 0 | 2.5 | FALSE
0.63 MVA 10/0.4 kV | 0.1873 | 1.18 | 1.0794 | 0.63 | 0.4 | 10 | 4 | 150 | Dyn5 | hv | 0 | -2 | 2 | 0 | 2.5 | FALSE

## trafo3w_std_types
| sn_hv_mva | sn_mv_mva | sn_lv_mva | vn_hv_kv | vn_mv_kv | vn_lv_kv | vk_hv_percent | vk_mv_percent | vk_lv_percent | vkr_hv_percent | vkr_mv_percent | vkr_lv_percent | pfe_kw | i0_percent | shift_mv_degree | shift_lv_degree | vector_group | tap_side | tap_neutral | tap_min | tap_max | tap_step_percent
63/25/38 MVA 110/20/10 kV | 63 | 25 | 38 | 110 | 20 | 10 | 10.4 | 10.4 | 10.4 | 0.28 | 0.32 | 0.35 | 35 | 0.89 | 0 | 0 | YN0yn0yn0 | hv | 0 | -10 | 10 | 1.2
63/25/38 MVA 110/10/10 kV | 63 | 25 | 38 | 110 | 10 | 10 | 10.4 | 10.4 | 10.4 | 0.28 | 0.32 | 0.35 | 35 | 0.89 | 0 | 0 | YN0yn0yn0 | hv | 0 | -10 | 10 | 1.2

## fuse_std_types
| fuse_type | i_rated_a | t_avg | t_min | t_total | x_avg | x_min | x_total
HV 100A | HV 100A | 100 | 0 | [10.0, 3.64, 0.854, 0.281, 0.1, 0.0531, 0.022, 0.01] | [10.0, 4.267, 1.21, 0.403, 0.1, 0.058, 0.022, 0.01] | 0 | [300.0, 350.0, 450.0, 550.0, 700.0, 850.0, 1200.0, 1752.0] | [600.0, 700.0, 900.0, 1150.0, 1665.0, 2000.0, 3000.0, 4313.0]
HV 10A | HV 10A | 10 | 0 | [10.0, 1675.0, 0.344, 0.156, 0.1, 0.0417, 0.0171, 0.01] | [10.0, 1.3, 0.3, 0.155, 0.1, 0.0555, 0.023, 0.01] | 0 | [30.0, 32.0, 35.0, 37.0, 39.0, 50.0, 70.0, 88.0] | [60.0, 70.0, 80.0, 87.0, 94.0, 110.0, 150.0, 216.0]
HV 125A | HV 125A | 125 | 0 | [10.0, 1.82, 0.344, 0.1, 0.0467, 0.0269, 0.01] | [10.0, 2.478, 0.426, 0.1, 0.0427, 0.0211, 0.01] | 0 | [375.0, 500.0, 700.0, 925.0, 1200.0, 1500.0, 2341.0] | [750.0, 1000.0, 1500.0, 2200.0, 3000.0, 4000.0, 5765.0]
HV 160A | HV 160A | 160 | 0 | [10.0, 4.15, 1.03, 0.198, 0.1, 0.051, 0.0172, 0.01] | [10.0, 2.3, 0.734, 0.274, 0.1, 0.046, 0.0177, 0.01] | 0 | [480.0, 550.0, 700.0, 1000.0, 1260.0, 1600.0, 2500.0, 3227.0] | [960.0, 1300.0, 1700.0, 2200.0, 2996.0, 4000.0, 6000.0, 7946.0]
HV 16A | HV 16A | 16 | 0 | [10.0, 0.352, 0.164, 0.1, 0.0649, 0.0342, 0.01] | [10.0, 2.34, 0.722, 0.181, 0.1, 0.055, 0.0296, 0.01] | 0 | [48.0, 60.0, 65.0, 71.0, 80.0, 100.0, 162.0] | [96.0, 110.0, 125.0, 150.0, 168.0, 200.0, 250.0, 398.0]
HV 200A | HV 200A | 200 | 0 | [10.0, 4.267, 1.21, 0.403, 0.1, 0.058, 0.022, 0.01] | [10.0, 3.73, 1.654, 0.328, 0.1, 0.0531, 0.019, 0.01] | 0 | [600.0, 700.0, 900.0, 1150.0, 1665.0, 2000.0, 3000.0, 4313.0] | [1200.0, 1500.0, 1800.0, 2700.0, 3960.0, 5000.0, 7500.0, 10620.0]
HV 20A | HV 20A | 20 | 0 | [10.0, 1.3, 0.3, 0.155, 0.1, 0.0555, 0.023, 0.01] | [10.0, 1.3, 0.161, 0.1, 0.0611, 0.0399, 0.0141, 0.01] | 0 | [60.0, 70.0, 80.0, 87.0, 94.0, 110.0, 150.0, 216.0] | [120.0, 150.0, 200.0, 223.0, 260.0, 300.0, 450.0, 532.0]
HV 25A | HV 25A | 25 | 0 | [10.0, 2.512, 0.833, 0.299, 0.1, 0.0372, 0.0223, 0.01] | [10.0, 3.125, 0.597, 0.198, 0.1, 0.0378, 0.022, 0.01] | 0 | [75.0, 82.0, 90.0, 100.0, 124.0, 170.0, 200.0, 289.0] | [150.0, 170.0, 210.0, 250.0, 294.0, 400.0, 500.0, 711.0]
HV 31.5A | HV 31.5A | 31.5 | 0 | [10.0, 2.34, 0.722, 0.181, 0.1, 0.055, 0.0296, 0.01] | [10.0, 2.84, 0.368, 0.164, 0.1, 0.0621, 0.0378, 0.0195, 0.01] | 0 | [95.0, 110.0, 125.0, 150.0, 165.0, 200.0, 250.0, 390.0] | [189.0, 220.0, 300.0, 350.0, 393.0, 450.0, 530.0, 700.0, 960.0]
HV 40A | HV 40A | 40 | 0 | [10.0, 1.3, 0.161, 0.1, 0.0611, 0.0399, 0.0141, 0.01] | [10.0, 2.05, 0.369, 0.198, 0.1, 0.051, 0.0298, 0.01] | 0 | [120.0, 150.0, 200.0, 223.0, 260.0, 300.0, 450.0, 532.0] | [240.0, 300.0, 400.0, 450.0, 530.0, 650.0, 800.0, 1311.0]
HV 50A | HV 50A | 50 | 0 | [10.0, 3.215, 0.597, 0.198, 0.1, 0.0378, 0.022, 0.01] | [10.0, 3.64, 0.854, 0.281, 0.1, 0.0531, 0.022, 0.01] | 0 | [150.0, 170.0, 210.0, 250.0, 294.0, 400.0, 500.0, 711.0] | [300.0, 350.0, 450.0, 550.0, 700.0, 850.0, 1200.0, 1752.0]
HV 6.3A | HV 6.3A | 6.3 | 0 | [10.0, 1.39, 0.344, 0.168, 0.1, 0.056, 0.0263, 0.01] | [10.0, 1.711, 0.516, 0.198, 0.1, 0.0634, 0.0303, 0.01] | 0 | [19.0, 19.5, 20.4, 20.8, 22.0, 25.0, 32.0, 48.0] | [38.0, 40.0, 43.0, 48.0, 53.0, 60.0, 75.0, 118.0]
HV 63A | HV 63A | 63 | 0 | [10.0, 2.84, 0.368, 0.164, 0.1, 0.0621, 0.0378, 0.0195, 0.01] | [10.0, 1.82, 0.344, 0.1, 0.0467, 0.0269, 0.01] | 0 | [189.0, 220.0, 300.0, 350.0, 393.0, 450.0, 530.0, 700.0, 961.0] | [378.0, 500.0, 700.0, 934.0, 1200.0, 1500.0, 2366.0]
HV 80A | HV 80A | 80 | 0 | [10.0, 2.05, 0.369, 0.198, 0.1, 0.051, 0.0298, 0.01] | [10.0, 4.15, 1.03, 0.198, 0.1, 0.051, 0.0172, 0.01] | 0 | [240.0, 300.0, 400.0, 450.0, 530.0, 650.0, 800.0, 1311.0] | [480.0, 550.0, 700.0, 1000.0, 1260.0, 1600.0, 2500.0, 3227.0]
Siemens NH-1-100 | Siemens NH-1-100 | 100 | [5400.0, 2000.0, 400.0, 20.0, 1.0, 0.2, 0.012, 0.004] | 0 | 0 | [150.0, 190.0, 250.0, 430.0, 900.0, 1250.0, 2700.0, 3600.0] | 0 | 0
Siemens NH-1-125 | Siemens NH-1-125 | 125 | [4800.0, 120.0, 7.0, 0.1, 0.004] | 0 | 0 | [180.0, 400.0, 740.0, 2000.0, 4250.0] | 0 | 0
Siemens NH-1-16 | Siemens NH-1-16 | 16 | [4000.0, 400.0, 2.0, 0.1, 0.04, 0.01] | 0 | 0 | [26.0, 35.0, 75.0, 150.0, 200.0, 300.0] | 0 | 0
Siemens NH-1-160 | Siemens NH-1-160 | 160 | [4800.0, 120.0, 7.0, 0.1, 0.004] | 0 | 0 | [210.0, 500.0, 900.0, 2300.0, 5000.0] | 0 | 0
Siemens NH-1-25 | Siemens NH-1-25 | 25 | [4000.0, 1000.0, 10.0, 0.2, 0.02, 0.01] | 0 | 0 | [40.0, 50.0, 100.0, 210.0, 400.0, 500.0] | 0 | 0
Siemens NH-1-50 | Siemens NH-1-50 | 50 | [4000.0, 40.0, 4.0, 1.0, 0.02, 0.01] | 0 | 0 | [86.0, 200.0, 300.0, 400.0, 1000.0, 1280.0] | 0 | 0
Siemens NH-1-63 | Siemens NH-1-63 | 63 | [4000.0, 100.0, 10.0, 2.0, 0.04, 0.01] | 0 | 0 | [100.0, 200.0, 300.0, 400.0, 1000.0, 1500.0] | 0 | 0
Siemens NH-1-80 | Siemens NH-1-80 | 80 | [4800.0, 120.0, 7.0, 0.1, 0.01] | 0 | 0 | [150.58, 250.0, 450.0, 1150.0, 2470.0] | 0 | 0
Siemens NH-2-1000 | Siemens NH-2-1000 | 1000 | [4800.0, 120.0, 7.0, 0.1, 0.004] | 0 | 0 | [1900.0, 3500.0, 8400.0, 24000.0, 52000.0] | 0 | 0
Siemens NH-2-200 | Siemens NH-2-200 | 200 | [4800.0, 120.0, 7.0, 0.1, 0.004] | 0 | 0 | [280.0, 650.0, 1200.0, 3000.0, 7000.0] | 0 | 0
Siemens NH-2-224 | Siemens NH-2-224 | 224 | [4800.0, 120.0, 7.0, 0.2, 0.04, 0.004] | 0 | 0 | [400.0, 750.0, 1453.0, 3025.0, 4315.0, 7600.0] | 0 | 0
Siemens NH-2-250 | Siemens NH-2-250 | 250 | [4800.0, 120.0, 7.0, 0.1, 0.004] | 0 | 0 | [450.0, 800.0, 1650.0, 4000.0, 8500.0] | 0 | 0
Siemens NH-2-315 | Siemens NH-2-315 | 315 | [4800.0, 120.0, 7.0, 0.1, 0.004] | 0 | 0 | [550.0, 920.0, 1900.0, 5000.0, 11000.0] | 0 | 0
Siemens NH-2-355 | Siemens NH-2-355 | 355 | [4800.0, 120.0, 6.0, 0.1, 0.004] | 0 | 0 | [650.0, 1116.27, 2350.0, 5840.0, 12790.0] | 0 | 0
Siemens NH-2-400 | Siemens NH-2-400 | 400 | [4800.0, 120.0, 7.0, 0.1, 0.004] | 0 | 0 | [720.0, 1350.0, 2800.0, 6500.0, 15000.0] | 0 | 0
Siemens NH-2-425 | Siemens NH-2-425 | 425 | [4800.0, 120.0, 7.0, 0.1, 0.004] | 0 | 0 | [850.0, 1500.0, 3050.0, 7500.0, 16500.0] | 0 | 0
Siemens NH-2-630 | Siemens NH-2-630 | 630 | [4800.0, 120.0, 7.0, 0.1, 0.004] | 0 | 0 | [1200.0, 2000.0, 4800.0, 12000.0, 26000.0] | 0 | 0

## dtypes
| element | column | dtype
0 | bus | name | object
1 | bus | vn_kv | float64
2 | bus | type | object
3 | bus | zone | object
4 | bus | in_service | bool
5 | load | name | object
6 | load | bus | uint32
7 | load | p_mw | float64
8 | load | q_mvar | float64
9 | load | const_z_percent | float64
10 | load | const_i_percent | float64
11 | load | sn_mva | float64
12 | load | scaling | float64
13 | load | in_service | bool
14 | load | type | object
15 | ext_grid | name | object
16 | ext_grid | bus | uint32
17 | ext_grid | vm_pu | float64
18 | ext_grid | va_degree | float64
19 | ext_grid | slack_weight | float64
20 | ext_grid | in_service | bool
21 | line | name | object
22 | line | std_type | object
23 | line | from_bus | uint32
24 | line | to_bus | uint32
25 | line | length_km | float64
26 | line | r_ohm_per_km | float64
27 | line | x_ohm_per_km | float64
28 | line | c_nf_per_km | float64
29 | line | g_us_per_km | float64
30 | line | max_i_ka | float64
31 | line | df | float64
32 | line | parallel | uint32
33 | line | type | object
34 | line | in_service | bool
35 | trafo | name | object
36 | trafo | std_type | object
37 | trafo | hv_bus | uint32
38 | trafo | lv_bus | uint32
39 | trafo | sn_mva | float64
40 | trafo | vn_hv_kv | float64
41 | trafo | vn_lv_kv | float64
42 | trafo | vk_percent | float64
43 | trafo | vkr_percent | float64
44 | trafo | pfe_kw | float64
45 | trafo | i0_percent | float64
46 | trafo | shift_degree | float64
47 | trafo | tap_side | object
48 | trafo | tap_neutral | int32
49 | trafo | tap_min | int32
50 | trafo | tap_max | int32
51 | trafo | tap_step_percent | float64
52 | trafo | tap_step_degree | float64
53 | trafo | tap_pos | int32
54 | trafo | tap_phase_shifter | bool
55 | trafo | parallel | uint32
56 | trafo | df | float64
57 | trafo | in_service | bool
58 | line_geodata | coords | object
59 | bus_geodata | x | float64
60 | bus_geodata | y | float64
61 | bus_geodata | coords | object

## parameters
| version | format_version | converged | OPF_converged | name | f_hz | sn_mva
0 | 2.14.6 | 2.14.0 | FALSE | FALSE |  | 50 | 1