## bus
| name | vn_kv | type | zone | in_service
0 | bus_LV_4271-4_0_5_node_0 | 0.4 | n |  | TRUE
1 | bus_LV_4271-4_0_5_node_1 | 0.4 | n |  | TRUE
2 | bus_LV_4271-4_0_5_node_4 | 0.4 | n |  | TRUE
3 | bus_LV_4271-4_0_5_node_2 | 0.4 | n |  | TRUE
4 | bus_LV_4271-4_0_5_node_5 | 0.4 | n |  | TRUE
5 | bus_LV_4271-4_0_5_node_6 | 0.4 | n |  | TRUE
6 | bus_LV_4271-4_0_5_node_65 | 0.4 | n |  | TRUE
7 | bus_LV_4271-4_0_5_node_114 | 0.4 | n |  | TRUE
8 | bus_LV_4271-4_0_5_node_8 | 0.4 | n |  | TRUE
9 | bus_LV_4271-4_0_5_node_7 | 0.4 | n |  | TRUE
10 | bus_LV_4271-4_0_5_node_26 | 0.4 | n |  | TRUE
11 | bus_LV_4271-4_0_5_node_25 | 0.4 | n |  | TRUE
12 | bus_LV_4271-4_0_5_node_9 | 0.4 | n |  | TRUE
13 | bus_LV_4271-4_0_5_node_10 | 0.4 | n |  | TRUE
14 | bus_LV_4271-4_0_5_node_11 | 0.4 | n |  | TRUE
15 | bus_LV_4271-4_0_5_node_12 | 0.4 | n |  | TRUE
16 | bus_LV_4271-4_0_5_node_13 | 0.4 | n |  | TRUE
17 | bus_LV_4271-4_0_5_node_14 | 0.4 | n |  | TRUE
18 | bus_LV_4271-4_0_5_node_15 | 0.4 | n |  | TRUE
19 | bus_LV_4271-4_0_5_node_152 | 0.4 | n |  | TRUE
20 | bus_LV_4271-4_0_5_node_29 | 0.4 | n |  | TRUE
21 | bus_LV_4271-4_0_5_node_153 | 0.4 | n |  | TRUE
22 | bus_LV_4271-4_0_5_node_115 | 0.4 | n |  | TRUE
23 | bus_LV_4271-4_0_5_node_28 | 0.4 | n |  | TRUE
24 | bus_LV_4271-4_0_5_node_16 | 0.4 | n |  | TRUE
25 | bus_LV_4271-4_0_5_node_17 | 0.4 | n |  | TRUE
26 | bus_LV_4271-4_0_5_node_18 | 0.4 | n |  | TRUE
27 | bus_LV_4271-4_0_5_node_19 | 0.4 | n |  | TRUE
28 | bus_LV_4271-4_0_5_node_20 | 0.4 | n |  | TRUE
29 | bus_LV_4271-4_0_5_node_21 | 0.4 | n |  | TRUE
30 | bus_LV_4271-4_0_5_node_81 | 0.4 | n |  | TRUE
31 | bus_LV_4271-4_0_5_node_82 | 0.4 | n |  | TRUE
32 | bus_LV_4271-4_0_5_node_22 | 0.4 | n |  | TRUE
33 | bus_LV_4271-4_0_5_node_23 | 0.4 | n |  | TRUE
34 | bus_LV_4271-4_0_5_node_24 | 0.4 | n |  | TRUE
35 | bus_LV_4271-4_0_5_node_97 | 0.4 | n |  | TRUE
36 | bus_LV_4271-4_0_5_node_183 | 0.4 | n |  | TRUE
37 | bus_LV_4271-4_0_5_node_95 | 0.4 | n |  | TRUE
38 | bus_LV_4271-4_0_5_node_27 | 0.4 | n |  | TRUE
39 | bus_LV_4271-4_0_5_node_30 | 0.4 | n |  | TRUE
40 | bus_LV_4271-4_0_5_node_96 | 0.4 | n |  | TRUE
41 | bus_LV_4271-4_0_5_node_31 | 0.4 | n |  | TRUE
42 | bus_LV_4271-4_0_5_node_33 | 0.4 | n |  | TRUE
43 | bus_LV_4271-4_0_5_node_35 | 0.4 | n |  | TRUE
44 | bus_LV_4271-4_0_5_node_36 | 0.4 | n |  | TRUE
45 | bus_LV_4271-4_0_5_node_68 | 0.4 | n |  | TRUE
46 | bus_LV_4271-4_0_5_node_70 | 0.4 | n |  | TRUE
47 | bus_LV_4271-4_0_5_node_66 | 0.4 | n |  | TRUE
48 | bus_LV_4271-4_0_5_node_161 | 0.4 | n |  | TRUE
49 | bus_LV_4271-4_0_5_node_143 | 0.4 | n |  | TRUE
50 | bus_LV_4271-4_0_5_node_38 | 0.4 | n |  | TRUE
51 | bus_LV_4271-4_0_5_node_39 | 0.4 | n |  | TRUE
52 | bus_LV_4271-4_0_5_node_37 | 0.4 | n |  | TRUE
53 | bus_LV_4271-4_0_5_node_159 | 0.4 | n |  | TRUE
54 | bus_LV_4271-4_0_5_node_67 | 0.4 | n |  | TRUE
55 | bus_LV_4271-4_0_5_node_158 | 0.4 | n |  | TRUE
56 | bus_LV_4271-4_0_5_node_157 | 0.4 | n |  | TRUE
57 | bus_LV_4271-4_0_5_node_156 | 0.4 | n |  | TRUE
58 | bus_LV_4271-4_0_5_node_40 | 0.4 | n |  | TRUE
59 | bus_LV_4271-4_0_5_node_41 | 0.4 | n |  | TRUE
60 | bus_LV_4271-4_0_5_node_42 | 0.4 | n |  | TRUE
61 | bus_LV_4271-4_0_5_node_43 | 0.4 | n |  | TRUE
62 | bus_LV_4271-4_0_5_node_44 | 0.4 | n |  | TRUE
63 | bus_LV_4271-4_0_5_node_45 | 0.4 | n |  | TRUE
64 | bus_LV_4271-4_0_5_node_46 | 0.4 | n |  | TRUE
65 | bus_LV_4271-4_0_5_node_47 | 0.4 | n |  | TRUE
66 | bus_LV_4271-4_0_5_node_87 | 0.4 | n |  | TRUE
67 | bus_LV_4271-4_0_5_node_84 | 0.4 | n |  | TRUE
68 | bus_LV_4271-4_0_5_node_135 | 0.4 | n |  | TRUE
69 | bus_LV_4271-4_0_5_node_110 | 0.4 | n |  | TRUE
70 | bus_LV_4271-4_0_5_node_85 | 0.4 | n |  | TRUE
71 | bus_LV_4271-4_0_5_node_48 | 0.4 | n |  | TRUE
72 | bus_LV_4271-4_0_5_node_49 | 0.4 | n |  | TRUE
73 | bus_LV_4271-4_0_5_node_50 | 0.4 | n |  | TRUE
74 | bus_LV_4271-4_0_5_node_51 | 0.4 | n |  | TRUE
75 | bus_LV_4271-4_0_5_node_52 | 0.4 | n |  | TRUE
76 | bus_LV_4271-4_0_5_node_53 | 0.4 | n |  | TRUE
77 | bus_LV_4271-4_0_5_node_54 | 0.4 | n |  | TRUE
78 | bus_LV_4271-4_0_5_node_55 | 0.4 | n |  | TRUE
79 | bus_LV_4271-4_0_5_node_56 | 0.4 | n |  | TRUE
80 | bus_LV_4271-4_0_5_node_142 | 0.4 | n |  | TRUE
81 | bus_LV_4271-4_0_5_node_118 | 0.4 | n |  | TRUE
82 | bus_LV_4271-4_0_5_node_146 | 0.4 | n |  | TRUE
83 | bus_LV_4271-4_0_5_node_149 | 0.4 | n |  | TRUE
84 | bus_LV_4271-4_0_5_node_105 | 0.4 | n |  | TRUE
85 | bus_LV_4271-4_0_5_node_116 | 0.4 | n |  | TRUE
86 | bus_LV_4271-4_0_5_node_145 | 0.4 | n |  | TRUE
87 | bus_LV_4271-4_0_5_node_150 | 0.4 | n |  | TRUE
88 | bus_LV_4271-4_0_5_node_57 | 0.4 | n |  | TRUE
89 | bus_LV_4271-4_0_5_node_58 | 0.4 | n |  | TRUE
90 | bus_LV_4271-4_0_5_node_59 | 0.4 | n |  | TRUE
91 | bus_LV_4271-4_0_5_node_60 | 0.4 | n |  | TRUE
92 | bus_LV_4271-4_0_5_node_61 | 0.4 | n |  | TRUE
93 | bus_LV_4271-4_0_5_node_62 | 0.4 | n |  | TRUE
94 | bus_LV_4271-4_0_5_node_63 | 0.4 | n |  | TRUE
95 | bus_LV_4271-4_0_5_node_64 | 0.4 | n |  | TRUE
96 | bus_LV_4271-4_0_5_node_141 | 0.4 | n |  | TRUE
97 | bus_LV_4271-4_0_5_node_139 | 0.4 | n |  | TRUE
98 | bus_LV_4271-4_0_5_node_91 | 0.4 | n |  | TRUE
99 | bus_LV_4271-4_0_5_node_140 | 0.4 | n |  | TRUE
100 | bus_LV_4271-4_0_5_node_92 | 0.4 | n |  | TRUE
101 | bus_LV_4271-4_0_5_node_154 | 0.4 | n |  | TRUE
102 | bus_LV_4271-4_0_5_node_69 | 0.4 | n |  | TRUE
103 | bus_LV_4271-4_0_5_node_134 | 0.4 | n |  | TRUE
104 | bus_LV_4271-4_0_5_node_102 | 0.4 | n |  | TRUE
105 | bus_LV_4271-4_0_5_node_132 | 0.4 | n |  | TRUE
106 | bus_LV_4271-4_0_5_node_100 | 0.4 | n |  | TRUE
107 | bus_LV_4271-4_0_5_node_71 | 0.4 | n |  | TRUE
108 | bus_LV_4271-4_0_5_node_72 | 0.4 | n |  | TRUE
109 | bus_LV_4271-4_0_5_node_73 | 0.4 | n |  | TRUE
110 | bus_LV_4271-4_0_5_node_74 | 0.4 | n |  | TRUE
111 | bus_LV_4271-4_0_5_node_75 | 0.4 | n |  | TRUE
112 | bus_LV_4271-4_0_5_node_76 | 0.4 | n |  | TRUE
113 | bus_LV_4271-4_0_5_node_77 | 0.4 | n |  | TRUE
114 | bus_LV_4271-4_0_5_node_127 | 0.4 | n |  | TRUE
115 | bus_LV_4271-4_0_5_node_147 | 0.4 | n |  | TRUE
116 | bus_LV_4271-4_0_5_node_109 | 0.4 | n |  | TRUE
117 | bus_LV_4271-4_0_5_node_128 | 0.4 | n |  | TRUE
118 | bus_LV_4271-4_0_5_node_90 | 0.4 | n |  | TRUE
119 | bus_LV_4271-4_0_5_node_148 | 0.4 | n |  | TRUE
120 | bus_LV_4271-4_0_5_node_107 | 0.4 | n |  | TRUE
121 | bus_LV_4271-4_0_5_node_78 | 0.4 | n |  | TRUE
122 | bus_LV_4271-4_0_5_node_79 | 0.4 | n |  | TRUE
123 | bus_LV_4271-4_0_5_node_80 | 0.4 | n |  | TRUE
124 | bus_LV_4271-4_0_5_node_83 | 0.4 | n |  | TRUE
125 | bus_LV_4271-4_0_5_node_98 | 0.4 | n |  | TRUE
126 | bus_LV_4271-4_0_5_node_144 | 0.4 | n |  | TRUE
127 | bus_LV_4271-4_0_5_node_133 | 0.4 | n |  | TRUE
128 | bus_LV_4271-4_0_5_node_131 | 0.4 | n |  | TRUE
129 | bus_LV_4271-4_0_5_node_88 | 0.4 | n |  | TRUE
130 | bus_LV_4271-4_0_5_node_89 | 0.4 | n |  | TRUE
131 | bus_LV_4271-4_0_5_node_86 | 0.4 | n |  | TRUE
132 | bus_LV_4271-4_0_5_node_112 | 0.4 | n |  | TRUE
133 | bus_LV_4271-4_0_5_node_121 | 0.4 | n |  | TRUE
134 | bus_LV_4271-4_0_5_node_126 | 0.4 | n |  | TRUE
135 | bus_LV_4271-4_0_5_node_111 | 0.4 | n |  | TRUE
136 | bus_LV_4271-4_0_5_node_108 | 0.4 | n |  | TRUE
137 | bus_LV_4271-4_0_5_node_113 | 0.4 | n |  | TRUE
138 | bus_LV_4271-4_0_5_node_129 | 0.4 | n |  | TRUE
139 | bus_LV_4271-4_0_5_node_119 | 0.4 | n |  | TRUE
140 | bus_LV_4271-4_0_5_node_93 | 0.4 | n |  | TRUE
141 | bus_LV_4271-4_0_5_node_94 | 0.4 | n |  | TRUE
142 | bus_LV_4271-4_0_5_node_99 | 0.4 | n |  | TRUE
143 | bus_LV_4271-4_0_5_node_130 | 0.4 | n |  | TRUE
144 | bus_LV_4271-4_0_5_node_101 | 0.4 | n |  | TRUE
145 | bus_LV_4271-4_0_5_node_103 | 0.4 | n |  | TRUE
146 | bus_LV_4271-4_0_5_node_104 | 0.4 | n |  | TRUE
147 | bus_LV_4271-4_0_5_node_136 | 0.4 | n |  | TRUE
148 | bus_LV_4271-4_0_5_node_137 | 0.4 | n |  | TRUE
149 | bus_LV_4271-4_0_5_node_106 | 0.4 | n |  | TRUE
150 | bus_LV_4271-4_0_5_node_160 | 0.4 | n |  | TRUE
151 | bus_LV_4271-4_0_5_node_162 | 0.4 | n |  | TRUE
152 | bus_LV_4271-4_0_5_node_163 | 0.4 | n |  | TRUE
153 | bus_LV_4271-4_0_5_node_117 | 0.4 | n |  | TRUE
154 | bus_LV_4271-4_0_5_node_120 | 0.4 | n |  | TRUE
155 | bus_LV_4271-4_0_5_node_122 | 0.4 | n |  | TRUE
156 | bus_LV_4271-4_0_5_node_123 | 0.4 | n |  | TRUE
157 | bus_LV_4271-4_0_5_node_124 | 0.4 | n |  | TRUE
158 | bus_LV_4271-4_0_5_node_125 | 0.4 | n |  | TRUE
159 | bus_LV_4271-4_0_5_node_138 | 0.4 | n |  | TRUE
160 | bus_LV_4271-4_0_5_node_164 | 0.4 | n |  | TRUE
161 | bus_LV_4271-4_0_5_node_165 | 0.4 | n |  | TRUE
162 | bus_LV_4271-4_0_5_node_166 | 0.4 | n |  | TRUE
163 | bus_LV_4271-4_0_5_node_178 | 0.4 | n |  | TRUE
164 | bus_LV_4271-4_0_5_node_167 | 0.4 | n |  | TRUE
165 | bus_LV_4271-4_0_5_node_168 | 0.4 | n |  | TRUE
166 | bus_LV_4271-4_0_5_node_169 | 0.4 | n |  | TRUE
167 | bus_LV_4271-4_0_5_node_170 | 0.4 | n |  | TRUE
168 | bus_LV_4271-4_0_5_node_171 | 0.4 | n |  | TRUE
169 | bus_LV_4271-4_0_5_node_172 | 0.4 | n |  | TRUE
170 | bus_LV_4271-4_0_5_node_173 | 0.4 | n |  | TRUE
171 | bus_LV_4271-4_0_5_node_176 | 0.4 | n |  | TRUE
172 | bus_LV_4271-4_0_5_node_181 | 0.4 | n |  | TRUE
173 | bus_LV_4271-4_0_5_node_174 | 0.4 | n |  | TRUE
174 | bus_LV_4271-4_0_5_node_175 | 0.4 | n |  | TRUE
175 | bus_LV_4271-4_0_5_node_177 | 0.4 | n |  | TRUE
176 | bus_LV_4271-4_0_5_node_179 | 0.4 | n |  | TRUE
177 | bus_LV_4271-4_0_5_node_180 | 0.4 | n |  | TRUE
178 | bus_LV_4271-4_0_5_node_182 | 0.4 | n |  | TRUE
179 | bus_MV_436_0_node_151 | 20 | n |  | TRUE

## load
| name | bus | p_mw | q_mvar | const_z_percent | const_i_percent | sn_mva | scaling | in_service | type
0 | LV_4271-4_0_5_load_0 | 0 | 0.010241 | 0.0025666 | 0 | 0 |  | 1 | TRUE | wye
1 | LV_4271-4_0_5_load_5 | 4 | 0.0056348 | 0.0014122 | 0 | 0 |  | 1 | TRUE | wye
2 | LV_4271-4_0_5_load_6 | 5 | 0.0059479 | 0.0014907 | 0 | 0 |  | 1 | TRUE | wye
3 | LV_4271-4_0_5_load_65 | 6 | 0.0023555 | 0.00059033 | 0 | 0 |  | 1 | TRUE | wye
4 | LV_4271-4_0_5_load_114 | 7 | 0.0021817 | 0.0005468 | 0 | 0 |  | 1 | TRUE | wye
5 | LV_4271-4_0_5_load_8 | 8 | 0.0025079 | 0.00062855 | 0 | 0 |  | 1 | TRUE | wye
6 | LV_4271-4_0_5_load_7 | 9 | 0.0042743 | 0.0010712 | 0 | 0 |  | 1 | TRUE | wye
7 | LV_4271-4_0_5_load_26 | 10 | 0.0071909 | 0.0018022 | 0 | 0 |  | 1 | TRUE | wye
8 | LV_4271-4_0_5_load_25 | 11 | 0.0058206 | 0.0014588 | 0 | 0 |  | 1 | TRUE | wye
9 | LV_4271-4_0_5_load_9 | 12 | 0.0044421 | 0.0011133 | 0 | 0 |  | 1 | TRUE | wye
10 | LV_4271-4_0_5_load_10 | 13 | 0.0022192 | 0.00055619 | 0 | 0 |  | 1 | TRUE | wye
11 | LV_4271-4_0_5_load_11 | 14 | 0.0093654 | 0.0023472 | 0 | 0 |  | 1 | TRUE | wye
12 | LV_4271-4_0_5_load_12 | 15 | 0.0018487 | 0.00046332 | 0 | 0 |  | 1 | TRUE | wye
13 | LV_4271-4_0_5_load_13 | 16 | 0.0029294 | 0.00073419 | 0 | 0 |  | 1 | TRUE | wye
14 | LV_4271-4_0_5_load_14 | 17 | 0.0022567 | 0.00056558 | 0 | 0 |  | 1 | TRUE | wye
15 | LV_4271-4_0_5_load_152 | 19 | 0.0013901 | 0.00034838 | 0 | 0 |  | 1 | TRUE | wye
16 | LV_4271-4_0_5_load_29 | 20 | 0.0058315 | 0.0014615 | 0 | 0 |  | 1 | TRUE | wye
17 | LV_4271-4_0_5_load_153 | 21 | 0.0006008 | 0.00015057 | 0 | 0 |  | 1 | TRUE | wye
18 | LV_4271-4_0_5_load_16 | 24 | 0.0017297 | 0.00043349 | 0 | 0 |  | 1 | TRUE | wye
19 | LV_4271-4_0_5_load_17 | 25 | 0.0016462 | 0.00041258 | 0 | 0 |  | 1 | TRUE | wye
20 | LV_4271-4_0_5_load_20 | 28 | 0.0023255 | 0.00058283 | 0 | 0 |  | 1 | TRUE | wye
21 | LV_4271-4_0_5_load_21 | 29 | 0.0017197 | 0.00043099 | 0 | 0 |  | 1 | TRUE | wye
22 | LV_4271-4_0_5_load_81 | 30 | 0.0024002 | 0.00060154 | 0 | 0 |  | 1 | TRUE | wye
23 | LV_4271-4_0_5_load_82 | 31 | 0.0014297 | 0.00035832 | 0 | 0 |  | 1 | TRUE | wye
24 | LV_4271-4_0_5_load_22 | 32 | 0.0020841 | 0.00052233 | 0 | 0 |  | 1 | TRUE | wye
25 | LV_4271-4_0_5_load_23 | 33 | 0.0015187 | 0.00038062 | 0 | 0 |  | 1 | TRUE | wye
26 | LV_4271-4_0_5_load_24 | 34 | 0.0020949 | 0.00052504 | 0 | 0 |  | 1 | TRUE | wye
27 | LV_4271-4_0_5_load_183 | 36 | 0.0023119 | 0.00057941 | 0 | 0 |  | 1 | TRUE | wye
28 | LV_4271-4_0_5_load_27 | 38 | 0.0065884 | 0.0016512 | 0 | 0 |  | 1 | TRUE | wye
29 | LV_4271-4_0_5_load_30 | 39 | 0.0054849 | 0.0013747 | 0 | 0 |  | 1 | TRUE | wye
30 | LV_4271-4_0_5_load_96 | 40 | 0.0037639 | 0.00094331 | 0 | 0 |  | 1 | TRUE | wye
31 | LV_4271-4_0_5_load_31 | 41 | 0.0018529 | 0.00046438 | 0 | 0 |  | 1 | TRUE | wye
32 | LV_4271-4_0_5_load_35 | 43 | 0.0024561 | 0.00061556 | 0 | 0 |  | 1 | TRUE | wye
33 | LV_4271-4_0_5_load_36 | 44 | 0.0014156 | 0.00035479 | 0 | 0 |  | 1 | TRUE | wye
34 | LV_4271-4_0_5_load_68 | 45 | 0.0016932 | 0.00042436 | 0 | 0 |  | 1 | TRUE | wye
35 | LV_4271-4_0_5_load_161 | 48 | 0.0012783 | 0.00032038 | 0 | 0 |  | 1 | TRUE | wye
36 | LV_4271-4_0_5_load_38 | 50 | 0.0025626 | 0.00064226 | 0 | 0 |  | 1 | TRUE | wye
37 | LV_4271-4_0_5_load_39 | 51 | 0.0026053 | 0.00065296 | 0 | 0 |  | 1 | TRUE | wye
38 | LV_4271-4_0_5_load_37 | 52 | 0.0015513 | 0.00038879 | 0 | 0 |  | 1 | TRUE | wye
39 | LV_4271-4_0_5_load_159 | 53 | 0.0017962 | 0.00045017 | 0 | 0 |  | 1 | TRUE | wye
40 | LV_4271-4_0_5_load_67 | 54 | 0.0020569 | 0.00051551 | 0 | 0 |  | 1 | TRUE | wye
41 | LV_4271-4_0_5_load_158 | 55 | 0.0016365 | 0.00041016 | 0 | 0 |  | 1 | TRUE | wye
42 | LV_4271-4_0_5_load_157 | 56 | 0.0019091 | 0.00047846 | 0 | 0 |  | 1 | TRUE | wye
43 | LV_4271-4_0_5_load_156 | 57 | 0.0023745 | 0.0005951 | 0 | 0 |  | 1 | TRUE | wye
44 | LV_4271-4_0_5_load_40 | 58 | 0.0029208 | 0.00073203 | 0 | 0 |  | 1 | TRUE | wye
45 | LV_4271-4_0_5_load_41 | 59 | 0.0036822 | 0.00092285 | 0 | 0 |  | 1 | TRUE | wye
46 | LV_4271-4_0_5_load_42 | 60 | 0.0029172 | 0.00073113 | 0 | 0 |  | 1 | TRUE | wye
47 | LV_4271-4_0_5_load_44 | 62 | 0.0028039 | 0.00070273 | 0 | 0 |  | 1 | TRUE | wye
48 | LV_4271-4_0_5_load_45 | 63 | 0.0029208 | 0.00073203 | 0 | 0 |  | 1 | TRUE | wye
49 | LV_4271-4_0_5_load_46 | 64 | 0.0031925 | 0.00080011 | 0 | 0 |  | 1 | TRUE | wye
50 | LV_4271-4_0_5_load_47 | 65 | 0.0027565 | 0.00069085 | 0 | 0 |  | 1 | TRUE | wye
51 | LV_4271-4_0_5_load_87 | 66 | 0.0020793 | 0.00052111 | 0 | 0 |  | 1 | TRUE | wye
52 | LV_4271-4_0_5_load_135 | 68 | 0.0026334 | 0.00065999 | 0 | 0 |  | 1 | TRUE | wye
53 | LV_4271-4_0_5_load_48 | 71 | 0.0044322 | 0.0011108 | 0 | 0 |  | 1 | TRUE | wye
54 | LV_4271-4_0_5_load_49 | 72 | 0.0024518 | 0.00061449 | 0 | 0 |  | 1 | TRUE | wye
55 | LV_4271-4_0_5_load_50 | 73 | 0.0019491 | 0.00048849 | 0 | 0 |  | 1 | TRUE | wye
56 | LV_4271-4_0_5_load_54 | 77 | 0.0017135 | 0.00042944 | 0 | 0 |  | 1 | TRUE | wye
57 | LV_4271-4_0_5_load_55 | 78 | 0.0027134 | 0.00068003 | 0 | 0 |  | 1 | TRUE | wye
58 | LV_4271-4_0_5_load_56 | 79 | 0.0013297 | 0.00033325 | 0 | 0 |  | 1 | TRUE | wye
59 | LV_4271-4_0_5_load_142 | 80 | 0.0028816 | 0.0007222 | 0 | 0 |  | 1 | TRUE | wye
60 | LV_4271-4_0_5_load_118 | 81 | 0.0017895 | 0.0004485 | 0 | 0 |  | 1 | TRUE | wye
61 | LV_4271-4_0_5_load_149 | 83 | 0.0029711 | 0.00074462 | 0 | 0 |  | 1 | TRUE | wye
62 | LV_4271-4_0_5_load_105 | 84 | 0.0016736 | 0.00041945 | 0 | 0 |  | 1 | TRUE | wye
63 | LV_4271-4_0_5_load_116 | 85 | 0.0021181 | 0.00053084 | 0 | 0 |  | 1 | TRUE | wye
64 | LV_4271-4_0_5_load_145 | 86 | 0.0018236 | 0.00045705 | 0 | 0 |  | 1 | TRUE | wye
65 | LV_4271-4_0_5_load_150 | 87 | 0.0047472 | 0.0011898 | 0 | 0 |  | 1 | TRUE | wye
66 | LV_4271-4_0_5_load_57 | 88 | 0.00080725 | 0.00020232 | 0 | 0 |  | 1 | TRUE | wye
67 | LV_4271-4_0_5_load_58 | 89 | 0.0013814 | 0.0003462 | 0 | 0 |  | 1 | TRUE | wye
68 | LV_4271-4_0_5_load_59 | 90 | 0.0013438 | 0.00033679 | 0 | 0 |  | 1 | TRUE | wye
69 | LV_4271-4_0_5_load_61 | 92 | 0.00068135 | 0.00017076 | 0 | 0 |  | 1 | TRUE | wye
70 | LV_4271-4_0_5_load_62 | 93 | 0.0037313 | 0.00093515 | 0 | 0 |  | 1 | TRUE | wye
71 | LV_4271-4_0_5_load_63 | 94 | 0.0051842 | 0.0012993 | 0 | 0 |  | 1 | TRUE | wye
72 | LV_4271-4_0_5_load_64 | 95 | 0.0025322 | 0.00063463 | 0 | 0 |  | 1 | TRUE | wye
73 | LV_4271-4_0_5_load_141 | 96 | 0.016421 | 0.0041156 | 0 | 0 |  | 1 | TRUE | wye
74 | LV_4271-4_0_5_load_139 | 97 | 0.0016912 | 0.00042387 | 0 | 0 |  | 1 | TRUE | wye
75 | LV_4271-4_0_5_load_91 | 98 | 0.0024004 | 0.00060159 | 0 | 0 |  | 1 | TRUE | wye
76 | LV_4271-4_0_5_load_140 | 99 | 0.0053565 | 0.0013425 | 0 | 0 |  | 1 | TRUE | wye
77 | LV_4271-4_0_5_load_92 | 100 | 0.0021519 | 0.00053931 | 0 | 0 |  | 1 | TRUE | wye
78 | LV_4271-4_0_5_load_154 | 101 | 0.0019018 | 0.00047664 | 0 | 0 |  | 1 | TRUE | wye
79 | LV_4271-4_0_5_load_69 | 102 | 0.0019538 | 0.00048966 | 0 | 0 |  | 1 | TRUE | wye
80 | LV_4271-4_0_5_load_134 | 103 | 0.0020207 | 0.00050644 | 0 | 0 |  | 1 | TRUE | wye
81 | LV_4271-4_0_5_load_102 | 104 | 0.0024127 | 0.00060468 | 0 | 0 |  | 1 | TRUE | wye
82 | LV_4271-4_0_5_load_132 | 105 | 0.0024092 | 0.0006038 | 0 | 0 |  | 1 | TRUE | wye
83 | LV_4271-4_0_5_load_100 | 106 | 0.0014955 | 0.0003748 | 0 | 0 |  | 1 | TRUE | wye
84 | LV_4271-4_0_5_load_71 | 107 | 0.0013864 | 0.00034747 | 0 | 0 |  | 1 | TRUE | wye
85 | LV_4271-4_0_5_load_72 | 108 | 0.001918 | 0.00048069 | 0 | 0 |  | 1 | TRUE | wye
86 | LV_4271-4_0_5_load_73 | 109 | 0.0014496 | 0.00036329 | 0 | 0 |  | 1 | TRUE | wye
87 | LV_4271-4_0_5_load_74 | 110 | 0.0018519 | 0.00046412 | 0 | 0 |  | 1 | TRUE | wye
88 | LV_4271-4_0_5_load_75 | 111 | 0.0015092 | 0.00037824 | 0 | 0 |  | 1 | TRUE | wye
89 | LV_4271-4_0_5_load_77 | 113 | 0.0020798 | 0.00052124 | 0 | 0 |  | 1 | TRUE | wye
90 | LV_4271-4_0_5_load_147 | 115 | 0.0021872 | 0.00054818 | 0 | 0 |  | 1 | TRUE | wye
91 | LV_4271-4_0_5_load_109 | 116 | 0.002081 | 0.00052154 | 0 | 0 |  | 1 | TRUE | wye
92 | LV_4271-4_0_5_load_128 | 117 | 0.0011078 | 0.00027765 | 0 | 0 |  | 1 | TRUE | wye
93 | LV_4271-4_0_5_load_148 | 119 | 0.003622 | 0.00090777 | 0 | 0 |  | 1 | TRUE | wye
94 | LV_4271-4_0_5_load_107 | 120 | 0.0017018 | 0.0004265 | 0 | 0 |  | 1 | TRUE | wye
95 | LV_4271-4_0_5_load_78 | 121 | 0.00078666 | 0.00019715 | 0 | 0 |  | 1 | TRUE | wye
96 | LV_4271-4_0_5_load_79 | 122 | 0.0026162 | 0.00065567 | 0 | 0 |  | 1 | TRUE | wye
97 | LV_4271-4_0_5_load_80 | 123 | 0.0073802 | 0.0018497 | 0 | 0 |  | 1 | TRUE | wye
98 | LV_4271-4_0_5_load_83 | 124 | 0.0024793 | 0.00062138 | 0 | 0 |  | 1 | TRUE | wye
99 | LV_4271-4_0_5_load_98 | 125 | 0.0045827 | 0.0011485 | 0 | 0 |  | 1 | TRUE | wye
100 | LV_4271-4_0_5_load_144 | 126 | 0.01134 | 0.0028421 | 0 | 0 |  | 1 | TRUE | wye
101 | LV_4271-4_0_5_load_131 | 128 | 0.0023254 | 0.00058281 | 0 | 0 |  | 1 | TRUE | wye
102 | LV_4271-4_0_5_load_88 | 129 | 0.0013872 | 0.00034766 | 0 | 0 |  | 1 | TRUE | wye
103 | LV_4271-4_0_5_load_89 | 130 | 0.0013298 | 0.00033329 | 0 | 0 |  | 1 | TRUE | wye
104 | LV_4271-4_0_5_load_86 | 131 | 0.004266 | 0.0010692 | 0 | 0 |  | 1 | TRUE | wye
105 | LV_4271-4_0_5_load_112 | 132 | 0.00093212 | 0.00023361 | 0 | 0 |  | 1 | TRUE | wye
106 | LV_4271-4_0_5_load_126 | 134 | 0.0010322 | 0.00025869 | 0 | 0 |  | 1 | TRUE | wye
107 | LV_4271-4_0_5_load_111 | 135 | 0.00095188 | 0.00023856 | 0 | 0 |  | 1 | TRUE | wye
108 | LV_4271-4_0_5_load_108 | 136 | 0.0021182 | 0.00053087 | 0 | 0 |  | 1 | TRUE | wye
109 | LV_4271-4_0_5_load_113 | 137 | 0.0019443 | 0.0004873 | 0 | 0 |  | 1 | TRUE | wye
110 | LV_4271-4_0_5_load_129 | 138 | 0.0036221 | 0.0009078 | 0 | 0 |  | 1 | TRUE | wye
111 | LV_4271-4_0_5_load_93 | 140 | 0.0010027 | 0.0002513 | 0 | 0 |  | 1 | TRUE | wye
112 | LV_4271-4_0_5_load_94 | 141 | 0.0022573 | 0.00056574 | 0 | 0 |  | 1 | TRUE | wye
113 | LV_4271-4_0_5_load_99 | 142 | 0.00081116 | 0.0002033 | 0 | 0 |  | 1 | TRUE | wye
114 | LV_4271-4_0_5_load_130 | 143 | 0.003934 | 0.00098596 | 0 | 0 |  | 1 | TRUE | wye
115 | LV_4271-4_0_5_load_101 | 144 | 0.0018365 | 0.00046027 | 0 | 0 |  | 1 | TRUE | wye
116 | LV_4271-4_0_5_load_103 | 145 | 0.00305 | 0.00076441 | 0 | 0 |  | 1 | TRUE | wye
117 | LV_4271-4_0_5_load_104 | 146 | 0.0021281 | 0.00053335 | 0 | 0 |  | 1 | TRUE | wye
118 | LV_4271-4_0_5_load_136 | 147 | 0.0014801 | 0.00037095 | 0 | 0 |  | 1 | TRUE | wye
119 | LV_4271-4_0_5_load_137 | 148 | 0.0027814 | 0.0006971 | 0 | 0 |  | 1 | TRUE | wye
120 | LV_4271-4_0_5_load_106 | 149 | 0.0020793 | 0.00052111 | 0 | 0 |  | 1 | TRUE | wye
121 | LV_4271-4_0_5_load_162 | 151 | 0.00092777 | 0.00023252 | 0 | 0 |  | 1 | TRUE | wye
122 | LV_4271-4_0_5_load_163 | 152 | 0.0032364 | 0.00081112 | 0 | 0 |  | 1 | TRUE | wye
123 | LV_4271-4_0_5_load_117 | 153 | 0.0022779 | 0.0005709 | 0 | 0 |  | 1 | TRUE | wye
124 | LV_4271-4_0_5_load_120 | 154 | 0.0058692 | 0.001471 | 0 | 0 |  | 1 | TRUE | wye
125 | LV_4271-4_0_5_load_122 | 155 | 0.0034195 | 0.00085701 | 0 | 0 |  | 1 | TRUE | wye
126 | LV_4271-4_0_5_load_123 | 156 | 0.0055525 | 0.0013916 | 0 | 0 |  | 1 | TRUE | wye
127 | LV_4271-4_0_5_load_124 | 157 | 0.0049673 | 0.0012449 | 0 | 0 |  | 1 | TRUE | wye
128 | LV_4271-4_0_5_load_138 | 159 | 0.002445 | 0.00061278 | 0 | 0 |  | 1 | TRUE | wye
129 | LV_4271-4_0_5_load_164 | 160 | 0.00065129 | 0.00016323 | 0 | 0 |  | 1 | TRUE | wye
130 | LV_4271-4_0_5_load_165 | 161 | 0.001138 | 0.00028522 | 0 | 0 |  | 1 | TRUE | wye
131 | LV_4271-4_0_5_load_166 | 162 | 0.0029342 | 0.00073538 | 0 | 0 |  | 1 | TRUE | wye
132 | LV_4271-4_0_5_load_167 | 164 | 0.00065543 | 0.00016427 | 0 | 0 |  | 1 | TRUE | wye
133 | LV_4271-4_0_5_load_168 | 165 | 0.0013682 | 0.0003429 | 0 | 0 |  | 1 | TRUE | wye
134 | LV_4271-4_0_5_load_169 | 166 | 0.00062924 | 0.0001577 | 0 | 0 |  | 1 | TRUE | wye
135 | LV_4271-4_0_5_load_170 | 167 | 0.0010538 | 0.00026411 | 0 | 0 |  | 1 | TRUE | wye
136 | LV_4271-4_0_5_load_171 | 168 | 0.0010306 | 0.0002583 | 0 | 0 |  | 1 | TRUE | wye
137 | LV_4271-4_0_5_load_172 | 169 | 0.0010233 | 0.00025648 | 0 | 0 |  | 1 | TRUE | wye
138 | LV_4271-4_0_5_load_173 | 170 | 0.0034113 | 0.00085496 | 0 | 0 |  | 1 | TRUE | wye
139 | LV_4271-4_0_5_load_176 | 171 | 0.0035875 | 0.0008991 | 0 | 0 |  | 1 | TRUE | wye
140 | LV_4271-4_0_5_load_174 | 173 | 0.001792 | 0.00044912 | 0 | 0 |  | 1 | TRUE | wye
141 | LV_4271-4_0_5_load_175 | 174 | 0.0041624 | 0.0010432 | 0 | 0 |  | 1 | TRUE | wye
142 | LV_4271-4_0_5_load_177 | 175 | 0.0010067 | 0.0002523 | 0 | 0 |  | 1 | TRUE | wye
143 | LV_4271-4_0_5_load_179 | 176 | 0.00052475 | 0.00013151 | 0 | 0 |  | 1 | TRUE | wye
144 | LV_4271-4_0_5_load_180 | 177 | 0.0041721 | 0.0010456 | 0 | 0 |  | 1 | TRUE | wye

## ext_grid
| name | bus | vm_pu | va_degree | slack_weight | in_service
0 |  | 127 | 1 | 0 | 1 | TRUE

## line
| name | std_type | from_bus | to_bus | length_km | r_ohm_per_km | x_ohm_per_km | c_nf_per_km | g_us_per_km | max_i_ka | df | parallel | type | in_service
0 | LV_4271-4_0_5_line_0 |  | 0 | 1 | 0.029239 | 0.125 | 0.08 | 261 | 0 | 0.364 | 1 | 1 | cs | TRUE
1 | LV_4271-4_0_5_line_1 |  | 1 | 2 | 0.034429 | 0.125 | 0.08 | 261 | 0 | 0.364 | 1 | 1 | cs | TRUE
2 | LV_4271-4_0_5_line_2 |  | 2 | 8 | 0.018154 | 0.125 | 0.08 | 261 | 0 | 0.364 | 1 | 1 | cs | TRUE
3 | LV_4271-4_0_5_line_3 |  | 3 | 4 | 0.014965 | 0.125 | 0.08 | 261 | 0 | 0.364 | 1 | 1 | cs | TRUE
4 | LV_4271-4_0_5_line_4 |  | 3 | 5 | 0.0072417 | 0.125 | 0.08 | 261 | 0 | 0.364 | 1 | 1 | cs | TRUE
5 | LV_4271-4_0_5_line_5 |  | 4 | 9 | 0.019701 | 0.125 | 0.08 | 261 | 0 | 0.364 | 1 | 1 | cs | TRUE
6 | LV_4271-4_0_5_line_6 |  | 5 | 8 | 0.02103 | 0.125 | 0.08 | 261 | 0 | 0.364 | 1 | 1 | cs | TRUE
7 | LV_4271-4_0_5_line_7 |  | 6 | 7 | 0.028787 | 0.125 | 0.08 | 261 | 0 | 0.364 | 1 | 1 | cs | TRUE
8 | LV_4271-4_0_5_line_8 |  | 7 | 22 | 0.035203 | 0.125 | 0.08 | 261 | 0 | 0.364 | 1 | 2 | cs | TRUE
9 | LV_4271-4_0_5_line_9 |  | 7 | 18 | 0.042274 | 0.125 | 0.08 | 261 | 0 | 0.364 | 1 | 1 | cs | TRUE
10 | LV_4271-4_0_5_line_10 |  | 9 | 10 | 0.020665 | 0.125 | 0.08 | 261 | 0 | 0.364 | 1 | 1 | cs | TRUE
11 | LV_4271-4_0_5_line_11 |  | 10 | 11 | 0.0012382 | 0.125 | 0.08 | 261 | 0 | 0.364 | 1 | 1 | cs | TRUE
12 | LV_4271-4_0_5_line_12 |  | 11 | 38 | 0.022402 | 0.125 | 0.08 | 261 | 0 | 0.364 | 1 | 1 | cs | TRUE
13 | LV_4271-4_0_5_line_13 |  | 12 | 13 | 0.00018438 | 0.125 | 0.08 | 261 | 0 | 0.364 | 1 | 1 | cs | TRUE
14 | LV_4271-4_0_5_line_14 |  | 12 | 14 | 0.032414 | 0.125 | 0.08 | 261 | 0 | 0.364 | 1 | 1 | cs | TRUE
15 | LV_4271-4_0_5_line_15 |  | 13 | 15 | 0.0030321 | 0.125 | 0.08 | 261 | 0 | 0.364 | 1 | 1 | cs | TRUE
16 | LV_4271-4_0_5_line_16 |  | 14 | 16 | 0.0010563 | 0.125 | 0.08 | 261 | 0 | 0.364 | 1 | 1 | cs | TRUE
17 | LV_4271-4_0_5_line_17 |  | 15 | 17 | 0.019368 | 0.125 | 0.08 | 261 | 0 | 0.364 | 1 | 1 | cs | TRUE
18 | LV_4271-4_0_5_line_18 |  | 16 | 18 | 0.023005 | 0.125 | 0.08 | 261 | 0 | 0.364 | 1 | 1 | cs | TRUE
19 | LV_4271-4_0_5_line_19 |  | 17 | 19 | 1.1977e-05 | 0.125 | 0.08 | 261 | 0 | 0.364 | 1 | 1 | cs | TRUE
20 | LV_4271-4_0_5_line_20 |  | 18 | 20 | 0.045764 | 0.125 | 0.08 | 261 | 0 | 0.364 | 1 | 1 | cs | TRUE
21 | LV_4271-4_0_5_line_21 |  | 19 | 21 | 0.020056 | 0.125 | 0.08 | 261 | 0 | 0.364 | 1 | 1 | cs | TRUE
22 | LV_4271-4_0_5_line_22 |  | 20 | 23 | 0.017463 | 0.125 | 0.08 | 261 | 0 | 0.364 | 1 | 1 | cs | TRUE
23 | LV_4271-4_0_5_line_23 |  | 21 | 101 | 0.0048269 | 0.125 | 0.08 | 261 | 0 | 0.364 | 1 | 1 | cs | TRUE
24 | LV_4271-4_0_5_line_24 |  | 22 | 57 | 0.01919 | 0.125 | 0.08 | 261 | 0 | 0.364 | 1 | 1 | cs | TRUE
25 | LV_4271-4_0_5_line_25 |  | 22 | 47 | 0.023137 | 0.125 | 0.08 | 261 | 0 | 0.364 | 1 | 3 | cs | TRUE
26 | LV_4271-4_0_5_line_26 |  | 23 | 39 | 0.038126 | 0.125 | 0.08 | 261 | 0 | 0.364 | 1 | 1 | cs | TRUE
27 | LV_4271-4_0_5_line_27 |  | 23 | 38 | 0.016578 | 0.125 | 0.08 | 261 | 0 | 0.364 | 1 | 1 | cs | TRUE
28 | LV_4271-4_0_5_line_28 |  | 24 | 25 | 0.032679 | 0.125 | 0.08 | 261 | 0 | 0.364 | 1 | 1 | cs | TRUE
29 | LV_4271-4_0_5_line_29 |  | 24 | 26 | 0.0086553 | 0.125 | 0.08 | 261 | 0 | 0.364 | 1 | 1 | cs | TRUE
30 | LV_4271-4_0_5_line_30 |  | 25 | 27 | 0.01238 | 0.125 | 0.08 | 261 | 0 | 0.364 | 1 | 1 | cs | TRUE
31 | LV_4271-4_0_5_line_31 |  | 26 | 28 | 0.016712 | 0.125 | 0.08 | 261 | 0 | 0.364 | 1 | 1 | cs | TRUE
32 | LV_4271-4_0_5_line_32 |  | 26 | 29 | 0.018203 | 0.125 | 0.08 | 261 | 0 | 0.364 | 1 | 1 | cs | TRUE
33 | LV_4271-4_0_5_line_33 |  | 27 | 32 | 0.026067 | 0.125 | 0.08 | 261 | 0 | 0.364 | 1 | 1 | cs | TRUE
34 | LV_4271-4_0_5_line_34 |  | 27 | 33 | 0.038022 | 0.125 | 0.08 | 261 | 0 | 0.364 | 1 | 1 | cs | TRUE
35 | LV_4271-4_0_5_line_35 |  | 28 | 34 | 0.018998 | 0.125 | 0.08 | 261 | 0 | 0.364 | 1 | 1 | cs | TRUE
36 | LV_4271-4_0_5_line_36 |  | 30 | 31 | 0.033949 | 0.125 | 0.08 | 261 | 0 | 0.364 | 1 | 1 | cs | TRUE
37 | LV_4271-4_0_5_line_37 |  | 31 | 124 | 0.025476 | 0.125 | 0.08 | 261 | 0 | 0.364 | 1 | 1 | cs | TRUE
38 | LV_4271-4_0_5_line_38 |  | 33 | 35 | 0.0027793 | 0.125 | 0.08 | 261 | 0 | 0.364 | 1 | 1 | cs | TRUE
39 | LV_4271-4_0_5_line_39 |  | 35 | 36 | 0.047735 | 0.125 | 0.08 | 261 | 0 | 0.364 | 1 | 1 | cs | TRUE
40 | LV_4271-4_0_5_line_40 |  | 35 | 37 | 0.027365 | 0.125 | 0.08 | 261 | 0 | 0.364 | 1 | 1 | cs | TRUE
41 | LV_4271-4_0_5_line_41 |  | 36 | 121 | 0.06994 | 0.125 | 0.08 | 261 | 0 | 0.364 | 1 | 1 | cs | TRUE
42 | LV_4271-4_0_5_line_42 |  | 37 | 40 | 0.016119 | 0.125 | 0.08 | 261 | 0 | 0.364 | 1 | 1 | cs | TRUE
43 | LV_4271-4_0_5_line_43 |  | 37 | 39 | 0.034062 | 0.125 | 0.08 | 261 | 0 | 0.364 | 1 | 1 | cs | TRUE
44 | LV_4271-4_0_5_line_44 |  | 40 | 125 | 0.02314 | 0.125 | 0.08 | 261 | 0 | 0.364 | 1 | 1 | cs | TRUE
45 | LV_4271-4_0_5_line_45 |  | 41 | 42 | 0.00974 | 0.125 | 0.08 | 261 | 0 | 0.364 | 1 | 1 | cs | TRUE
46 | LV_4271-4_0_5_line_46 |  | 42 | 43 | 0.02905 | 0.125 | 0.08 | 261 | 0 | 0.364 | 1 | 1 | cs | TRUE
47 | LV_4271-4_0_5_line_47 |  | 42 | 44 | 0.011988 | 0.125 | 0.08 | 261 | 0 | 0.364 | 1 | 1 | cs | TRUE
48 | LV_4271-4_0_5_line_48 |  | 43 | 50 | 0.0019103 | 0.125 | 0.08 | 261 | 0 | 0.364 | 1 | 1 | cs | TRUE
49 | LV_4271-4_0_5_line_49 |  | 44 | 51 | 0.0084078 | 0.125 | 0.08 | 261 | 0 | 0.364 | 1 | 1 | cs | TRUE
50 | LV_4271-4_0_5_line_50 |  | 45 | 46 | 0.05136 | 0.125 | 0.08 | 261 | 0 | 0.364 | 1 | 4 | cs | TRUE
51 | LV_4271-4_0_5_line_51 |  | 45 | 47 | 0.0085435 | 0.125 | 0.08 | 261 | 0 | 0.364 | 1 | 4 | cs | TRUE
52 | LV_4271-4_0_5_line_52 |  | 46 | 84 | 0.019281 | 0.125 | 0.08 | 261 | 0 | 0.364 | 1 | 4 | cs | TRUE
53 | LV_4271-4_0_5_line_53 |  | 46 | 104 | 0.019176 | 0.125 | 0.08 | 261 | 0 | 0.364 | 1 | 1 | cs | TRUE
54 | LV_4271-4_0_5_line_54 |  | 46 | 56 | 0.035691 | 0.125 | 0.08 | 261 | 0 | 0.364 | 1 | 1 | cs | TRUE
55 | LV_4271-4_0_5_line_55 |  | 47 | 54 | 0.028271 | 0.125 | 0.08 | 261 | 0 | 0.364 | 1 | 4 | cs | TRUE
56 | LV_4271-4_0_5_line_56 |  | 48 | 49 | 0.024684 | 0.125 | 0.08 | 261 | 0 | 0.364 | 1 | 1 | cs | TRUE
57 | LV_4271-4_0_5_line_57 |  | 49 | 76 | 0.019278 | 0.125 | 0.08 | 261 | 0 | 0.364 | 1 | 1 | cs | TRUE
58 | LV_4271-4_0_5_line_58 |  | 51 | 55 | 0.018462 | 0.125 | 0.08 | 261 | 0 | 0.364 | 1 | 1 | cs | TRUE
59 | LV_4271-4_0_5_line_59 |  | 52 | 53 | 0.0096873 | 0.125 | 0.08 | 261 | 0 | 0.364 | 1 | 1 | cs | TRUE
60 | LV_4271-4_0_5_line_60 |  | 53 | 56 | 0.012399 | 0.125 | 0.08 | 261 | 0 | 0.364 | 1 | 1 | cs | TRUE
61 | LV_4271-4_0_5_line_61 |  | 54 | 102 | 0.0060036 | 0.125 | 0.08 | 261 | 0 | 0.364 | 1 | 4 | cs | TRUE
62 | LV_4271-4_0_5_line_62 |  | 55 | 57 | 0.0065381 | 0.125 | 0.08 | 261 | 0 | 0.364 | 1 | 1 | cs | TRUE
63 | LV_4271-4_0_5_line_63 |  | 58 | 59 | 0.0021376 | 0.125 | 0.08 | 261 | 0 | 0.364 | 1 | 1 | cs | TRUE
64 | LV_4271-4_0_5_line_64 |  | 58 | 60 | 0.013436 | 0.125 | 0.08 | 261 | 0 | 0.364 | 1 | 1 | cs | TRUE
65 | LV_4271-4_0_5_line_65 |  | 59 | 61 | 0.022549 | 0.125 | 0.08 | 261 | 0 | 0.364 | 1 | 1 | cs | TRUE
66 | LV_4271-4_0_5_line_66 |  | 60 | 62 | 0.016254 | 0.125 | 0.08 | 261 | 0 | 0.364 | 1 | 1 | cs | TRUE
67 | LV_4271-4_0_5_line_67 |  | 61 | 63 | 0.011967 | 0.125 | 0.08 | 261 | 0 | 0.364 | 1 | 4 | cs | TRUE
68 | LV_4271-4_0_5_line_68 |  | 61 | 64 | 0.039491 | 0.125 | 0.08 | 261 | 0 | 0.364 | 1 | 4 | cs | TRUE
69 | LV_4271-4_0_5_line_69 |  | 62 | 65 | 0.013453 | 0.125 | 0.08 | 261 | 0 | 0.364 | 1 | 1 | cs | TRUE
70 | LV_4271-4_0_5_line_70 |  | 63 | 66 | 0.027736 | 0.125 | 0.08 | 261 | 0 | 0.364 | 1 | 4 | cs | TRUE
71 | LV_4271-4_0_5_line_71 |  | 64 | 67 | 0.022697 | 0.125 | 0.08 | 261 | 0 | 0.364 | 1 | 4 | cs | TRUE
72 | LV_4271-4_0_5_line_72 |  | 65 | 68 | 0.0004903 | 0.125 | 0.08 | 261 | 0 | 0.364 | 1 | 1 | cs | TRUE
73 | LV_4271-4_0_5_line_73 |  | 66 | 69 | 0.028369 | 0.125 | 0.08 | 261 | 0 | 0.364 | 1 | 4 | cs | TRUE
74 | LV_4271-4_0_5_line_74 |  | 67 | 70 | 0.038937 | 0.125 | 0.08 | 261 | 0 | 0.364 | 1 | 4 | cs | TRUE
75 | LV_4271-4_0_5_line_75 |  | 69 | 135 | 0.022882 | 0.125 | 0.08 | 261 | 0 | 0.364 | 1 | 4 | cs | TRUE
76 | LV_4271-4_0_5_line_76 |  | 69 | 136 | 0.02517 | 0.125 | 0.08 | 261 | 0 | 0.364 | 1 | 1 | cs | TRUE
77 | LV_4271-4_0_5_line_77 |  | 70 | 129 | 0.026145 | 0.125 | 0.08 | 261 | 0 | 0.364 | 1 | 1 | cs | TRUE
78 | LV_4271-4_0_5_line_78 |  | 70 | 130 | 0.030442 | 0.125 | 0.08 | 261 | 0 | 0.364 | 1 | 4 | cs | TRUE
79 | LV_4271-4_0_5_line_79 |  | 71 | 72 | 0.0050936 | 0.125 | 0.08 | 261 | 0 | 0.364 | 1 | 1 | cs | TRUE
80 | LV_4271-4_0_5_line_80 |  | 71 | 73 | 0.027417 | 0.125 | 0.08 | 261 | 0 | 0.364 | 1 | 1 | cs | TRUE
81 | LV_4271-4_0_5_line_81 |  | 72 | 74 | 0.014727 | 0.125 | 0.08 | 261 | 0 | 0.364 | 1 | 1 | cs | TRUE
82 | LV_4271-4_0_5_line_82 |  | 73 | 75 | 0.0024903 | 0.125 | 0.08 | 261 | 0 | 0.364 | 1 | 1 | cs | TRUE
83 | LV_4271-4_0_5_line_83 |  | 74 | 76 | 0.028784 | 0.125 | 0.08 | 261 | 0 | 0.364 | 1 | 4 | cs | TRUE
84 | LV_4271-4_0_5_line_84 |  | 74 | 77 | 0.0055473 | 0.125 | 0.08 | 261 | 0 | 0.364 | 1 | 4 | cs | TRUE
85 | LV_4271-4_0_5_line_85 |  | 75 | 78 | 0.014337 | 0.125 | 0.08 | 261 | 0 | 0.364 | 1 | 1 | cs | TRUE
86 | LV_4271-4_0_5_line_86 |  | 75 | 79 | 0.026384 | 0.125 | 0.08 | 261 | 0 | 0.364 | 1 | 1 | cs | TRUE
87 | LV_4271-4_0_5_line_87 |  | 76 | 80 | 0.017451 | 0.125 | 0.08 | 261 | 0 | 0.364 | 1 | 4 | cs | TRUE
88 | LV_4271-4_0_5_line_88 |  | 77 | 81 | 0.026945 | 0.125 | 0.08 | 261 | 0 | 0.364 | 1 | 4 | cs | TRUE
89 | LV_4271-4_0_5_line_89 |  | 78 | 82 | 0.03362 | 0.125 | 0.08 | 261 | 0 | 0.364 | 1 | 1 | cs | TRUE
90 | LV_4271-4_0_5_line_90 |  | 79 | 83 | 0.0040111 | 0.125 | 0.08 | 261 | 0 | 0.364 | 1 | 1 | cs | TRUE
91 | LV_4271-4_0_5_line_91 |  | 80 | 84 | 0.012375 | 0.125 | 0.08 | 261 | 0 | 0.364 | 1 | 4 | cs | TRUE
92 | LV_4271-4_0_5_line_92 |  | 81 | 85 | 0.025716 | 0.125 | 0.08 | 261 | 0 | 0.364 | 1 | 4 | cs | TRUE
93 | LV_4271-4_0_5_line_93 |  | 82 | 86 | 0.01103 | 0.125 | 0.08 | 261 | 0 | 0.364 | 1 | 1 | cs | TRUE
94 | LV_4271-4_0_5_line_94 |  | 83 | 87 | 0.0088493 | 0.125 | 0.08 | 261 | 0 | 0.364 | 1 | 1 | cs | TRUE
95 | LV_4271-4_0_5_line_95 |  | 85 | 153 | 0.026833 | 0.125 | 0.08 | 261 | 0 | 0.364 | 1 | 4 | cs | TRUE
96 | LV_4271-4_0_5_line_96 |  | 86 | 158 | 0.01715 | 0.125 | 0.08 | 261 | 0 | 0.364 | 1 | 1 | cs | TRUE
97 | LV_4271-4_0_5_line_97 |  | 88 | 89 | 0.011537 | 0.125 | 0.08 | 261 | 0 | 0.364 | 1 | 1 | cs | TRUE
98 | LV_4271-4_0_5_line_98 |  | 88 | 90 | 0.019567 | 0.125 | 0.08 | 261 | 0 | 0.364 | 1 | 1 | cs | TRUE
99 | LV_4271-4_0_5_line_99 |  | 89 | 91 | 0.014663 | 0.125 | 0.08 | 261 | 0 | 0.364 | 1 | 1 | cs | TRUE
100 | LV_4271-4_0_5_line_100 |  | 90 | 92 | 0.013173 | 0.125 | 0.08 | 261 | 0 | 0.364 | 1 | 1 | cs | TRUE
101 | LV_4271-4_0_5_line_101 |  | 91 | 93 | 0.011606 | 0.125 | 0.08 | 261 | 0 | 0.364 | 1 | 1 | cs | TRUE
102 | LV_4271-4_0_5_line_102 |  | 91 | 94 | 0.034068 | 0.125 | 0.08 | 261 | 0 | 0.364 | 1 | 1 | cs | TRUE
103 | LV_4271-4_0_5_line_103 |  | 92 | 95 | 0.023959 | 0.125 | 0.08 | 261 | 0 | 0.364 | 1 | 1 | cs | TRUE
104 | LV_4271-4_0_5_line_104 |  | 93 | 96 | 0.026095 | 0.125 | 0.08 | 261 | 0 | 0.364 | 1 | 1 | cs | TRUE
105 | LV_4271-4_0_5_line_105 |  | 94 | 97 | 0.016827 | 0.125 | 0.08 | 261 | 0 | 0.364 | 1 | 1 | cs | TRUE
106 | LV_4271-4_0_5_line_106 |  | 95 | 98 | 0.02532 | 0.125 | 0.08 | 261 | 0 | 0.364 | 1 | 1 | cs | TRUE
107 | LV_4271-4_0_5_line_107 |  | 97 | 99 | 0.0096867 | 0.125 | 0.08 | 261 | 0 | 0.364 | 1 | 1 | cs | TRUE
108 | LV_4271-4_0_5_line_108 |  | 98 | 100 | 0.0092498 | 0.125 | 0.08 | 261 | 0 | 0.364 | 1 | 1 | cs | TRUE
109 | LV_4271-4_0_5_line_109 |  | 100 | 140 | 0.018647 | 0.125 | 0.08 | 261 | 0 | 0.364 | 1 | 1 | cs | TRUE
110 | LV_4271-4_0_5_line_110 |  | 102 | 103 | 0.018833 | 0.125 | 0.08 | 261 | 0 | 0.364 | 1 | 4 | cs | TRUE
111 | LV_4271-4_0_5_line_111 |  | 103 | 105 | 0.0035247 | 0.125 | 0.08 | 261 | 0 | 0.364 | 1 | 4 | cs | TRUE
112 | LV_4271-4_0_5_line_112 |  | 104 | 106 | 0.0060113 | 0.125 | 0.08 | 261 | 0 | 0.364 | 1 | 1 | cs | TRUE
113 | LV_4271-4_0_5_line_113 |  | 105 | 128 | 0.025346 | 0.125 | 0.08 | 261 | 0 | 0.364 | 1 | 4 | cs | TRUE
114 | LV_4271-4_0_5_line_114 |  | 106 | 144 | 0.015064 | 0.125 | 0.08 | 261 | 0 | 0.364 | 1 | 1 | cs | TRUE
115 | LV_4271-4_0_5_line_115 |  | 107 | 108 | 0.0054885 | 0.125 | 0.08 | 261 | 0 | 0.364 | 1 | 1 | cs | TRUE
116 | LV_4271-4_0_5_line_116 |  | 107 | 109 | 0.027094 | 0.125 | 0.08 | 261 | 0 | 0.364 | 1 | 1 | cs | TRUE
117 | LV_4271-4_0_5_line_117 |  | 108 | 110 | 0.013508 | 0.125 | 0.08 | 261 | 0 | 0.364 | 1 | 1 | cs | TRUE
118 | LV_4271-4_0_5_line_118 |  | 109 | 111 | 0.00014659 | 0.125 | 0.08 | 261 | 0 | 0.364 | 1 | 1 | cs | TRUE
119 | LV_4271-4_0_5_line_119 |  | 110 | 112 | 0.0069284 | 0.125 | 0.08 | 261 | 0 | 0.364 | 1 | 1 | cs | TRUE
120 | LV_4271-4_0_5_line_120 |  | 111 | 113 | 0.031012 | 0.125 | 0.08 | 261 | 0 | 0.364 | 1 | 1 | cs | TRUE
121 | LV_4271-4_0_5_line_121 |  | 112 | 114 | 0.022318 | 0.125 | 0.08 | 261 | 0 | 0.364 | 1 | 1 | cs | TRUE
122 | LV_4271-4_0_5_line_122 |  | 112 | 115 | 0.017629 | 0.125 | 0.08 | 261 | 0 | 0.364 | 1 | 1 | cs | TRUE
123 | LV_4271-4_0_5_line_123 |  | 113 | 116 | 0.00028034 | 0.125 | 0.08 | 261 | 0 | 0.364 | 1 | 1 | cs | TRUE
124 | LV_4271-4_0_5_line_124 |  | 114 | 117 | 0.015712 | 0.125 | 0.08 | 261 | 0 | 0.364 | 1 | 1 | cs | TRUE
125 | LV_4271-4_0_5_line_125 |  | 114 | 118 | 0.025131 | 0.125 | 0.08 | 261 | 0 | 0.364 | 1 | 1 | cs | TRUE
126 | LV_4271-4_0_5_line_126 |  | 115 | 119 | 0.0027633 | 0.125 | 0.08 | 261 | 0 | 0.364 | 1 | 1 | cs | TRUE
127 | LV_4271-4_0_5_line_127 |  | 116 | 120 | 0.00031352 | 0.125 | 0.08 | 261 | 0 | 0.364 | 1 | 1 | cs | TRUE
128 | LV_4271-4_0_5_line_128 |  | 118 | 134 | 0.016356 | 0.125 | 0.08 | 261 | 0 | 0.364 | 1 | 1 | cs | TRUE
129 | LV_4271-4_0_5_line_129 |  | 118 | 131 | 0.022269 | 0.125 | 0.08 | 261 | 0 | 0.364 | 1 | 1 | cs | TRUE
130 | LV_4271-4_0_5_line_130 |  | 120 | 149 | 0.023569 | 0.125 | 0.08 | 261 | 0 | 0.364 | 1 | 1 | cs | TRUE
131 | LV_4271-4_0_5_line_131 |  | 121 | 122 | 0.022669 | 0.125 | 0.08 | 261 | 0 | 0.364 | 1 | 1 | cs | TRUE
132 | LV_4271-4_0_5_line_132 |  | 122 | 123 | 0.041093 | 0.125 | 0.08 | 261 | 0 | 0.364 | 1 | 1 | cs | TRUE
133 | LV_4271-4_0_5_line_133 |  | 124 | 127 | 0.020427 | 0.125 | 0.08 | 261 | 0 | 0.364 | 1 | 1 | cs | TRUE
134 | LV_4271-4_0_5_line_134 |  | 125 | 126 | 0.03445 | 0.125 | 0.08 | 261 | 0 | 0.364 | 1 | 1 | cs | TRUE
135 | LV_4271-4_0_5_line_135 |  | 127 | 128 | 0.013943 | 0.125 | 0.08 | 261 | 0 | 0.364 | 1 | 4 | cs | TRUE
136 | LV_4271-4_0_5_line_136 |  | 129 | 132 | 0.023465 | 0.125 | 0.08 | 261 | 0 | 0.364 | 1 | 1 | cs | TRUE
137 | LV_4271-4_0_5_line_137 |  | 130 | 133 | 0.035925 | 0.125 | 0.08 | 261 | 0 | 0.364 | 1 | 4 | cs | TRUE
138 | LV_4271-4_0_5_line_138 |  | 132 | 137 | 0.033255 | 0.125 | 0.08 | 261 | 0 | 0.364 | 1 | 1 | cs | TRUE
139 | LV_4271-4_0_5_line_139 |  | 133 | 138 | 0.060323 | 0.125 | 0.08 | 261 | 0 | 0.364 | 1 | 2 | cs | TRUE
140 | LV_4271-4_0_5_line_140 |  | 133 | 139 | 0.010232 | 0.125 | 0.08 | 261 | 0 | 0.364 | 1 | 4 | cs | TRUE
141 | LV_4271-4_0_5_line_141 |  | 135 | 150 | 0.028646 | 0.125 | 0.08 | 261 | 0 | 0.364 | 1 | 4 | cs | TRUE
142 | LV_4271-4_0_5_line_142 |  | 136 | 149 | 0.0040317 | 0.125 | 0.08 | 261 | 0 | 0.364 | 1 | 1 | cs | TRUE
143 | LV_4271-4_0_5_line_143 |  | 138 | 143 | 0.0056304 | 0.125 | 0.08 | 261 | 0 | 0.364 | 1 | 1 | cs | TRUE
144 | LV_4271-4_0_5_line_144 |  | 139 | 154 | 0.032871 | 0.125 | 0.08 | 261 | 0 | 0.364 | 1 | 1 | cs | TRUE
145 | LV_4271-4_0_5_line_145 |  | 139 | 153 | 0.010001 | 0.125 | 0.08 | 261 | 0 | 0.364 | 1 | 4 | cs | TRUE
146 | LV_4271-4_0_5_line_146 |  | 140 | 141 | 0.010556 | 0.125 | 0.08 | 261 | 0 | 0.364 | 1 | 1 | cs | TRUE
147 | LV_4271-4_0_5_line_147 |  | 141 | 142 | 0.012086 | 0.125 | 0.08 | 261 | 0 | 0.364 | 1 | 1 | cs | TRUE
148 | LV_4271-4_0_5_line_148 |  | 142 | 143 | 0.013458 | 0.125 | 0.08 | 261 | 0 | 0.364 | 1 | 1 | cs | TRUE
149 | LV_4271-4_0_5_line_149 |  | 144 | 145 | 0.011711 | 0.125 | 0.08 | 261 | 0 | 0.364 | 1 | 1 | cs | TRUE
150 | LV_4271-4_0_5_line_150 |  | 145 | 146 | 0.010283 | 0.125 | 0.08 | 261 | 0 | 0.364 | 1 | 1 | cs | TRUE
151 | LV_4271-4_0_5_line_151 |  | 146 | 147 | 0.011064 | 0.125 | 0.08 | 261 | 0 | 0.364 | 1 | 1 | cs | TRUE
152 | LV_4271-4_0_5_line_152 |  | 147 | 148 | 0.009285 | 0.125 | 0.08 | 261 | 0 | 0.364 | 1 | 1 | cs | TRUE
153 | LV_4271-4_0_5_line_153 |  | 148 | 159 | 0.005056 | 0.125 | 0.08 | 261 | 0 | 0.364 | 1 | 1 | cs | TRUE
154 | LV_4271-4_0_5_line_154 |  | 150 | 151 | 0.031362 | 0.125 | 0.08 | 261 | 0 | 0.364 | 1 | 4 | cs | TRUE
155 | LV_4271-4_0_5_line_155 |  | 150 | 152 | 0.017272 | 0.125 | 0.08 | 261 | 0 | 0.364 | 1 | 1 | cs | TRUE
156 | LV_4271-4_0_5_line_156 |  | 151 | 160 | 0.0188 | 0.125 | 0.08 | 261 | 0 | 0.364 | 1 | 4 | cs | TRUE
157 | LV_4271-4_0_5_line_157 |  | 155 | 156 | 0.013419 | 0.125 | 0.08 | 261 | 0 | 0.364 | 1 | 1 | cs | TRUE
158 | LV_4271-4_0_5_line_158 |  | 156 | 157 | 0.025452 | 0.125 | 0.08 | 261 | 0 | 0.364 | 1 | 1 | cs | TRUE
159 | LV_4271-4_0_5_line_159 |  | 157 | 158 | 0.038031 | 0.125 | 0.08 | 261 | 0 | 0.364 | 1 | 1 | cs | TRUE
160 | LV_4271-4_0_5_line_160 |  | 160 | 161 | 0.069711 | 0.125 | 0.08 | 261 | 0 | 0.364 | 1 | 4 | cs | TRUE
161 | LV_4271-4_0_5_line_161 |  | 161 | 162 | 0.017563 | 0.125 | 0.08 | 261 | 0 | 0.364 | 1 | 4 | cs | TRUE
162 | LV_4271-4_0_5_line_162 |  | 162 | 163 | 0.01744 | 0.125 | 0.08 | 261 | 0 | 0.364 | 1 | 4 | cs | TRUE
163 | LV_4271-4_0_5_line_163 |  | 163 | 176 | 0.0057116 | 0.125 | 0.08 | 261 | 0 | 0.364 | 1 | 4 | cs | TRUE
164 | LV_4271-4_0_5_line_164 |  | 164 | 165 | 0.0069709 | 0.125 | 0.08 | 261 | 0 | 0.364 | 1 | 1 | cs | TRUE
165 | LV_4271-4_0_5_line_165 |  | 164 | 166 | 0.020521 | 0.125 | 0.08 | 261 | 0 | 0.364 | 1 | 1 | cs | TRUE
166 | LV_4271-4_0_5_line_166 |  | 165 | 167 | 0.00010516 | 0.125 | 0.08 | 261 | 0 | 0.364 | 1 | 1 | cs | TRUE
167 | LV_4271-4_0_5_line_167 |  | 166 | 168 | 0.0024525 | 0.125 | 0.08 | 261 | 0 | 0.364 | 1 | 1 | cs | TRUE
168 | LV_4271-4_0_5_line_168 |  | 167 | 169 | 0.022554 | 0.125 | 0.08 | 261 | 0 | 0.364 | 1 | 1 | cs | TRUE
169 | LV_4271-4_0_5_line_169 |  | 168 | 170 | 0.0073047 | 0.125 | 0.08 | 261 | 0 | 0.364 | 1 | 1 | cs | TRUE
170 | LV_4271-4_0_5_line_170 |  | 169 | 171 | 0.0027774 | 0.125 | 0.08 | 261 | 0 | 0.364 | 1 | 1 | cs | TRUE
171 | LV_4271-4_0_5_line_171 |  | 170 | 172 | 0.054173 | 0.125 | 0.08 | 261 | 0 | 0.364 | 1 | 1 | cs | TRUE
172 | LV_4271-4_0_5_line_172 |  | 171 | 173 | 0.0023256 | 0.125 | 0.08 | 261 | 0 | 0.364 | 1 | 1 | cs | TRUE
173 | LV_4271-4_0_5_line_173 |  | 172 | 178 | 0.049493 | 0.125 | 0.08 | 261 | 0 | 0.364 | 1 | 3 | cs | TRUE
174 | LV_4271-4_0_5_line_174 |  | 173 | 174 | 0.022679 | 0.125 | 0.08 | 261 | 0 | 0.364 | 1 | 1 | cs | TRUE
175 | LV_4271-4_0_5_line_175 |  | 174 | 175 | 0.0041272 | 0.125 | 0.08 | 261 | 0 | 0.364 | 1 | 1 | cs | TRUE
176 | LV_4271-4_0_5_line_176 |  | 176 | 177 | 0.0058637 | 0.125 | 0.08 | 261 | 0 | 0.364 | 1 | 4 | cs | TRUE
177 | LV_4271-4_0_5_line_177 |  | 177 | 178 | 0.033584 | 0.125 | 0.08 | 261 | 0 | 0.364 | 1 | 4 | cs | TRUE

## trafo
| name | std_type | hv_bus | lv_bus | sn_mva | vn_hv_kv | vn_lv_kv | vk_percent | vkr_percent | pfe_kw | i0_percent | shift_degree | tap_side | tap_neutral | tap_min | tap_max | tap_step_percent | tap_step_degree | tap_pos | tap_phase_shifter | parallel | df | in_service
0 | LV_4271-4_0_5_trafo_133 | 0.63 MVA 20/0.4 kV | 179 | 127 | 0.63 | 20 | 0.4 | 6 | 1.206 | 1.65 | 0.2619 | 150 | hv | 0 | -2 | 2 | 2.5 | 0 | 0 | FALSE | 1 | 1 | TRUE

## line_geodata
| x0 | y0 | x1 | y1 | x2 | y2 | x3 | y3 | x4 | y4 | x5 | y5 | x6 | y6 | x7 | y7 | x8 | y8 | x9 | y9 | x10 | y10 | x11 | y11
0 | 2635517.4487 | 1240651.0575 | 2635539.2681 | 1240631.5932
1 | 2635496.7295 | 1240623.5606 | 2635500.2778 | 1240628.2626 | 2635517.4487 | 1240651.0575
2 | 2635496.7295 | 1240623.5606 | 2635501.3551 | 1240618.7963 | 2635509.4911 | 1240610.6499
3 | 2635529.4691 | 1240590.6463 | 2635540.0426 | 1240580.0561
4 | 2635529.4691 | 1240590.6463 | 2635524.3517 | 1240595.7702
5 | 2635540.0426 | 1240580.0561 | 2635553.9624 | 1240566.1142
6 | 2635509.4911 | 1240610.6499 | 2635524.3517 | 1240595.7702
7 | 2635530.1443 | 1240445.6992 | 2635509.0948 | 1240465.336
8 | 2635476.5995 | 1240451.7975 | 2635509.0948 | 1240465.336
9 | 2635546.5625 | 1240484.8921 | 2635511.3628 | 1240466.281 | 2635509.0948 | 1240465.336
10 | 2635568.563 | 1240551.4905 | 2635553.9624 | 1240566.1142
11 | 2635569.4378 | 1240550.6143 | 2635568.563 | 1240551.4905
12 | 2635569.4378 | 1240550.6143 | 2635585.2658 | 1240534.7612
13 | 2635508.1619 | 1240526.3019 | 2635508.0365 | 1240526.4371
14 | 2635508.1619 | 1240526.3019 | 2635530.2019 | 1240502.5347
15 | 2635505.9748 | 1240528.6603 | 2635508.0365 | 1240526.4371
16 | 2635530.9201 | 1240501.7602 | 2635530.2019 | 1240502.5347
17 | 2635505.9748 | 1240528.6603 | 2635492.8051 | 1240542.862
18 | 2635546.5625 | 1240484.8921 | 2635530.9201 | 1240501.7602
19 | 2635492.8051 | 1240542.862 | 2635492.797 | 1240542.8708
20 | 2635546.5625 | 1240484.8921 | 2635582.8021 | 1240512.8398
21 | 2635479.1596 | 1240557.5768 | 2635492.797 | 1240542.8708
22 | 2635596.9791 | 1240523.0293 | 2635586.6936 | 1240515.8409 | 2635582.8021 | 1240512.8398
23 | 2635475.8775 | 1240561.1161 | 2635479.1596 | 1240557.5768
24 | 2635476.5995 | 1240451.7975 | 2635472.5975 | 1240459.7342 | 2635465.3919 | 1240467.0962
25 | 2635470.1842 | 1240429.5672 | 2635476.5995 | 1240451.7975
26 | 2635596.9791 | 1240523.0293 | 2635619.5849 | 1240544.8231 | 2635623.7862 | 1240550.0751
27 | 2635596.9791 | 1240523.0293 | 2635585.2658 | 1240534.7612
28 | 2635642.2295 | 1240661.2339 | 2635669.0402 | 1240642.5499
29 | 2635635.1284 | 1240666.1826 | 2635642.2295 | 1240661.2339
30 | 2635679.1969 | 1240635.4718 | 2635669.0402 | 1240642.5499
31 | 2635635.1284 | 1240666.1826 | 2635621.5922 | 1240675.9844
32 | 2635635.1284 | 1240666.1826 | 2635641.709 | 1240683.1542
33 | 2635679.1969 | 1240635.4718 | 2635688.3821 | 1240659.867
34 | 2635679.1969 | 1240635.4718 | 2635665.0757 | 1240607.3024 | 2635661.9411 | 1240601.5953
35 | 2635606.2049 | 1240687.1265 | 2635621.5922 | 1240675.9844
36 | 2635582.7911 | 1240441.9264 | 2635572.251 | 1240422.5283 | 2635567.3193 | 1240411.7284
37 | 2635567.3193 | 1240411.7284 | 2635565.9891 | 1240408.8154 | 2635557.1639 | 1240391.3292 | 2635555.8844 | 1240388.9672
38 | 2635660.6031 | 1240599.1593 | 2635661.9411 | 1240601.5953
39 | 2635660.6031 | 1240599.1593 | 2635661.3604 | 1240596.4287 | 2635659.5078 | 1240592.6819 | 2635658.4272 | 1240591.3079 | 2635659.1094 | 1240591.034 | 2635672.3891 | 1240583.0753 | 2635675.3933 | 1240581.4034 | 2635676.7247 | 1240578.7763 | 2635678.1391 | 1240577.4506 | 2635679.9743 | 1240576.55 | 2635682.9654 | 1240572.0317 | 2635689.2969 | 1240569.1131
40 | 2635645.0639 | 1240576.6739 | 2635648.8352 | 1240581.9888 | 2635652.5356 | 1240586.525 | 2635653.4131 | 1240587.7088 | 2635660.6031 | 1240599.1593
41 | 2635689.2969 | 1240569.1131 | 2635738.0768 | 1240518.9923
42 | 2635645.0639 | 1240576.6739 | 2635631.1094 | 1240584.7428
43 | 2635645.0639 | 1240576.6739 | 2635623.7862 | 1240550.0751
44 | 2635631.1094 | 1240584.7428 | 2635611.0772 | 1240596.326
45 | 2635433.6389 | 1240499.5383 | 2635426.8266 | 1240506.4997
46 | 2635433.6389 | 1240499.5383 | 2635461.8484 | 1240506.4772
47 | 2635433.6389 | 1240499.5383 | 2635442.0239 | 1240490.9714
48 | 2635463.7035 | 1240506.9335 | 2635461.8484 | 1240506.4772
49 | 2635442.0239 | 1240490.9714 | 2635447.9049 | 1240484.9627
50 | 2635413.6607 | 1240409.7287 | 2635462.1228 | 1240426.7379
51 | 2635470.1842 | 1240429.5672 | 2635462.1228 | 1240426.7379
52 | 2635413.6607 | 1240409.7287 | 2635395.3824 | 1240403.5911
53 | 2635413.6607 | 1240409.7287 | 2635427.5807 | 1240396.5389
54 | 2635413.6607 | 1240409.7287 | 2635418.9702 | 1240445.0229
55 | 2635470.1842 | 1240429.5672 | 2635492.5751 | 1240412.3074
56 | 2635356.6901 | 1240410.3343 | 2635369.986 | 1240411.0917 | 2635380.3847 | 1240415.8455
57 | 2635367.108 | 1240394.0971 | 2635364.4902 | 1240398.1619 | 2635362.3144 | 1240401.6734 | 2635360.8567 | 1240403.9328 | 2635356.6901 | 1240410.3343
58 | 2635460.8187 | 1240471.7687 | 2635447.9049 | 1240484.9627
59 | 2635403.4647 | 1240460.7516 | 2635410.2655 | 1240453.8529
60 | 2635418.9702 | 1240445.0229 | 2635410.2655 | 1240453.8529
61 | 2635492.5751 | 1240412.3074 | 2635497.3301 | 1240408.6421
62 | 2635460.8187 | 1240471.7687 | 2635465.3919 | 1240467.0962
63 | 2635544.9816 | 1240155.4062 | 2635543.4116 | 1240153.9556
64 | 2635554.8501 | 1240164.5238 | 2635544.9816 | 1240155.4062
65 | 2635526.8493 | 1240138.6535 | 2635543.4116 | 1240153.9556
66 | 2635554.8501 | 1240164.5238 | 2635566.789 | 1240175.5542
67 | 2635526.8493 | 1240138.6535 | 2635533.8517 | 1240128.949
68 | 2635526.8493 | 1240138.6535 | 2635508.5755 | 1240173.6624
69 | 2635576.6705 | 1240184.6838 | 2635566.789 | 1240175.5542
70 | 2635533.8517 | 1240128.949 | 2635537.7528 | 1240123.5424 | 2635553.1174 | 1240109.1259
71 | 2635498.0728 | 1240193.7834 | 2635508.5755 | 1240173.6624
72 | 2635577.0306 | 1240185.0165 | 2635576.6705 | 1240184.6838
73 | 2635573.8054 | 1240089.7143 | 2635553.1174 | 1240109.1259
74 | 2635498.0728 | 1240193.7834 | 2635477.8056 | 1240227.0614
75 | 2635573.8054 | 1240089.7143 | 2635589.6964 | 1240073.25
76 | 2635573.8054 | 1240089.7143 | 2635583.3578 | 1240102.0238 | 2635587.4252 | 1240110.7071
77 | 2635477.8056 | 1240227.0614 | 2635503.6235 | 1240231.1822
78 | 2635477.8056 | 1240227.0614 | 2635461.9731 | 1240253.0627
79 | 2635364.8883 | 1240363.5085 | 2635369.665 | 1240365.2771
80 | 2635339.1771 | 1240353.989 | 2635364.8883 | 1240363.5085
81 | 2635383.4758 | 1240370.3905 | 2635369.665 | 1240365.2771
82 | 2635336.8417 | 1240353.1243 | 2635339.1771 | 1240353.989
83 | 2635367.108 | 1240394.0971 | 2635383.4758 | 1240370.3905
84 | 2635383.4758 | 1240370.3905 | 2635386.6272 | 1240365.8253
85 | 2635336.8417 | 1240353.1243 | 2635323.3976 | 1240348.1435
86 | 2635336.8417 | 1240353.1243 | 2635337.7043 | 1240349.2158 | 2635356.5811 | 1240337.1903
87 | 2635367.108 | 1240394.0971 | 2635383.651 | 1240399.6519
88 | 2635401.9348 | 1240343.6502 | 2635386.6272 | 1240365.8253
89 | 2635293.9983 | 1240332.8457 | 2635297.5953 | 1240337.0364 | 2635319.6094 | 1240346.74 | 2635323.3976 | 1240348.1435
90 | 2635356.5811 | 1240337.1903 | 2635359.964 | 1240335.0351
91 | 2635395.3824 | 1240403.5911 | 2635383.651 | 1240399.6519
92 | 2635401.9348 | 1240343.6502 | 2635416.5441 | 1240322.4866
93 | 2635293.9983 | 1240332.8457 | 2635290.7818 | 1240322.2955
94 | 2635367.4274 | 1240330.2805 | 2635359.964 | 1240335.0351
95 | 2635416.5441 | 1240322.4866 | 2635431.7876 | 1240300.4042
96 | 2635285.7804 | 1240305.8908 | 2635290.7818 | 1240322.2955
97 | 2635642.1805 | 1240313.7294 | 2635653.6826 | 1240312.8342
98 | 2635622.6846 | 1240315.3947 | 2635640.6751 | 1240313.8466 | 2635642.1805 | 1240313.7294
99 | 2635667.259 | 1240309.1697 | 2635663.8844 | 1240312.0402 | 2635653.6826 | 1240312.8342
100 | 2635622.6846 | 1240315.3947 | 2635609.5598 | 1240316.5241
101 | 2635667.259 | 1240309.1697 | 2635677.6017 | 1240314.4352
102 | 2635667.259 | 1240309.1697 | 2635664.267 | 1240306.2611 | 2635651.6002 | 1240287.5843 | 2635648.033 | 1240281.1831
103 | 2635585.6484 | 1240317.1228 | 2635598.1578 | 1240317.5053 | 2635609.5598 | 1240316.5241
104 | 2635690.4482 | 1240337.149 | 2635677.6017 | 1240314.4352
105 | 2635641.2842 | 1240265.8077 | 2635645.3835 | 1240276.4288 | 2635648.033 | 1240281.1831
106 | 2635560.3405 | 1240316.349 | 2635585.6484 | 1240317.1228
107 | 2635637.7963 | 1240256.7707 | 2635641.2842 | 1240265.8077
108 | 2635560.3405 | 1240316.349 | 2635551.0949 | 1240316.0663
109 | 2635551.0949 | 1240316.0663 | 2635532.5894 | 1240315.5006 | 2635532.4563 | 1240315.4992
110 | 2635512.2462 | 1240397.1442 | 2635497.3301 | 1240408.6421
111 | 2635512.2462 | 1240397.1442 | 2635515.0378 | 1240394.9924
112 | 2635431.9443 | 1240392.4043 | 2635427.5807 | 1240396.5389
113 | 2635515.0378 | 1240394.9924 | 2635535.1118 | 1240379.5186
114 | 2635431.9443 | 1240392.4043 | 2635442.8787 | 1240382.0435
115 | 2635621.7969 | 1240189.8851 | 2635623.4361 | 1240195.1231 | 2635623.4361 | 1240195.1231
116 | 2635621.7969 | 1240189.8851 | 2635616.3283 | 1240172.4105 | 2635612.6022 | 1240164.4559
117 | 2635618.7102 | 1240207.5617 | 2635620.3554 | 1240205.7337 | 2635623.4361 | 1240195.1231
118 | 2635612.54 | 1240164.3232 | 2635612.6022 | 1240164.4559
119 | 2635614.0753 | 1240212.7116 | 2635618.7102 | 1240207.5617
120 | 2635612.54 | 1240164.3232 | 2635599.385 | 1240136.2393
121 | 2635614.0753 | 1240212.7116 | 2635602.2056 | 1240213.6411 | 2635591.8874 | 1240211.8226
122 | 2635614.0753 | 1240212.7116 | 2635619.4329 | 1240229.5063
123 | 2635599.2661 | 1240135.9854 | 2635599.385 | 1240136.2393
124 | 2635591.8874 | 1240211.8226 | 2635589.8204 | 1240227.3982
125 | 2635591.8874 | 1240211.8226 | 2635567.0662 | 1240207.449
126 | 2635620.2727 | 1240232.1389 | 2635619.4329 | 1240229.5063
127 | 2635599.1331 | 1240135.7015 | 2635599.2661 | 1240135.9854
128 | 2635567.0662 | 1240207.449 | 2635564.7685 | 1240223.643
129 | 2635567.0662 | 1240207.449 | 2635559.7996 | 1240206.1714 | 2635545.1452 | 1240203.525
130 | 2635589.1354 | 1240114.3581 | 2635599.1331 | 1240135.7015
131 | 2635738.0768 | 1240518.9923 | 2635750.56 | 1240523.3402 | 2635759.9065 | 1240521.9399
132 | 2635795.6093 | 1240539.3628 | 2635765.1778 | 1240529.2763 | 2635759.9065 | 1240521.9399 | 2635759.9065 | 1240521.9399
133 | 2635546.1552 | 1240371.0059 | 2635555.8844 | 1240388.9672
134 | 2635581.2539 | 1240613.5707 | 2635611.0772 | 1240596.326
135 | 2635546.1552 | 1240371.0059 | 2635535.1118 | 1240379.5186
136 | 2635503.6235 | 1240231.1822 | 2635526.7957 | 1240234.8807
137 | 2635443.2891 | 1240283.7472 | 2635461.9731 | 1240253.0627
138 | 2635559.6352 | 1240240.1221 | 2635526.7957 | 1240234.8807
139 | 2635443.2891 | 1240283.7472 | 2635456.886 | 1240292.3893 | 2635468.696 | 1240302.6886 | 2635473.8673 | 1240312.9482 | 2635484.9173 | 1240315.0155 | 2635490.7276 | 1240315.0746
140 | 2635443.2891 | 1240283.7472 | 2635437.4694 | 1240292.1734
141 | 2635609.5905 | 1240052.6383 | 2635589.6964 | 1240073.25
142 | 2635589.1354 | 1240114.3581 | 2635587.4252 | 1240110.7071
143 | 2635490.7276 | 1240315.0746 | 2635496.3578 | 1240315.1319
144 | 2635437.4694 | 1240292.1734 | 2635428.6821 | 1240293.5886 | 2635418.9729 | 1240292.3744 | 2635405.5153 | 1240297.1417
145 | 2635437.4694 | 1240292.1734 | 2635431.7876 | 1240300.4042
146 | 2635521.9013 | 1240315.3918 | 2635532.4563 | 1240315.4992
147 | 2635509.8155 | 1240315.2688 | 2635521.9013 | 1240315.3918
148 | 2635509.8155 | 1240315.2688 | 2635496.3578 | 1240315.1319
149 | 2635451.3793 | 1240373.9888 | 2635442.8787 | 1240382.0435
150 | 2635451.3793 | 1240373.9888 | 2635458.8437 | 1240366.9161
151 | 2635458.8437 | 1240366.9161 | 2635460.6403 | 1240365.2137 | 2635467.3197 | 1240359.8148
152 | 2635474.5408 | 1240353.9781 | 2635467.3197 | 1240359.8148
153 | 2635478.473 | 1240350.7998 | 2635474.5408 | 1240353.9781
154 | 2635609.5905 | 1240052.6383 | 2635633.7902 | 1240032.6901
155 | 2635609.5905 | 1240052.6383 | 2635593.9206 | 1240045.3731
156 | 2635633.7902 | 1240032.6901 | 2635648.2971 | 1240020.7318
157 | 2635351.0883 | 1240265.2863 | 2635351.0883 | 1240265.2863 | 2635339.6921 | 1240272.3718
158 | 2635318.0776 | 1240285.8104 | 2635339.6921 | 1240272.3718
159 | 2635285.7804 | 1240305.8908 | 2635318.0776 | 1240285.8104
160 | 2635648.2971 | 1240020.7318 | 2635702.6349 | 1239977.0626
161 | 2635716.4002 | 1239966.1552 | 2635702.6349 | 1239977.0626
162 | 2635729.8577 | 1239955.0645 | 2635720.3803 | 1239963.0015 | 2635716.4002 | 1239966.1552
163 | 2635729.8577 | 1239955.0645 | 2635734.3533 | 1239951.5415
164 | 2635675.8382 | 1239846.8504 | 2635670.3576 | 1239842.5426
165 | 2635691.9718 | 1239859.5316 | 2635675.8382 | 1239846.8504
166 | 2635670.2749 | 1239842.4776 | 2635670.3576 | 1239842.5426
167 | 2635691.9718 | 1239859.5316 | 2635694.0163 | 1239860.8862
168 | 2635652.5431 | 1239828.5401 | 2635670.2749 | 1239842.4776
169 | 2635694.0163 | 1239860.8862 | 2635700.1057 | 1239864.9208
170 | 2635652.5431 | 1239828.5401 | 2635650.3595 | 1239826.8238
171 | 2635748.3824 | 1239888.8003 | 2635732.1182 | 1239883.4881 | 2635721.4191 | 1239878.276 | 2635711.9543 | 1239872.7712 | 2635700.1057 | 1239864.9208
172 | 2635648.5311 | 1239825.3867 | 2635650.3595 | 1239826.8238
173 | 2635748.3824 | 1239888.8003 | 2635747.548 | 1239891.7416 | 2635747.522 | 1239894.799 | 2635748.2983 | 1239897.75 | 2635749.8174 | 1239900.4053 | 2635751.9822 | 1239902.5752 | 2635754.6424 | 1239904.0922 | 2635757.602 | 1239904.8771 | 2635760.6723 | 1239904.8512 | 2635762.4716 | 1239912.4668 | 2635766.462 | 1239929.1793
174 | 2635648.5311 | 1239825.3867 | 2635630.7008 | 1239811.3718
175 | 2635630.7008 | 1239811.3718 | 2635627.456 | 1239808.8213
176 | 2635738.9687 | 1239947.9246 | 2635734.3533 | 1239951.5415
177 | 2635766.462 | 1239929.1793 | 2635760.2411 | 1239931.2543 | 2635738.9687 | 1239947.9246

## bus_geodata
| x | y | coords
0 | 2635539.2681 | 1240631.5932
1 | 2635517.4487 | 1240651.0575
2 | 2635496.7295 | 1240623.5606
3 | 2635529.4691 | 1240590.6463
4 | 2635540.0426 | 1240580.0561
5 | 2635524.3517 | 1240595.7702
6 | 2635530.1443 | 1240445.6992
7 | 2635509.0948 | 1240465.336
8 | 2635509.4911 | 1240610.6499
9 | 2635553.9624 | 1240566.1142
10 | 2635568.563 | 1240551.4905
11 | 2635569.4378 | 1240550.6143
12 | 2635508.1619 | 1240526.3019
13 | 2635508.0365 | 1240526.4371
14 | 2635530.2019 | 1240502.5347
15 | 2635505.9748 | 1240528.6603
16 | 2635530.9201 | 1240501.7602
17 | 2635492.8051 | 1240542.862
18 | 2635546.5625 | 1240484.8921
19 | 2635492.797 | 1240542.8708
20 | 2635582.8021 | 1240512.8398
21 | 2635479.1596 | 1240557.5768
22 | 2635476.5995 | 1240451.7975
23 | 2635596.9791 | 1240523.0293
24 | 2635642.2295 | 1240661.2339
25 | 2635669.0402 | 1240642.5499
26 | 2635635.1284 | 1240666.1826
27 | 2635679.1969 | 1240635.4718
28 | 2635621.5922 | 1240675.9844
29 | 2635641.709 | 1240683.1542
30 | 2635582.7911 | 1240441.9264
31 | 2635567.3193 | 1240411.7284
32 | 2635688.3821 | 1240659.867
33 | 2635661.9411 | 1240601.5953
34 | 2635606.2049 | 1240687.1265
35 | 2635660.6031 | 1240599.1593
36 | 2635689.2969 | 1240569.1131
37 | 2635645.0639 | 1240576.6739
38 | 2635585.2658 | 1240534.7612
39 | 2635623.7862 | 1240550.0751
40 | 2635631.1094 | 1240584.7428
41 | 2635426.8266 | 1240506.4997
42 | 2635433.6389 | 1240499.5383
43 | 2635461.8484 | 1240506.4772
44 | 2635442.0239 | 1240490.9714
45 | 2635462.1228 | 1240426.7379
46 | 2635413.6607 | 1240409.7287
47 | 2635470.1842 | 1240429.5672
48 | 2635380.3847 | 1240415.8455
49 | 2635356.6901 | 1240410.3343
50 | 2635463.7035 | 1240506.9335
51 | 2635447.9049 | 1240484.9627
52 | 2635403.4647 | 1240460.7516
53 | 2635410.2655 | 1240453.8529
54 | 2635492.5751 | 1240412.3074
55 | 2635460.8187 | 1240471.7687
56 | 2635418.9702 | 1240445.0229
57 | 2635465.3919 | 1240467.0962
58 | 2635544.9816 | 1240155.4062
59 | 2635543.4116 | 1240153.9556
60 | 2635554.8501 | 1240164.5238
61 | 2635526.8493 | 1240138.6535
62 | 2635566.789 | 1240175.5542
63 | 2635533.8517 | 1240128.949
64 | 2635508.5755 | 1240173.6624
65 | 2635576.6705 | 1240184.6838
66 | 2635553.1174 | 1240109.1259
67 | 2635498.0728 | 1240193.7834
68 | 2635577.0306 | 1240185.0165
69 | 2635573.8054 | 1240089.7143
70 | 2635477.8056 | 1240227.0614
71 | 2635364.8883 | 1240363.5085
72 | 2635369.665 | 1240365.2771
73 | 2635339.1771 | 1240353.989
74 | 2635383.4758 | 1240370.3905
75 | 2635336.8417 | 1240353.1243
76 | 2635367.108 | 1240394.0971
77 | 2635386.6272 | 1240365.8253
78 | 2635323.3976 | 1240348.1435
79 | 2635356.5811 | 1240337.1903
80 | 2635383.651 | 1240399.6519
81 | 2635401.9348 | 1240343.6502
82 | 2635293.9983 | 1240332.8457
83 | 2635359.964 | 1240335.0351
84 | 2635395.3824 | 1240403.5911
85 | 2635416.5441 | 1240322.4866
86 | 2635290.7818 | 1240322.2955
87 | 2635367.4274 | 1240330.2805
88 | 2635642.1805 | 1240313.7294
89 | 2635653.6826 | 1240312.8342
90 | 2635622.6846 | 1240315.3947
91 | 2635667.259 | 1240309.1697
92 | 2635609.5599 | 1240316.5241
93 | 2635677.6017 | 1240314.4352
94 | 2635648.033 | 1240281.1831
95 | 2635585.6484 | 1240317.1228
96 | 2635690.4482 | 1240337.149
97 | 2635641.2842 | 1240265.8077
98 | 2635560.3405 | 1240316.349
99 | 2635637.7963 | 1240256.7707
100 | 2635551.0949 | 1240316.0664
101 | 2635475.8775 | 1240561.1161
102 | 2635497.3301 | 1240408.6421
103 | 2635512.2462 | 1240397.1442
104 | 2635427.5807 | 1240396.5389
105 | 2635515.0378 | 1240394.9924
106 | 2635431.9443 | 1240392.4043
107 | 2635621.7969 | 1240189.8851
108 | 2635623.4361 | 1240195.1231
109 | 2635612.6022 | 1240164.4559
110 | 2635618.7102 | 1240207.5617
111 | 2635612.54 | 1240164.3232
112 | 2635614.0753 | 1240212.7116
113 | 2635599.385 | 1240136.2393
114 | 2635591.8874 | 1240211.8226
115 | 2635619.4329 | 1240229.5063
116 | 2635599.2661 | 1240135.9854
117 | 2635589.8204 | 1240227.3982
118 | 2635567.0662 | 1240207.449
119 | 2635620.2727 | 1240232.1389
120 | 2635599.1331 | 1240135.7015
121 | 2635738.0768 | 1240518.9923
122 | 2635759.9065 | 1240521.9399
123 | 2635795.6093 | 1240539.3628
124 | 2635555.8844 | 1240388.9672
125 | 2635611.0772 | 1240596.326
126 | 2635581.2539 | 1240613.5707
127 | 2635546.1552 | 1240371.0059
128 | 2635535.1118 | 1240379.5186
129 | 2635503.6235 | 1240231.1822
130 | 2635461.9731 | 1240253.0627
131 | 2635545.1452 | 1240203.525
132 | 2635526.7957 | 1240234.8807
133 | 2635443.2891 | 1240283.7472
134 | 2635564.7685 | 1240223.643
135 | 2635589.6964 | 1240073.25
136 | 2635587.4252 | 1240110.7071
137 | 2635559.6352 | 1240240.1221
138 | 2635490.7276 | 1240315.0746
139 | 2635437.4694 | 1240292.1734
140 | 2635532.4563 | 1240315.4992
141 | 2635521.9013 | 1240315.3918
142 | 2635509.8155 | 1240315.2688
143 | 2635496.3578 | 1240315.1319
144 | 2635442.8787 | 1240382.0435
145 | 2635451.3793 | 1240373.9888
146 | 2635458.8437 | 1240366.9161
147 | 2635467.3197 | 1240359.8148
148 | 2635474.5408 | 1240353.9781
149 | 2635589.1354 | 1240114.3581
150 | 2635609.5905 | 1240052.6383
151 | 2635633.7902 | 1240032.6901
152 | 2635593.9206 | 1240045.3731
153 | 2635431.7876 | 1240300.4042
154 | 2635405.5153 | 1240297.1417
155 | 2635351.0883 | 1240265.2863
156 | 2635339.6921 | 1240272.3718
157 | 2635318.0776 | 1240285.8104
158 | 2635285.7804 | 1240305.8908
159 | 2635478.473 | 1240350.7998
160 | 2635648.2971 | 1240020.7318
161 | 2635702.6349 | 1239977.0626
162 | 2635716.4002 | 1239966.1552
163 | 2635729.8577 | 1239955.0645
164 | 2635675.8382 | 1239846.8504
165 | 2635670.3576 | 1239842.5426
166 | 2635691.9718 | 1239859.5316
167 | 2635670.2749 | 1239842.4776
168 | 2635694.0163 | 1239860.8862
169 | 2635652.5431 | 1239828.5401
170 | 2635700.1057 | 1239864.9208
171 | 2635650.3595 | 1239826.8238
172 | 2635748.3824 | 1239888.8003
173 | 2635648.5311 | 1239825.3867
174 | 2635630.7008 | 1239811.3718
175 | 2635627.456 | 1239808.8213
176 | 2635734.3533 | 1239951.5415
177 | 2635738.9687 | 1239947.9246
178 | 2635766.462 | 1239929.1793
179 | 2635578.4722 | 1240386.209

## line_std_types
| c_nf_per_km | r_ohm_per_km | x_ohm_per_km | max_i_ka | type | q_mm2 | alpha | voltage_rating
NAYY 4x50 SE | 210 | 0.642 | 0.083 | 0.142 | cs | 50 | 0.00403 | LV
NAYY 4x120 SE | 264 | 0.225 | 0.08 | 0.242 | cs | 120 | 0.00403 | LV
NAYY 4x150 SE | 261 | 0.208 | 0.08 | 0.27 | cs | 150 | 0.00403 | LV
NA2XS2Y 1x95 RM/25 12/20 kV | 216 | 0.313 | 0.132 | 0.252 | cs | 95 | 0.00403 | MV
NA2XS2Y 1x185 RM/25 12/20 kV | 273 | 0.161 | 0.117 | 0.362 | cs | 185 | 0.00403 | MV
NA2XS2Y 1x240 RM/25 12/20 kV | 304 | 0.122 | 0.112 | 0.421 | cs | 240 | 0.00403 | MV
NA2XS2Y 1x95 RM/25 6/10 kV | 315 | 0.313 | 0.123 | 0.249 | cs | 95 | 0.00403 | MV
NA2XS2Y 1x185 RM/25 6/10 kV | 406 | 0.161 | 0.11 | 0.358 | cs | 185 | 0.00403 | MV
NA2XS2Y 1x240 RM/25 6/10 kV | 456 | 0.122 | 0.105 | 0.416 | cs | 240 | 0.00403 | MV
NA2XS2Y 1x150 RM/25 12/20 kV | 250 | 0.206 | 0.116 | 0.319 | cs | 150 | 0.00403 | MV
NA2XS2Y 1x120 RM/25 12/20 kV | 230 | 0.253 | 0.119 | 0.283 | cs | 120 | 0.00403 | MV
NA2XS2Y 1x70 RM/25 12/20 kV | 190 | 0.443 | 0.132 | 0.22 | cs | 70 | 0.00403 | MV
NA2XS2Y 1x150 RM/25 6/10 kV | 360 | 0.206 | 0.11 | 0.315 | cs | 150 | 0.00403 | MV
NA2XS2Y 1x120 RM/25 6/10 kV | 340 | 0.253 | 0.113 | 0.28 | cs | 120 | 0.00403 | MV
NA2XS2Y 1x70 RM/25 6/10 kV | 280 | 0.443 | 0.123 | 0.217 | cs | 70 | 0.00403 | MV
N2XS(FL)2Y 1x120 RM/35 64/110 kV | 112 | 0.153 | 0.166 | 0.366 | cs | 120 | 0.00393 | HV
N2XS(FL)2Y 1x185 RM/35 64/110 kV | 125 | 0.099 | 0.156 | 0.457 | cs | 185 | 0.00393 | HV
N2XS(FL)2Y 1x240 RM/35 64/110 kV | 135 | 0.075 | 0.149 | 0.526 | cs | 240 | 0.00393 | HV
N2XS(FL)2Y 1x300 RM/35 64/110 kV | 144 | 0.06 | 0.144 | 0.588 | cs | 300 | 0.00393 | HV
15-AL1/3-ST1A 0.4 | 11 | 1.8769 | 0.35 | 0.105 | ol | 16 | 0.00403 | LV
24-AL1/4-ST1A 0.4 | 11.25 | 1.2012 | 0.335 | 0.14 | ol | 24 | 0.00403 | LV
48-AL1/8-ST1A 0.4 | 12.2 | 0.5939 | 0.3 | 0.21 | ol | 48 | 0.00403 | LV
94-AL1/15-ST1A 0.4 | 13.2 | 0.306 | 0.29 | 0.35 | ol | 94 | 0.00403 | LV
34-AL1/6-ST1A 10.0 | 9.7 | 0.8342 | 0.36 | 0.17 | ol | 34 | 0.00403 | MV
48-AL1/8-ST1A 10.0 | 10.1 | 0.5939 | 0.35 | 0.21 | ol | 48 | 0.00403 | MV
70-AL1/11-ST1A 10.0 | 10.4 | 0.4132 | 0.339 | 0.29 | ol | 70 | 0.00403 | MV
94-AL1/15-ST1A 10.0 | 10.75 | 0.306 | 0.33 | 0.35 | ol | 94 | 0.00403 | MV
122-AL1/20-ST1A 10.0 | 11.1 | 0.2376 | 0.323 | 0.41 | ol | 122 | 0.00403 | MV
149-AL1/24-ST1A 10.0 | 11.25 | 0.194 | 0.315 | 0.47 | ol | 149 | 0.00403 | MV
34-AL1/6-ST1A 20.0 | 9.15 | 0.8342 | 0.382 | 0.17 | ol | 34 | 0.00403 | MV
48-AL1/8-ST1A 20.0 | 9.5 | 0.5939 | 0.372 | 0.21 | ol | 48 | 0.00403 | MV
70-AL1/11-ST1A 20.0 | 9.7 | 0.4132 | 0.36 | 0.29 | ol | 70 | 0.00403 | MV
94-AL1/15-ST1A 20.0 | 10 | 0.306 | 0.35 | 0.35 | ol | 94 | 0.00403 | MV
122-AL1/20-ST1A 20.0 | 10.3 | 0.2376 | 0.344 | 0.41 | ol | 122 | 0.00403 | MV
149-AL1/24-ST1A 20.0 | 10.5 | 0.194 | 0.337 | 0.47 | ol | 149 | 0.00403 | MV
184-AL1/30-ST1A 20.0 | 10.75 | 0.1571 | 0.33 | 0.535 | ol | 184 | 0.00403 | MV
243-AL1/39-ST1A 20.0 | 11 | 0.1188 | 0.32 | 0.645 | ol | 243 | 0.00403 | MV
48-AL1/8-ST1A 110.0 | 8 | 0.5939 | 0.46 | 0.21 | ol | 48 | 0.00403 | HV
70-AL1/11-ST1A 110.0 | 8.4 | 0.4132 | 0.45 | 0.29 | ol | 70 | 0.00403 | HV
94-AL1/15-ST1A 110.0 | 8.65 | 0.306 | 0.44 | 0.35 | ol | 94 | 0.00403 | HV
122-AL1/20-ST1A 110.0 | 8.5 | 0.2376 | 0.43 | 0.41 | ol | 122 | 0.00403 | HV
149-AL1/24-ST1A 110.0 | 8.75 | 0.194 | 0.41 | 0.47 | ol | 149 | 0.00403 | HV
184-AL1/30-ST1A 110.0 | 8.8 | 0.1571 | 0.4 | 0.535 | ol | 184 | 0.00403 | HV
243-AL1/39-ST1A 110.0 | 9 | 0.1188 | 0.39 | 0.645 | ol | 243 | 0.00403 | HV
305-AL1/39-ST1A 110.0 | 9.2 | 0.0949 | 0.38 | 0.74 | ol | 305 | 0.00403 | HV
490-AL1/64-ST1A 110.0 | 9.75 | 0.059 | 0.37 | 0.96 | ol | 490 | 0.00403 | HV
679-AL1/86-ST1A 110.0 | 9.95 | 0.042 | 0.36 | 1.15 | ol | 679 | 0.00403 | HV
490-AL1/64-ST1A 220.0 | 10 | 0.059 | 0.285 | 0.96 | ol | 490 | 0.00403 | HV
679-AL1/86-ST1A 220.0 | 11.7 | 0.042 | 0.275 | 1.15 | ol | 679 | 0.00403 | HV
490-AL1/64-ST1A 380.0 | 11 | 0.059 | 0.253 | 0.96 | ol | 490 | 0.00403 | HV
679-AL1/86-ST1A 380.0 | 14.6 | 0.042 | 0.25 | 1.15 | ol | 679 | 0.00403 | HV

## trafo_std_types
| i0_percent | pfe_kw | vkr_percent | sn_mva | vn_lv_kv | vn_hv_kv | vk_percent | shift_degree | vector_group | tap_side | tap_neutral | tap_min | tap_max | tap_step_degree | tap_step_percent | tap_phase_shifter
160 MVA 380/110 kV | 0.06 | 60 | 0.25 | 160 | 110 | 380 | 12.2 | 0 | Yy0 | hv | 0 | -9 | 9 | 0 | 1.5 | FALSE
100 MVA 220/110 kV | 0.06 | 55 | 0.26 | 100 | 110 | 220 | 12 | 0 | Yy0 | hv | 0 | -9 | 9 | 0 | 1.5 | FALSE
63 MVA 110/20 kV | 0.04 | 22 | 0.32 | 63 | 20 | 110 | 18 | 150 | YNd5 | hv | 0 | -9 | 9 | 0 | 1.5 | FALSE
40 MVA 110/20 kV | 0.05 | 18 | 0.34 | 40 | 20 | 110 | 16.2 | 150 | YNd5 | hv | 0 | -9 | 9 | 0 | 1.5 | FALSE
25 MVA 110/20 kV | 0.07 | 14 | 0.41 | 25 | 20 | 110 | 12 | 150 | YNd5 | hv | 0 | -9 | 9 | 0 | 1.5 | FALSE
63 MVA 110/10 kV | 0.04 | 22 | 0.32 | 63 | 10 | 110 | 18 | 150 | YNd5 | hv | 0 | -9 | 9 | 0 | 1.5 | FALSE
40 MVA 110/10 kV | 0.05 | 18 | 0.34 | 40 | 10 | 110 | 16.2 | 150 | YNd5 | hv | 0 | -9 | 9 | 0 | 1.5 | FALSE
25 MVA 110/10 kV | 0.07 | 14 | 0.41 | 25 | 10 | 110 | 12 | 150 | YNd5 | hv | 0 | -9 | 9 | 0 | 1.5 | FALSE
0.25 MVA 20/0.4 kV | 0.32 | 0.8 | 1.44 | 0.25 | 0.4 | 20 | 6 | 150 | Yzn5 | hv | 0 | -2 | 2 | 0 | 2.5 | FALSE
0.4 MVA 20/0.4 kV | 0.3375 | 1.35 | 1.425 | 0.4 | 0.4 | 20 | 6 | 150 | Dyn5 | hv | 0 | -2 | 2 | 0 | 2.5 | FALSE
0.63 MVA 20/0.4 kV | 0.2619 | 1.65 | 1.206 | 0.63 | 0.4 | 20 | 6 | 150 | Dyn5 | hv | 0 | -2 | 2 | 0 | 2.5 | FALSE
0.25 MVA 10/0.4 kV | 0.24 | 0.6 | 1.2 | 0.25 | 0.4 | 10 | 4 | 150 | Dyn5 | hv | 0 | -2 | 2 | 0 | 2.5 | FALSE
0.4 MVA 10/0.4 kV | 0.2375 | 0.95 | 1.325 | 0.4 | 0.4 | 10 | 4 | 150 | Dyn5 | hv | 0 | -2 | 2 | 0 | 2.5 | FALSE
0.63 MVA 10/0.4 kV | 0.1873 | 1.18 | 1.0794 | 0.63 | 0.4 | 10 | 4 | 150 | Dyn5 | hv | 0 | -2 | 2 | 0 | 2.5 | FALSE

## trafo3w_std_types
| sn_hv_mva | sn_mv_mva | sn_lv_mva | vn_hv_kv | vn_mv_kv | vn_lv_kv | vk_hv_percent | vk_mv_percent | vk_lv_percent | vkr_hv_percent | vkr_mv_percent | vkr_lv_percent | pfe_kw | i0_percent | shift_mv_degree | shift_lv_degree | vector_group | tap_side | tap_neutral | tap_min | tap_max | tap_step_percent
63/25/38 MVA 110/20/10 kV | 63 | 25 | 38 | 110 | 20 | 10 | 10.4 | 10.4 | 10.4 | 0.28 | 0.32 | 0.35 | 35 | 0.89 | 0 | 0 | YN0yn0yn0 | hv | 0 | -10 | 10 | 1.2
63/25/38 MVA 110/10/10 kV | 63 | 25 | 38 | 110 | 10 | 10 | 10.4 | 10.4 | 10.4 | 0.28 | 0.32 | 0.35 | 35 | 0.89 | 0 | 0 | YN0yn0yn0 | hv | 0 | -10 | 10 | 1.2

## fuse_std_types
| fuse_type | i_rated_a | t_avg | t_min | t_total | x_avg | x_min | x_total
HV 100A | HV 100A | 100 | 0 | [10.0, 3.64, 0.854, 0.281, 0.1, 0.0531, 0.022, 0.01] | [10.0, 4.267, 1.21, 0.403, 0.1, 0.058, 0.022, 0.01] | 0 | [300.0, 350.0, 450.0, 550.0, 700.0, 850.0, 1200.0, 1752.0] | [600.0, 700.0, 900.0, 1150.0, 1665.0, 2000.0, 3000.0, 4313.0]
HV 10A | HV 10A | 10 | 0 | [10.0, 1675.0, 0.344, 0.156, 0.1, 0.0417, 0.0171, 0.01] | [10.0, 1.3, 0.3, 0.155, 0.1, 0.0555, 0.023, 0.01] | 0 | [30.0, 32.0, 35.0, 37.0, 39.0, 50.0, 70.0, 88.0] | [60.0, 70.0, 80.0, 87.0, 94.0, 110.0, 150.0, 216.0]
HV 125A | HV 125A | 125 | 0 | [10.0, 1.82, 0.344, 0.1, 0.0467, 0.0269, 0.01] | [10.0, 2.478, 0.426, 0.1, 0.0427, 0.0211, 0.01] | 0 | [375.0, 500.0, 700.0, 925.0, 1200.0, 1500.0, 2341.0] | [750.0, 1000.0, 1500.0, 2200.0, 3000.0, 4000.0, 5765.0]
HV 160A | HV 160A | 160 | 0 | [10.0, 4.15, 1.03, 0.198, 0.1, 0.051, 0.0172, 0.01] | [10.0, 2.3, 0.734, 0.274, 0.1, 0.046, 0.0177, 0.01] | 0 | [480.0, 550.0, 700.0, 1000.0, 1260.0, 1600.0, 2500.0, 3227.0] | [960.0, 1300.0, 1700.0, 2200.0, 2996.0, 4000.0, 6000.0, 7946.0]
HV 16A | HV 16A | 16 | 0 | [10.0, 0.352, 0.164, 0.1, 0.0649, 0.0342, 0.01] | [10.0, 2.34, 0.722, 0.181, 0.1, 0.055, 0.0296, 0.01] | 0 | [48.0, 60.0, 65.0, 71.0, 80.0, 100.0, 162.0] | [96.0, 110.0, 125.0, 150.0, 168.0, 200.0, 250.0, 398.0]
HV 200A | HV 200A | 200 | 0 | [10.0, 4.267, 1.21, 0.403, 0.1, 0.058, 0.022, 0.01] | [10.0, 3.73, 1.654, 0.328, 0.1, 0.0531, 0.019, 0.01] | 0 | [600.0, 700.0, 900.0, 1150.0, 1665.0, 2000.0, 3000.0, 4313.0] | [1200.0, 1500.0, 1800.0, 2700.0, 3960.0, 5000.0, 7500.0, 10620.0]
HV 20A | HV 20A | 20 | 0 | [10.0, 1.3, 0.3, 0.155, 0.1, 0.0555, 0.023, 0.01] | [10.0, 1.3, 0.161, 0.1, 0.0611, 0.0399, 0.0141, 0.01] | 0 | [60.0, 70.0, 80.0, 87.0, 94.0, 110.0, 150.0, 216.0] | [120.0, 150.0, 200.0, 223.0, 260.0, 300.0, 450.0, 532.0]
HV 25A | HV 25A | 25 | 0 | [10.0, 2.512, 0.833, 0.299, 0.1, 0.0372, 0.0223, 0.01] | [10.0, 3.125, 0.597, 0.198, 0.1, 0.0378, 0.022, 0.01] | 0 | [75.0, 82.0, 90.0, 100.0, 124.0, 170.0, 200.0, 289.0] | [150.0, 170.0, 210.0, 250.0, 294.0, 400.0, 500.0, 711.0]
HV 31.5A | HV 31.5A | 31.5 | 0 | [10.0, 2.34, 0.722, 0.181, 0.1, 0.055, 0.0296, 0.01] | [10.0, 2.84, 0.368, 0.164, 0.1, 0.0621, 0.0378, 0.0195, 0.01] | 0 | [95.0, 110.0, 125.0, 150.0, 165.0, 200.0, 250.0, 390.0] | [189.0, 220.0, 300.0, 350.0, 393.0, 450.0, 530.0, 700.0, 960.0]
HV 40A | HV 40A | 40 | 0 | [10.0, 1.3, 0.161, 0.1, 0.0611, 0.0399, 0.0141, 0.01] | [10.0, 2.05, 0.369, 0.198, 0.1, 0.051, 0.0298, 0.01] | 0 | [120.0, 150.0, 200.0, 223.0, 260.0, 300.0, 450.0, 532.0] | [240.0, 300.0, 400.0, 450.0, 530.0, 650.0, 800.0, 1311.0]
HV 50A | HV 50A | 50 | 0 | [10.0, 3.215, 0.597, 0.198, 0.1, 0.0378, 0.022, 0.01] | [10.0, 3.64, 0.854, 0.281, 0.1, 0.0531, 0.022, 0.01] | 0 | [150.0, 170.0, 210.0, 250.0, 294.0, 400.0, 500.0, 711.0] | [300.0, 350.0, 450.0, 550.0, 700.0, 850.0, 1200.0, 1752.0]
HV 6.3A | HV 6.3A | 6.3 | 0 | [10.0, 1.39, 0.344, 0.168, 0.1, 0.056, 0.0263, 0.01] | [10.0, 1.711, 0.516, 0.198, 0.1, 0.0634, 0.0303, 0.01] | 0 | [19.0, 19.5, 20.4, 20.8, 22.0, 25.0, 32.0, 48.0] | [38.0, 40.0, 43.0, 48.0, 53.0, 60.0, 75.0, 118.0]
HV 63A | HV 63A | 63 | 0 | [10.0, 2.84, 0.368, 0.164, 0.1, 0.0621, 0.0378, 0.0195, 0.01] | [10.0, 1.82, 0.344, 0.1, 0.0467, 0.0269, 0.01] | 0 | [189.0, 220.0, 300.0, 350.0, 393.0, 450.0, 530.0, 700.0, 961.0] | [378.0, 500.0, 700.0, 934.0, 1200.0, 1500.0, 2366.0]
HV 80A | HV 80A | 80 | 0 | [10.0, 2.05, 0.369, 0.198, 0.1, 0.051, 0.0298, 0.01] | [10.0, 4.15, 1.03, 0.198, 0.1, 0.051, 0.0172, 0.01] | 0 | [240.0, 300.0, 400.0, 450.0, 530.0, 650.0, 800.0, 1311.0] | [480.0, 550.0, 700.0, 1000.0, 1260.0, 1600.0, 2500.0, 3227.0]
Siemens NH-1-100 | Siemens NH-1-100 | 100 | [5400.0, 2000.0, 400.0, 20.0, 1.0, 0.2, 0.012, 0.004] | 0 | 0 | [150.0, 190.0, 250.0, 430.0, 900.0, 1250.0, 2700.0, 3600.0] | 0 | 0
Siemens NH-1-125 | Siemens NH-1-125 | 125 | [4800.0, 120.0, 7.0, 0.1, 0.004] | 0 | 0 | [180.0, 400.0, 740.0, 2000.0, 4250.0] | 0 | 0
Siemens NH-1-16 | Siemens NH-1-16 | 16 | [4000.0, 400.0, 2.0, 0.1, 0.04, 0.01] | 0 | 0 | [26.0, 35.0, 75.0, 150.0, 200.0, 300.0] | 0 | 0
Siemens NH-1-160 | Siemens NH-1-160 | 160 | [4800.0, 120.0, 7.0, 0.1, 0.004] | 0 | 0 | [210.0, 500.0, 900.0, 2300.0, 5000.0] | 0 | 0
Siemens NH-1-25 | Siemens NH-1-25 | 25 | [4000.0, 1000.0, 10.0, 0.2, 0.02, 0.01] | 0 | 0 | [40.0, 50.0, 100.0, 210.0, 400.0, 500.0] | 0 | 0
Siemens NH-1-50 | Siemens NH-1-50 | 50 | [4000.0, 40.0, 4.0, 1.0, 0.02, 0.01] | 0 | 0 | [86.0, 200.0, 300.0, 400.0, 1000.0, 1280.0] | 0 | 0
Siemens NH-1-63 | Siemens NH-1-63 | 63 | [4000.0, 100.0, 10.0, 2.0, 0.04, 0.01] | 0 | 0 | [100.0, 200.0, 300.0, 400.0, 1000.0, 1500.0] | 0 | 0
Siemens NH-1-80 | Siemens NH-1-80 | 80 | [4800.0, 120.0, 7.0, 0.1, 0.01] | 0 | 0 | [150.58, 250.0, 450.0, 1150.0, 2470.0] | 0 | 0
Siemens NH-2-1000 | Siemens NH-2-1000 | 1000 | [4800.0, 120.0, 7.0, 0.1, 0.004] | 0 | 0 | [1900.0, 3500.0, 8400.0, 24000.0, 52000.0] | 0 | 0
Siemens NH-2-200 | Siemens NH-2-200 | 200 | [4800.0, 120.0, 7.0, 0.1, 0.004] | 0 | 0 | [280.0, 650.0, 1200.0, 3000.0, 7000.0] | 0 | 0
Siemens NH-2-224 | Siemens NH-2-224 | 224 | [4800.0, 120.0, 7.0, 0.2, 0.04, 0.004] | 0 | 0 | [400.0, 750.0, 1453.0, 3025.0, 4315.0, 7600.0] | 0 | 0
Siemens NH-2-250 | Siemens NH-2-250 | 250 | [4800.0, 120.0, 7.0, 0.1, 0.004] | 0 | 0 | [450.0, 800.0, 1650.0, 4000.0, 8500.0] | 0 | 0
Siemens NH-2-315 | Siemens NH-2-315 | 315 | [4800.0, 120.0, 7.0, 0.1, 0.004] | 0 | 0 | [550.0, 920.0, 1900.0, 5000.0, 11000.0] | 0 | 0
Siemens NH-2-355 | Siemens NH-2-355 | 355 | [4800.0, 120.0, 6.0, 0.1, 0.004] | 0 | 0 | [650.0, 1116.27, 2350.0, 5840.0, 12790.0] | 0 | 0
Siemens NH-2-400 | Siemens NH-2-400 | 400 | [4800.0, 120.0, 7.0, 0.1, 0.004] | 0 | 0 | [720.0, 1350.0, 2800.0, 6500.0, 15000.0] | 0 | 0
Siemens NH-2-425 | Siemens NH-2-425 | 425 | [4800.0, 120.0, 7.0, 0.1, 0.004] | 0 | 0 | [850.0, 1500.0, 3050.0, 7500.0, 16500.0] | 0 | 0
Siemens NH-2-630 | Siemens NH-2-630 | 630 | [4800.0, 120.0, 7.0, 0.1, 0.004] | 0 | 0 | [1200.0, 2000.0, 4800.0, 12000.0, 26000.0] | 0 | 0

## dtypes
| element | column | dtype
0 | bus | name | object
1 | bus | vn_kv | float64
2 | bus | type | object
3 | bus | zone | object
4 | bus | in_service | bool
5 | load | name | object
6 | load | bus | uint32
7 | load | p_mw | float64
8 | load | q_mvar | float64
9 | load | const_z_percent | float64
10 | load | const_i_percent | float64
11 | load | sn_mva | float64
12 | load | scaling | float64
13 | load | in_service | bool
14 | load | type | object
15 | ext_grid | name | object
16 | ext_grid | bus | uint32
17 | ext_grid | vm_pu | float64
18 | ext_grid | va_degree | float64
19 | ext_grid | slack_weight | float64
20 | ext_grid | in_service | bool
21 | line | name | object
22 | line | std_type | object
23 | line | from_bus | uint32
24 | line | to_bus | uint32
25 | line | length_km | float64
26 | line | r_ohm_per_km | float64
27 | line | x_ohm_per_km | float64
28 | line | c_nf_per_km | float64
29 | line | g_us_per_km | float64
30 | line | max_i_ka | float64
31 | line | df | float64
32 | line | parallel | uint32
33 | line | type | object
34 | line | in_service | bool
35 | trafo | name | object
36 | trafo | std_type | object
37 | trafo | hv_bus | uint32
38 | trafo | lv_bus | uint32
39 | trafo | sn_mva | float64
40 | trafo | vn_hv_kv | float64
41 | trafo | vn_lv_kv | float64
42 | trafo | vk_percent | float64
43 | trafo | vkr_percent | float64
44 | trafo | pfe_kw | float64
45 | trafo | i0_percent | float64
46 | trafo | shift_degree | float64
47 | trafo | tap_side | object
48 | trafo | tap_neutral | int32
49 | trafo | tap_min | int32
50 | trafo | tap_max | int32
51 | trafo | tap_step_percent | float64
52 | trafo | tap_step_degree | float64
53 | trafo | tap_pos | int32
54 | trafo | tap_phase_shifter | bool
55 | trafo | parallel | uint32
56 | trafo | df | float64
57 | trafo | in_service | bool
58 | line_geodata | coords | object
59 | bus_geodata | x | float64
60 | bus_geodata | y | float64
61 | bus_geodata | coords | object

## parameters
| version | format_version | converged | OPF_converged | name | f_hz | sn_mva
0 | 2.14.6 | 2.14.0 | FALSE | FALSE |  | 50 | 1